Commercial | Com ¦ Freezer Case Light Sensor | 2032 | Achievable | MW | After Competition Groups | 7.0379 | 0 | 0 | 1111.4891 | 0.006332 | 26 | Commercial_2032_Achievable_MW_After Competition Groups_26 | Freezer Case Light Sensor | 0.6332% | 0 | 7.0379 | Commercial_2032_Achievable_MW_After Competition Groups_Freezer Case Light Sensor
Commercial | Com ¦ Demand Control Kitchen Ventilation | 2032 | Economic | MW | After Competition Groups | 11.4593 | 0 | 0 | 1838.8485 | 0.0062318 | 23 | Commercial_2032_Economic_MW_After Competition Groups_23 | Demand Control Kitchen Ventilation | 0.6232% | 0 | 11.4593 | Commercial_2032_Economic_MW_After Competition Groups_Demand Control Kitchen Ventilation
Commercial | Com ¦ ECM MOTORS FOR EVAPORATOR FANS for refrigeration (WALK-IN) | 2032 | Economic | MW | After Competition Groups | 11.4357 | 0 | 0 | 1838.8485 | 0.006219 | 24 | Commercial_2032_Economic_MW_After Competition Groups_24 | ECM MOTORS FOR EVAPORATOR FANS for refrigeration (WALK-IN) | 0.6219% | 0 | 11.4357 | Commercial_2032_Economic_MW_After Competition Groups_ECM MOTORS FOR EVAPORATOR FANS for refrigeration (WALK-IN)
Commercial | Com ¦ ENERGY STAR LED LAMPS (General Service Lamps) | 2032 | Economic | MW | After Competition Groups | 10.9767 | 0 | 0 | 1838.8485 | 0.0059693 | 25 | Commercial_2032_Economic_MW_After Competition Groups_25 | ENERGY STAR LED LAMPS (General Service Lamps) | 0.5969% | 0 | 10.9767 | Commercial_2032_Economic_MW_After Competition Groups_ENERGY STAR LED LAMPS (General Service Lamps)
Commercial | Com ¦ ENERGY STAR FREEZER | 2032 | Technical | MW | After Competition Groups | 14.3247 | 0 | 0 | 2473.8774 | 0.0057904 | 31 | Commercial_2032_Technical_MW_After Competition Groups_31 | ENERGY STAR FREEZER | 0.579% | 0 | 14.3247 | Commercial_2032_Technical_MW_After Competition Groups_ENERGY STAR FREEZER
Commercial | Com ¦ Indoor Daylight Sensors/Photocell Dimming Control | 2032 | Technical | MW | After Competition Groups | 14.3233 | 0 | 0 | 2473.8774 | 0.0057898 | 32 | Commercial_2032_Technical_MW_After Competition Groups_32 | Indoor Daylight Sensors/Photocell Dimming Control | 0.579% | 0 | 14.3233 | Commercial_2032_Technical_MW_After Competition Groups_Indoor Daylight Sensors/Photocell Dimming Control
Commercial | Com ¦ Demand Control Kitchen Ventilation | 2032 | Achievable | MW | After Competition Groups | 6.2694 | 0 | 0 | 1111.4891 | 0.0056406 | 27 | Commercial_2032_Achievable_MW_After Competition Groups_27 | Demand Control Kitchen Ventilation | 0.5641% | 0 | 6.2694 | Commercial_2032_Achievable_MW_After Competition Groups_Demand Control Kitchen Ventilation
Commercial | Com ¦ Occupancy Sensors | 2032 | Economic | MW | After Competition Groups | 10.0088 | 0 | 0 | 1838.8485 | 0.005443 | 26 | Commercial_2032_Economic_MW_After Competition Groups_26 | Occupancy Sensors | 0.5443% | 0 | 10.0088 | Commercial_2032_Economic_MW_After Competition Groups_Occupancy Sensors
Commercial | Com ¦ Freezer Case Light Sensor | 2032 | Economic | MW | After Competition Groups | 9.9203 | 0 | 0 | 1838.8485 | 0.0053949 | 27 | Commercial_2032_Economic_MW_After Competition Groups_27 | Freezer Case Light Sensor | 0.5395% | 0 | 9.9203 | Commercial_2032_Economic_MW_After Competition Groups_Freezer Case Light Sensor
Commercial | Com ¦ Evaporator Fan Controls | 2032 | Economic | MW | After Competition Groups | 9.6632 | 0 | 0 | 1838.8485 | 0.005255 | 28 | Commercial_2032_Economic_MW_After Competition Groups_28 | Evaporator Fan Controls | 0.5255% | 0 | 9.6632 | Commercial_2032_Economic_MW_After Competition Groups_Evaporator Fan Controls
Commercial | Com ¦ ENERGY STAR LED LAMPS (General Service Lamps) | 2032 | Technical | MW | After Competition Groups | 12.625 | 0 | 0 | 2473.8774 | 0.0051033 | 33 | Commercial_2032_Technical_MW_After Competition Groups_33 | ENERGY STAR LED LAMPS (General Service Lamps) | 0.5103% | 0 | 12.625 | Commercial_2032_Technical_MW_After Competition Groups_ENERGY STAR LED LAMPS (General Service Lamps)
Commercial | Com ¦ LED EXTERIOR AREA LIGHTS - LED fixture (200W) | 2032 | Achievable | MW | After Competition Groups | 5.5092 | 0 | 0 | 1111.4891 | 0.0049566 | 28 | Commercial_2032_Achievable_MW_After Competition Groups_28 | LED EXTERIOR AREA LIGHTS - LED fixture (200W) | 0.4957% | 0 | 5.5092 | Commercial_2032_Achievable_MW_After Competition Groups_LED EXTERIOR AREA LIGHTS - LED fixture (200W)
Commercial | Com ¦ ENERGY STAR ICE MACHINES - Ice Making Head | 2032 | Technical | MW | After Competition Groups | 11.8803 | 0 | 0 | 2473.8774 | 0.0048023 | 34 | Commercial_2032_Technical_MW_After Competition Groups_34 | ENERGY STAR ICE MACHINES - Ice Making Head | 0.4802% | 0 | 11.8803 | Commercial_2032_Technical_MW_After Competition Groups_ENERGY STAR ICE MACHINES - Ice Making Head
Commercial | Com ¦ LED parking lot fixture | 2032 | Achievable | MW | After Competition Groups | 5.2919 | 0 | 0 | 1111.4891 | 0.0047611 | 29 | Commercial_2032_Achievable_MW_After Competition Groups_29 | LED parking lot fixture | 0.4761% | 0 | 5.2919 | Commercial_2032_Achievable_MW_After Competition Groups_LED parking lot fixture
Commercial | Com ¦ Demand Control Kitchen Ventilation | 2032 | Technical | MW | After Competition Groups | 11.4593 | 0 | 0 | 2473.8774 | 0.0046321 | 35 | Commercial_2032_Technical_MW_After Competition Groups_35 | Demand Control Kitchen Ventilation | 0.4632% | 0 | 11.4593 | Commercial_2032_Technical_MW_After Competition Groups_Demand Control Kitchen Ventilation
Commercial | Com ¦ ECM MOTORS FOR EVAPORATOR FANS for refrigeration (WALK-IN) | 2032 | Technical | MW | After Competition Groups | 11.4357 | 0 | 0 | 2473.8774 | 0.0046226 | 36 | Commercial_2032_Technical_MW_After Competition Groups_36 | ECM MOTORS FOR EVAPORATOR FANS for refrigeration (WALK-IN) | 0.4623% | 0 | 11.4357 | Commercial_2032_Technical_MW_After Competition Groups_ECM MOTORS FOR EVAPORATOR FANS for refrigeration (WALK-IN)
Commercial | Com ¦ High R-Value Glass Doors/no-heat glass door | 2032 | Technical | MW | After Competition Groups | 10.8787 | 0 | 0 | 2473.8774 | 0.0043974 | 37 | Commercial_2032_Technical_MW_After Competition Groups_37 | High R-Value Glass Doors/no-heat glass door | 0.4397% | 0 | 10.8787 | Commercial_2032_Technical_MW_After Competition Groups_High R-Value Glass Doors/no-heat glass door
Commercial | Com ¦ Duct Insulation, R8 | 2032 | Achievable | MW | After Competition Groups | 4.6363 | 0 | 0 | 1111.4891 | 0.0041712 | 30 | Commercial_2032_Achievable_MW_After Competition Groups_30 | Duct Insulation, R8 | 0.4171% | 0 | 4.6363 | Commercial_2032_Achievable_MW_After Competition Groups_Duct Insulation, R8
Commercial | Com ¦ Occupancy Sensors | 2032 | Technical | MW | After Competition Groups | 10.0088 | 0 | 0 | 2473.8774 | 0.0040458 | 38 | Commercial_2032_Technical_MW_After Competition Groups_38 | Occupancy Sensors | 0.4046% | 0 | 10.0088 | Commercial_2032_Technical_MW_After Competition Groups_Occupancy Sensors
Commercial | Com ¦ Freezer Case Light Sensor | 2032 | Technical | MW | After Competition Groups | 9.9203 | 0 | 0 | 2473.8774 | 0.00401 | 39 | Commercial_2032_Technical_MW_After Competition Groups_39 | Freezer Case Light Sensor | 0.401% | 0 | 9.9203 | Commercial_2032_Technical_MW_After Competition Groups_Freezer Case Light Sensor
Commercial | Com ¦ Evaporator Fan Controls | 2032 | Technical | MW | After Competition Groups | 9.6632 | 0 | 0 | 2473.8774 | 0.0039061 | 40 | Commercial_2032_Technical_MW_After Competition Groups_40 | Evaporator Fan Controls | 0.3906% | 0 | 9.6632 | Commercial_2032_Technical_MW_After Competition Groups_Evaporator Fan Controls
Commercial | Com ¦ LED EXTERIOR AREA LIGHTS - LED fixture (200W) | 2032 | Economic | MW | After Competition Groups | 6.6907 | 0 | 0 | 1838.8485 | 0.0036385 | 29 | Commercial_2032_Economic_MW_After Competition Groups_29 | LED EXTERIOR AREA LIGHTS - LED fixture (200W) | 0.3639% | 0 | 6.6907 | Commercial_2032_Economic_MW_After Competition Groups_LED EXTERIOR AREA LIGHTS - LED fixture (200W)
Commercial | Com ¦ LED parking lot fixture | 2032 | Economic | MW | After Competition Groups | 6.3968 | 0 | 0 | 1838.8485 | 0.0034787 | 30 | Commercial_2032_Economic_MW_After Competition Groups_30 | LED parking lot fixture | 0.3479% | 0 | 6.3968 | Commercial_2032_Economic_MW_After Competition Groups_LED parking lot fixture
Commercial | Com ¦ Water Source Heat Pump (4 ton) | 2032 | Economic | MW | After Competition Groups | 6.0316 | 0 | 0 | 1838.8485 | 0.0032801 | 31 | Commercial_2032_Economic_MW_After Competition Groups_31 | Water Source Heat Pump (4 ton) | 0.328% | 0 | 6.0316 | Commercial_2032_Economic_MW_After Competition Groups_Water Source Heat Pump (4 ton)
Commercial | Com ¦ Refrigerated Display Case LED | 2032 | Achievable | MW | After Competition Groups | 3.4881 | 0 | 0 | 1111.4891 | 0.0031382 | 31 | Commercial_2032_Achievable_MW_After Competition Groups_31 | Refrigerated Display Case LED | 0.3138% | 0 | 3.4881 | Commercial_2032_Achievable_MW_After Competition Groups_Refrigerated Display Case LED
Commercial | Com ¦ Duct Insulation, R8 | 2032 | Economic | MW | After Competition Groups | 5.7669 | 0 | 0 | 1838.8485 | 0.0031362 | 32 | Commercial_2032_Economic_MW_After Competition Groups_32 | Duct Insulation, R8 | 0.3136% | 0 | 5.7669 | Commercial_2032_Economic_MW_After Competition Groups_Duct Insulation, R8
Commercial | Com ¦ LED street light fixture | 2032 | Achievable | MW | After Competition Groups | 3.3891 | 0 | 0 | 1111.4891 | 0.0030491 | 32 | Commercial_2032_Achievable_MW_After Competition Groups_32 | LED street light fixture | 0.3049% | 0 | 3.3891 | Commercial_2032_Achievable_MW_After Competition Groups_LED street light fixture
Commercial | Com ¦ Water Source Heat Pump (4 ton) | 2032 | Technical | MW | After Competition Groups | 7.4329 | 0 | 0 | 2473.8774 | 0.0030045 | 41 | Commercial_2032_Technical_MW_After Competition Groups_41 | Water Source Heat Pump (4 ton) | 0.3005% | 0 | 7.4329 | Commercial_2032_Technical_MW_After Competition Groups_Water Source Heat Pump (4 ton)
Commercial | Com ¦ ENERGY STAR Griddle (74% eff) | 2032 | Economic | MW | After Competition Groups | 5.5187 | 0 | 0 | 1838.8485 | 0.0030012 | 33 | Commercial_2032_Economic_MW_After Competition Groups_33 | ENERGY STAR Griddle (74% eff) | 0.3001% | 0 | 5.5187 | Commercial_2032_Economic_MW_After Competition Groups_ENERGY STAR Griddle (74% eff)
Commercial | Com ¦ ENERGY STAR Griddle (74% eff) | 2032 | Achievable | MW | After Competition Groups | 3.3308 | 0 | 0 | 1111.4891 | 0.0029967 | 33 | Commercial_2032_Achievable_MW_After Competition Groups_33 | ENERGY STAR Griddle (74% eff) | 0.2997% | 0 | 3.3308 | Commercial_2032_Achievable_MW_After Competition Groups_ENERGY STAR Griddle (74% eff)
Commercial | Com ¦ Water Source Heat Pump (4 ton) | 2032 | Achievable | MW | After Competition Groups | 3.1654 | 0 | 0 | 1111.4891 | 0.0028479 | 34 | Commercial_2032_Achievable_MW_After Competition Groups_34 | Water Source Heat Pump (4 ton) | 0.2848% | 0 | 3.1654 | Commercial_2032_Achievable_MW_After Competition Groups_Water Source Heat Pump (4 ton)
Commercial | Com ¦ ENERGY STAR Refrigerator | 2032 | Technical | MW | After Competition Groups | 6.88 | 0 | 0 | 2473.8774 | 0.0027811 | 42 | Commercial_2032_Technical_MW_After Competition Groups_42 | ENERGY STAR Refrigerator | 0.2781% | 0 | 6.88 | Commercial_2032_Technical_MW_After Competition Groups_ENERGY STAR Refrigerator
Commercial | Com ¦ Refrigeration Commissioning | 2032 | Technical | MW | After Competition Groups | 6.7447 | 0 | 0 | 2473.8774 | 0.0027264 | 43 | Commercial_2032_Technical_MW_After Competition Groups_43 | Refrigeration Commissioning | 0.2726% | 0 | 6.7447 | Commercial_2032_Technical_MW_After Competition Groups_Refrigeration Commissioning
Commercial | Com ¦ LED EXTERIOR AREA LIGHTS - LED fixture (200W) | 2032 | Technical | MW | After Competition Groups | 6.6907 | 0 | 0 | 2473.8774 | 0.0027045 | 44 | Commercial_2032_Technical_MW_After Competition Groups_44 | LED EXTERIOR AREA LIGHTS - LED fixture (200W) | 0.2705% | 0 | 6.6907 | Commercial_2032_Technical_MW_After Competition Groups_LED EXTERIOR AREA LIGHTS - LED fixture (200W)
Commercial | Com ¦ Elec Storage WH 2.30 Et | 2032 | Economic | MW | After Competition Groups | 4.9275 | 0 | 0 | 1838.8485 | 0.0026797 | 34 | Commercial_2032_Economic_MW_After Competition Groups_34 | Elec Storage WH 2.30 Et | 0.268% | 0 | 4.9275 | Commercial_2032_Economic_MW_After Competition Groups_Elec Storage WH 2.30 Et
Commercial | Com ¦ BEVERAGE VENDING MACHINE CONTROLS | 2032 | Economic | MW | After Competition Groups | 4.7633 | 0 | 0 | 1838.8485 | 0.0025904 | 35 | Commercial_2032_Economic_MW_After Competition Groups_35 | BEVERAGE VENDING MACHINE CONTROLS | 0.259% | 0 | 4.7633 | Commercial_2032_Economic_MW_After Competition Groups_BEVERAGE VENDING MACHINE CONTROLS
Commercial | Com ¦ LED parking lot fixture | 2032 | Technical | MW | After Competition Groups | 6.3968 | 0 | 0 | 2473.8774 | 0.0025857 | 45 | Commercial_2032_Technical_MW_After Competition Groups_45 | LED parking lot fixture | 0.2586% | 0 | 6.3968 | Commercial_2032_Technical_MW_After Competition Groups_LED parking lot fixture
Commercial | Com ¦ BEVERAGE VENDING MACHINE CONTROLS | 2032 | Achievable | MW | After Competition Groups | 2.8081 | 0 | 0 | 1111.4891 | 0.0025264 | 35 | Commercial_2032_Achievable_MW_After Competition Groups_35 | BEVERAGE VENDING MACHINE CONTROLS | 0.2526% | 0 | 2.8081 | Commercial_2032_Achievable_MW_After Competition Groups_BEVERAGE VENDING MACHINE CONTROLS
Commercial | Com ¦ Temperature Adjustment in Commercial Freezers | 2032 | Achievable | MW | After Competition Groups | 2.8032 | 0 | 0 | 1111.4891 | 0.0025221 | 36 | Commercial_2032_Achievable_MW_After Competition Groups_36 | Temperature Adjustment in Commercial Freezers | 0.2522% | 0 | 2.8032 | Commercial_2032_Achievable_MW_After Competition Groups_Temperature Adjustment in Commercial Freezers
Commercial | Com ¦ Condensing Make Up Air Unit | 2032 | Economic | MW | After Competition Groups | 4.4523 | 0 | 0 | 1838.8485 | 0.0024212 | 36 | Commercial_2032_Economic_MW_After Competition Groups_36 | Condensing Make Up Air Unit | 0.2421% | 0 | 4.4523 | Commercial_2032_Economic_MW_After Competition Groups_Condensing Make Up Air Unit
Commercial | Com ¦ Duct Insulation, R8 | 2032 | Technical | MW | After Competition Groups | 5.7669 | 0 | 0 | 2473.8774 | 0.0023311 | 46 | Commercial_2032_Technical_MW_After Competition Groups_46 | Duct Insulation, R8 | 0.2331% | 0 | 5.7669 | Commercial_2032_Technical_MW_After Competition Groups_Duct Insulation, R8
Commercial | Com ¦ Elec Storage WH 2.30 Et | 2032 | Achievable | MW | After Competition Groups | 2.555 | 0 | 0 | 1111.4891 | 0.0022987 | 37 | Commercial_2032_Achievable_MW_After Competition Groups_37 | Elec Storage WH 2.30 Et | 0.2299% | 0 | 2.555 | Commercial_2032_Achievable_MW_After Competition Groups_Elec Storage WH 2.30 Et
Commercial | Com ¦ Refrigerated Display Case LED | 2032 | Economic | MW | After Competition Groups | 4.1892 | 0 | 0 | 1838.8485 | 0.0022782 | 37 | Commercial_2032_Economic_MW_After Competition Groups_37 | Refrigerated Display Case LED | 0.2278% | 0 | 4.1892 | Commercial_2032_Economic_MW_After Competition Groups_Refrigerated Display Case LED
Commercial | Com ¦ LED street light fixture | 2032 | Economic | MW | After Competition Groups | 4.1447 | 0 | 0 | 1838.8485 | 0.0022539 | 38 | Commercial_2032_Economic_MW_After Competition Groups_38 | LED street light fixture | 0.2254% | 0 | 4.1447 | Commercial_2032_Economic_MW_After Competition Groups_LED street light fixture
Commercial | Com ¦ Condensing Make Up Air Unit | 2032 | Achievable | MW | After Competition Groups | 2.5026 | 0 | 0 | 1111.4891 | 0.0022516 | 38 | Commercial_2032_Achievable_MW_After Competition Groups_38 | Condensing Make Up Air Unit | 0.2252% | 0 | 2.5026 | Commercial_2032_Achievable_MW_After Competition Groups_Condensing Make Up Air Unit
Commercial | Com ¦ ENERGY STAR Griddle (74% eff) | 2032 | Technical | MW | After Competition Groups | 5.5187 | 0 | 0 | 2473.8774 | 0.0022308 | 47 | Commercial_2032_Technical_MW_After Competition Groups_47 | ENERGY STAR Griddle (74% eff) | 0.2231% | 0 | 5.5187 | Commercial_2032_Technical_MW_After Competition Groups_ENERGY STAR Griddle (74% eff)
Commercial | Com ¦ Condensing Make Up Air Unit | 2032 | Technical | MW | After Competition Groups | 5.3308 | 0 | 0 | 2473.8774 | 0.0021549 | 48 | Commercial_2032_Technical_MW_After Competition Groups_48 | Condensing Make Up Air Unit | 0.2155% | 0 | 5.3308 | Commercial_2032_Technical_MW_After Competition Groups_Condensing Make Up Air Unit
Commercial | Com ¦ Occupancy Sensors | 2032 | Achievable | MW | After Competition Groups | 2.3658 | 0 | 0 | 1111.4891 | 0.0021285 | 39 | Commercial_2032_Achievable_MW_After Competition Groups_39 | Occupancy Sensors | 0.2129% | 0 | 2.3658 | Commercial_2032_Achievable_MW_After Competition Groups_Occupancy Sensors
Commercial | Com ¦ Vertical Night Covers | 2032 | Achievable | MW | After Competition Groups | 2.3269 | 0 | 0 | 1111.4891 | 0.0020935 | 40 | Commercial_2032_Achievable_MW_After Competition Groups_40 | Vertical Night Covers | 0.2094% | 0 | 2.3269 | Commercial_2032_Achievable_MW_After Competition Groups_Vertical Night Covers
Commercial | Com ¦ Super-High Efficiency Furnaces (Emerging Tech) | 2032 | Technical | MW | After Competition Groups | 5.0906 | 0 | 0 | 2473.8774 | 0.0020577 | 49 | Commercial_2032_Technical_MW_After Competition Groups_49 | Super-High Efficiency Furnaces (Emerging Tech) | 0.2058% | 0 | 5.0906 | Commercial_2032_Technical_MW_After Competition Groups_Super-High Efficiency Furnaces (Emerging Tech)
Commercial | Com ¦ Energy Efficient Laboratory Fume Hood | 2032 | Achievable | MW | After Competition Groups | 2.2793 | 0 | 0 | 1111.4891 | 0.0020507 | 41 | Commercial_2032_Achievable_MW_After Competition Groups_41 | Energy Efficient Laboratory Fume Hood | 0.2051% | 0 | 2.2793 | Commercial_2032_Achievable_MW_After Competition Groups_Energy Efficient Laboratory Fume Hood
Commercial | Com ¦ CO Sensors for parking garage exhaust fans | 2032 | Achievable | MW | After Competition Groups | 2.2566 | 0 | 0 | 1111.4891 | 0.0020302 | 42 | Commercial_2032_Achievable_MW_After Competition Groups_42 | CO Sensors for parking garage exhaust fans | 0.203% | 0 | 2.2566 | Commercial_2032_Achievable_MW_After Competition Groups_CO Sensors for parking garage exhaust fans
Commercial | Com ¦ Elec Storage WH 2.30 Et | 2032 | Technical | MW | After Competition Groups | 4.8904 | 0 | 0 | 2473.8774 | 0.0019768 | 50 | Commercial_2032_Technical_MW_After Competition Groups_50 | Elec Storage WH 2.30 Et | 0.1977% | 0 | 4.8904 | Commercial_2032_Technical_MW_After Competition Groups_Elec Storage WH 2.30 Et
Commercial | Com ¦ BEVERAGE VENDING MACHINE CONTROLS | 2032 | Technical | MW | After Competition Groups | 4.7633 | 0 | 0 | 2473.8774 | 0.0019254 | 51 | Commercial_2032_Technical_MW_After Competition Groups_51 | BEVERAGE VENDING MACHINE CONTROLS | 0.1925% | 0 | 4.7633 | Commercial_2032_Technical_MW_After Competition Groups_BEVERAGE VENDING MACHINE CONTROLS
Commercial | Com ¦ Temperature Adjustment in Commercial Freezers | 2032 | Economic | MW | After Competition Groups | 3.5263 | 0 | 0 | 1838.8485 | 0.0019177 | 39 | Commercial_2032_Economic_MW_After Competition Groups_39 | Temperature Adjustment in Commercial Freezers | 0.1918% | 0 | 3.5263 | Commercial_2032_Economic_MW_After Competition Groups_Temperature Adjustment in Commercial Freezers
Commercial | Com ¦ CO Sensors for parking garage exhaust fans | 2032 | Economic | MW | After Competition Groups | 3.2207 | 0 | 0 | 1838.8485 | 0.0017515 | 40 | Commercial_2032_Economic_MW_After Competition Groups_40 | CO Sensors for parking garage exhaust fans | 0.1751% | 0 | 3.2207 | Commercial_2032_Economic_MW_After Competition Groups_CO Sensors for parking garage exhaust fans
Commercial | Com ¦ LED street light fixture | 2032 | Technical | MW | After Competition Groups | 4.1447 | 0 | 0 | 2473.8774 | 0.0016754 | 52 | Commercial_2032_Technical_MW_After Competition Groups_52 | LED street light fixture | 0.1675% | 0 | 4.1447 | Commercial_2032_Technical_MW_After Competition Groups_LED street light fixture
Commercial | Com ¦ Vertical Night Covers | 2032 | Economic | MW | After Competition Groups | 2.9292 | 0 | 0 | 1838.8485 | 0.0015929 | 41 | Commercial_2032_Economic_MW_After Competition Groups_41 | Vertical Night Covers | 0.1593% | 0 | 2.9292 | Commercial_2032_Economic_MW_After Competition Groups_Vertical Night Covers
Commercial | Com ¦ Roof Insulation/Ceiling Insulation (R25 Code to R35) | 2032 | Technical | MW | After Competition Groups | 3.933 | 0 | 0 | 2473.8774 | 0.0015898 | 53 | Commercial_2032_Technical_MW_After Competition Groups_53 | Roof Insulation/Ceiling Insulation (R25 Code to R35) | 0.159% | 0 | 3.933 | Commercial_2032_Technical_MW_After Competition Groups_Roof Insulation/Ceiling Insulation (R25 Code to R35)
Commercial | Com ¦ Water Heating (DHW) Pipe Insulation (Add 3/4\ Foam)" | 2032 | Achievable | MW | After Competition Groups | 1.7631 | 0 | 0 | 1111.4891 | 0.0015863 | 43 | Commercial_2032_Achievable_MW_After Competition Groups_43 | Water Heating (DHW) Pipe Insulation (Add 3/4\ Foam)" | 0.1586% | 0 | 1.7631 | Commercial_2032_Achievable_MW_After Competition Groups_Water Heating (DHW) Pipe Insulation (Add 3/4\ Foam)"
Commercial | Com ¦ Energy Efficient Laboratory Fume Hood | 2032 | Economic | MW | After Competition Groups | 2.836 | 0 | 0 | 1838.8485 | 0.0015423 | 42 | Commercial_2032_Economic_MW_After Competition Groups_42 | Energy Efficient Laboratory Fume Hood | 0.1542% | 0 | 2.836 | Commercial_2032_Economic_MW_After Competition Groups_Energy Efficient Laboratory Fume Hood
Commercial | Com ¦ ENERGY STAR FREEZER | 2032 | Economic | MW | After Competition Groups | 2.6736 | 0 | 0 | 1838.8485 | 0.001454 | 43 | Commercial_2032_Economic_MW_After Competition Groups_43 | ENERGY STAR FREEZER | 0.1454% | 0 | 2.6736 | Commercial_2032_Economic_MW_After Competition Groups_ENERGY STAR FREEZER
Commercial | Com ¦ Temperature Adjustment in Commercial Freezers | 2032 | Technical | MW | After Competition Groups | 3.5263 | 0 | 0 | 2473.8774 | 0.0014254 | 54 | Commercial_2032_Technical_MW_After Competition Groups_54 | Temperature Adjustment in Commercial Freezers | 0.1425% | 0 | 3.5263 | Commercial_2032_Technical_MW_After Competition Groups_Temperature Adjustment in Commercial Freezers
Commercial | Com ¦ Anti-sweat heat (ASH) controls - Cooler/Freezer | 2032 | Technical | MW | After Competition Groups | 3.3103 | 0 | 0 | 2473.8774 | 0.0013381 | 55 | Commercial_2032_Technical_MW_After Competition Groups_55 | Anti-sweat heat (ASH) controls - Cooler/Freezer | 0.1338% | 0 | 3.3103 | Commercial_2032_Technical_MW_After Competition Groups_Anti-sweat heat (ASH) controls - Cooler/Freezer
Commercial | Com ¦ Outside Air Economizer | 2032 | Achievable | MW | After Competition Groups | 1.4544 | 0 | 0 | 1111.4891 | 0.0013085 | 44 | Commercial_2032_Achievable_MW_After Competition Groups_44 | Outside Air Economizer | 0.1309% | 0 | 1.4544 | Commercial_2032_Achievable_MW_After Competition Groups_Outside Air Economizer
Commercial | Com ¦ CO Sensors for parking garage exhaust fans | 2032 | Technical | MW | After Competition Groups | 3.2207 | 0 | 0 | 2473.8774 | 0.0013019 | 56 | Commercial_2032_Technical_MW_After Competition Groups_56 | CO Sensors for parking garage exhaust fans | 0.1302% | 0 | 3.2207 | Commercial_2032_Technical_MW_After Competition Groups_CO Sensors for parking garage exhaust fans
Commercial | Com ¦ Water Heating (DHW) Pipe Insulation (Add 3/4\ Foam)" | 2032 | Economic | MW | After Competition Groups | 2.2106 | 0 | 0 | 1838.8485 | 0.0012022 | 44 | Commercial_2032_Economic_MW_After Competition Groups_44 | Water Heating (DHW) Pipe Insulation (Add 3/4\ Foam)" | 0.1202% | 0 | 2.2106 | Commercial_2032_Economic_MW_After Competition Groups_Water Heating (DHW) Pipe Insulation (Add 3/4\ Foam)"
Commercial | Com ¦ Vertical Night Covers | 2032 | Technical | MW | After Competition Groups | 2.9292 | 0 | 0 | 2473.8774 | 0.001184 | 57 | Commercial_2032_Technical_MW_After Competition Groups_57 | Vertical Night Covers | 0.1184% | 0 | 2.9292 | Commercial_2032_Technical_MW_After Competition Groups_Vertical Night Covers
Commercial | Com ¦ Energy Efficient Laboratory Fume Hood | 2032 | Technical | MW | After Competition Groups | 2.836 | 0 | 0 | 2473.8774 | 0.0011464 | 58 | Commercial_2032_Technical_MW_After Competition Groups_58 | Energy Efficient Laboratory Fume Hood | 0.1146% | 0 | 2.836 | Commercial_2032_Technical_MW_After Competition Groups_Energy Efficient Laboratory Fume Hood
Commercial | Com ¦ Suction Pipe Insulation Freezer/Refrigerator | 2032 | Achievable | MW | After Competition Groups | 1.2066 | 0 | 0 | 1111.4891 | 0.0010856 | 45 | Commercial_2032_Achievable_MW_After Competition Groups_45 | Suction Pipe Insulation Freezer/Refrigerator | 0.1086% | 0 | 1.2066 | Commercial_2032_Achievable_MW_After Competition Groups_Suction Pipe Insulation Freezer/Refrigerator
Commercial | Com ¦ Outside Air Economizer | 2032 | Economic | MW | After Competition Groups | 1.8698 | 0 | 0 | 1838.8485 | 0.0010168 | 45 | Commercial_2032_Economic_MW_After Competition Groups_45 | Outside Air Economizer | 0.1017% | 0 | 1.8698 | Commercial_2032_Economic_MW_After Competition Groups_Outside Air Economizer
Commercial | Com ¦ ENERGY STAR Fryer (84% eff) | 2032 | Achievable | MW | After Competition Groups | 0.99647 | 0 | 0 | 1111.4891 | 0.00089652 | 46 | Commercial_2032_Achievable_MW_After Competition Groups_46 | ENERGY STAR Fryer (84% eff) | 0.08965% | 0 | 0.99647 | Commercial_2032_Achievable_MW_After Competition Groups_ENERGY STAR Fryer (84% eff)
Commercial | Com ¦ Water Heating (DHW) Pipe Insulation (Add 3/4\ Foam)" | 2032 | Technical | MW | After Competition Groups | 2.2106 | 0 | 0 | 2473.8774 | 0.00089357 | 59 | Commercial_2032_Technical_MW_After Competition Groups_59 | Water Heating (DHW) Pipe Insulation (Add 3/4\ Foam)" | 0.08936% | 0 | 2.2106 | Commercial_2032_Technical_MW_After Competition Groups_Water Heating (DHW) Pipe Insulation (Add 3/4\ Foam)"
Commercial | Com ¦ ENERGY STAR Fryer (84% eff) | 2032 | Economic | MW | After Competition Groups | 1.6164 | 0 | 0 | 1838.8485 | 0.00087901 | 46 | Commercial_2032_Economic_MW_After Competition Groups_46 | ENERGY STAR Fryer (84% eff) | 0.0879% | 0 | 1.6164 | Commercial_2032_Economic_MW_After Competition Groups_ENERGY STAR Fryer (84% eff)
Commercial | Com ¦ Suction Pipe Insulation Freezer/Refrigerator | 2032 | Economic | MW | After Competition Groups | 1.5174 | 0 | 0 | 1838.8485 | 0.00082516 | 47 | Commercial_2032_Economic_MW_After Competition Groups_47 | Suction Pipe Insulation Freezer/Refrigerator | 0.08252% | 0 | 1.5174 | Commercial_2032_Economic_MW_After Competition Groups_Suction Pipe Insulation Freezer/Refrigerator
Commercial | Com ¦ Ground Source Heat Pump | 2032 | Technical | MW | After Competition Groups | 2.0245 | 0 | 0 | 2473.8774 | 0.00081834 | 60 | Commercial_2032_Technical_MW_After Competition Groups_60 | Ground Source Heat Pump | 0.08183% | 0 | 2.0245 | Commercial_2032_Technical_MW_After Competition Groups_Ground Source Heat Pump
Commercial | Com ¦ Outside Air Economizer | 2032 | Technical | MW | After Competition Groups | 1.8698 | 0 | 0 | 2473.8774 | 0.0007558 | 61 | Commercial_2032_Technical_MW_After Competition Groups_61 | Outside Air Economizer | 0.07558% | 0 | 1.8698 | Commercial_2032_Technical_MW_After Competition Groups_Outside Air Economizer
Commercial | Com ¦ ENERGY STAR Dishwasher | 2032 | Economic | MW | After Competition Groups | 1.3678 | 0 | 0 | 1838.8485 | 0.00074386 | 48 | Commercial_2032_Economic_MW_After Competition Groups_48 | ENERGY STAR Dishwasher | 0.07439% | 0 | 1.3678 | Commercial_2032_Economic_MW_After Competition Groups_ENERGY STAR Dishwasher
Commercial | Com ¦ ENERGY STAR Fryer (84% eff) | 2032 | Technical | MW | After Competition Groups | 1.6164 | 0 | 0 | 2473.8774 | 0.00065337 | 62 | Commercial_2032_Technical_MW_After Competition Groups_62 | ENERGY STAR Fryer (84% eff) | 0.06534% | 0 | 1.6164 | Commercial_2032_Technical_MW_After Competition Groups_ENERGY STAR Fryer (84% eff)
Commercial | Com ¦ Suction Pipe Insulation Freezer/Refrigerator | 2032 | Technical | MW | After Competition Groups | 1.5174 | 0 | 0 | 2473.8774 | 0.00061335 | 63 | Commercial_2032_Technical_MW_After Competition Groups_63 | Suction Pipe Insulation Freezer/Refrigerator | 0.06133% | 0 | 1.5174 | Commercial_2032_Technical_MW_After Competition Groups_Suction Pipe Insulation Freezer/Refrigerator
Commercial | Com ¦ Variable Refrigerant Flow Heat Pump | 2032 | Achievable | MW | After Competition Groups | 0.66631 | 0 | 0 | 1111.4891 | 0.00059947 | 47 | Commercial_2032_Achievable_MW_After Competition Groups_47 | Variable Refrigerant Flow Heat Pump | 0.05995% | 0 | 0.66631 | Commercial_2032_Achievable_MW_After Competition Groups_Variable Refrigerant Flow Heat Pump
Commercial | Com ¦ ENERGY STAR Steam Cookers | 2032 | Economic | MW | After Competition Groups | 1.0365 | 0 | 0 | 1838.8485 | 0.00056365 | 49 | Commercial_2032_Economic_MW_After Competition Groups_49 | ENERGY STAR Steam Cookers | 0.05637% | 0 | 1.0365 | Commercial_2032_Economic_MW_After Competition Groups_ENERGY STAR Steam Cookers
Commercial | Com ¦ ENERGY STAR Steam Cookers | 2032 | Achievable | MW | After Competition Groups | 0.62399 | 0 | 0 | 1111.4891 | 0.0005614 | 48 | Commercial_2032_Achievable_MW_After Competition Groups_48 | ENERGY STAR Steam Cookers | 0.05614% | 0 | 0.62399 | Commercial_2032_Achievable_MW_After Competition Groups_ENERGY STAR Steam Cookers
Commercial | Com ¦ Room AC (w/ louvered sides) 14 SEER from 12 SEER code | 2032 | Technical | MW | After Competition Groups | 1.3727 | 0 | 0 | 2473.8774 | 0.00055488 | 64 | Commercial_2032_Technical_MW_After Competition Groups_64 | Room AC (w/ louvered sides) 14 SEER from 12 SEER code | 0.05549% | 0 | 1.3727 | Commercial_2032_Technical_MW_After Competition Groups_Room AC (w/ louvered sides) 14 SEER from 12 SEER code
Commercial | Com ¦ ENERGY STAR Dishwasher | 2032 | Technical | MW | After Competition Groups | 1.3678 | 0 | 0 | 2473.8774 | 0.00055291 | 65 | Commercial_2032_Technical_MW_After Competition Groups_65 | ENERGY STAR Dishwasher | 0.05529% | 0 | 1.3678 | Commercial_2032_Technical_MW_After Competition Groups_ENERGY STAR Dishwasher
Commercial | Com ¦ LED RECESSED DOWNLIGHTS | 2032 | Technical | MW | After Competition Groups | 1.3416 | 0 | 0 | 2473.8774 | 0.0005423 | 66 | Commercial_2032_Technical_MW_After Competition Groups_66 | LED RECESSED DOWNLIGHTS | 0.05423% | 0 | 1.3416 | Commercial_2032_Technical_MW_After Competition Groups_LED RECESSED DOWNLIGHTS
Commercial | Com ¦ Thermostat Setback | 2032 | Achievable | MW | After Competition Groups | 0.60018 | 0 | 0 | 1111.4891 | 0.00053998 | 49 | Commercial_2032_Achievable_MW_After Competition Groups_49 | Thermostat Setback | 0.054% | 0 | 0.60018 | Commercial_2032_Achievable_MW_After Competition Groups_Thermostat Setback
Commercial | Com ¦ Evaporator Coil Defrost (Cooler) | 2032 | Technical | MW | After Competition Groups | 1.2919 | 0 | 0 | 2473.8774 | 0.00052223 | 67 | Commercial_2032_Technical_MW_After Competition Groups_67 | Evaporator Coil Defrost (Cooler) | 0.05222% | 0 | 1.2919 | Commercial_2032_Technical_MW_After Competition Groups_Evaporator Coil Defrost (Cooler)
Commercial | Com ¦ Ozone Laundry Treatment | 2032 | Achievable | MW | After Competition Groups | 0.55311 | 0 | 0 | 1111.4891 | 0.00049763 | 50 | Commercial_2032_Achievable_MW_After Competition Groups_50 | Ozone Laundry Treatment | 0.04976% | 0 | 0.55311 | Commercial_2032_Achievable_MW_After Competition Groups_Ozone Laundry Treatment
Commercial | Com ¦ ENERGY STAR Dishwasher | 2032 | Achievable | MW | After Competition Groups | 0.4993 | 0 | 0 | 1111.4891 | 0.00044922 | 51 | Commercial_2032_Achievable_MW_After Competition Groups_51 | ENERGY STAR Dishwasher | 0.04492% | 0 | 0.4993 | Commercial_2032_Achievable_MW_After Competition Groups_ENERGY STAR Dishwasher
Commercial | Com ¦ Variable Refrigerant Flow Heat Pump | 2032 | Economic | MW | After Competition Groups | 0.8017 | 0 | 0 | 1838.8485 | 0.00043598 | 50 | Commercial_2032_Economic_MW_After Competition Groups_50 | Variable Refrigerant Flow Heat Pump | 0.0436% | 0 | 0.8017 | Commercial_2032_Economic_MW_After Competition Groups_Variable Refrigerant Flow Heat Pump
Commercial | Com ¦ Ozone Laundry Treatment | 2032 | Economic | MW | After Competition Groups | 0.77562 | 0 | 0 | 1838.8485 | 0.0004218 | 51 | Commercial_2032_Economic_MW_After Competition Groups_51 | Ozone Laundry Treatment | 0.04218% | 0 | 0.77562 | Commercial_2032_Economic_MW_After Competition Groups_Ozone Laundry Treatment
Commercial | Com ¦ ENERGY STAR Steam Cookers | 2032 | Technical | MW | After Competition Groups | 1.0365 | 0 | 0 | 2473.8774 | 0.00041896 | 68 | Commercial_2032_Technical_MW_After Competition Groups_68 | ENERGY STAR Steam Cookers | 0.0419% | 0 | 1.0365 | Commercial_2032_Technical_MW_After Competition Groups_ENERGY STAR Steam Cookers
Commercial | Com ¦ Thermostat Setback | 2032 | Economic | MW | After Competition Groups | 0.68391 | 0 | 0 | 1838.8485 | 0.00037192 | 52 | Commercial_2032_Economic_MW_After Competition Groups_52 | Thermostat Setback | 0.03719% | 0 | 0.68391 | Commercial_2032_Economic_MW_After Competition Groups_Thermostat Setback
Commercial | Com ¦ Ozone Laundry Treatment | 2032 | Technical | MW | After Competition Groups | 0.77562 | 0 | 0 | 2473.8774 | 0.00031353 | 69 | Commercial_2032_Technical_MW_After Competition Groups_69 | Ozone Laundry Treatment | 0.03135% | 0 | 0.77562 | Commercial_2032_Technical_MW_After Competition Groups_Ozone Laundry Treatment
Commercial | Com ¦ Wall Insulation | 2032 | Technical | MW | After Competition Groups | 0.69177 | 0 | 0 | 2473.8774 | 0.00027963 | 70 | Commercial_2032_Technical_MW_After Competition Groups_70 | Wall Insulation | 0.02796% | 0 | 0.69177 | Commercial_2032_Technical_MW_After Competition Groups_Wall Insulation
Commercial | Com ¦ SYNCHRONOUS BELT | 2032 | Technical | MW | After Competition Groups | 0.68951 | 0 | 0 | 2473.8774 | 0.00027872 | 71 | Commercial_2032_Technical_MW_After Competition Groups_71 | SYNCHRONOUS BELT | 0.02787% | 0 | 0.68951 | Commercial_2032_Technical_MW_After Competition Groups_SYNCHRONOUS BELT
Commercial | Com ¦ Solar Preheat Make up Air | 2032 | Technical | MW | After Competition Groups | 0.68443 | 0 | 0 | 2473.8774 | 0.00027666 | 72 | Commercial_2032_Technical_MW_After Competition Groups_72 | Solar Preheat Make up Air | 0.02767% | 0 | 0.68443 | Commercial_2032_Technical_MW_After Competition Groups_Solar Preheat Make up Air
Commercial | Com ¦ Thermostat Setback | 2032 | Technical | MW | After Competition Groups | 0.68391 | 0 | 0 | 2473.8774 | 0.00027645 | 73 | Commercial_2032_Technical_MW_After Competition Groups_73 | Thermostat Setback | 0.02765% | 0 | 0.68391 | Commercial_2032_Technical_MW_After Competition Groups_Thermostat Setback
Commercial | Com ¦ PTAC (12 EER/10,000 BTU) | 2032 | Economic | MW | After Competition Groups | 0.50706 | 0 | 0 | 1838.8485 | 0.00027575 | 53 | Commercial_2032_Economic_MW_After Competition Groups_53 | PTAC (12 EER/10,000 BTU) | 0.02757% | 0 | 0.50706 | Commercial_2032_Economic_MW_After Competition Groups_PTAC (12 EER/10,000 BTU)
Commercial | Com ¦ PTAC (12 EER/10,000 BTU) | 2032 | Technical | MW | After Competition Groups | 0.57004 | 0 | 0 | 2473.8774 | 0.00023042 | 74 | Commercial_2032_Technical_MW_After Competition Groups_74 | PTAC (12 EER/10,000 BTU) | 0.02304% | 0 | 0.57004 | Commercial_2032_Technical_MW_After Competition Groups_PTAC (12 EER/10,000 BTU)
Commercial | Com ¦ Efficient compressor motor | 2032 | Technical | MW | After Competition Groups | 0.52211 | 0 | 0 | 2473.8774 | 0.00021105 | 75 | Commercial_2032_Technical_MW_After Competition Groups_75 | Efficient compressor motor | 0.02111% | 0 | 0.52211 | Commercial_2032_Technical_MW_After Competition Groups_Efficient compressor motor
Commercial | Com ¦ ECM MOTORS FOR HVAC APPLICATION (FAN-POWERED VAV BOX) | 2032 | Achievable | MW | After Competition Groups | 0.22793 | 0 | 0 | 1111.4891 | 0.00020507 | 52 | Commercial_2032_Achievable_MW_After Competition Groups_52 | ECM MOTORS FOR HVAC APPLICATION (FAN-POWERED VAV BOX) | 0.02051% | 0 | 0.22793 | Commercial_2032_Achievable_MW_After Competition Groups_ECM MOTORS FOR HVAC APPLICATION (FAN-POWERED VAV BOX)
Commercial | Com ¦ Indoor Daylight Sensors/Photocell Dimming Control | 2032 | Economic | MW | After Competition Groups | 0.32426 | 0 | 0 | 1838.8485 | 0.00017634 | 54 | Commercial_2032_Economic_MW_After Competition Groups_54 | Indoor Daylight Sensors/Photocell Dimming Control | 0.01763% | 0 | 0.32426 | Commercial_2032_Economic_MW_After Competition Groups_Indoor Daylight Sensors/Photocell Dimming Control
Commercial | Com ¦ Solar Water Preheat (Pools/DHW) | 2032 | Economic | MW | After Competition Groups | 0.32055 | 0 | 0 | 1838.8485 | 0.00017432 | 55 | Commercial_2032_Economic_MW_After Competition Groups_55 | Solar Water Preheat (Pools/DHW) | 0.01743% | 0 | 0.32055 | Commercial_2032_Economic_MW_After Competition Groups_Solar Water Preheat (Pools/DHW)
Commercial | Com ¦ ENERGY STAR FREEZER | 2032 | Achievable | MW | After Competition Groups | 0.19263 | 0 | 0 | 1111.4891 | 0.00017331 | 53 | Commercial_2032_Achievable_MW_After Competition Groups_53 | ENERGY STAR FREEZER | 0.01733% | 0 | 0.19263 | Commercial_2032_Achievable_MW_After Competition Groups_ENERGY STAR FREEZER
Commercial | Com ¦ PTAC (12 EER/10,000 BTU) | 2032 | Achievable | MW | After Competition Groups | 0.18789 | 0 | 0 | 1111.4891 | 0.00016904 | 54 | Commercial_2032_Achievable_MW_After Competition Groups_54 | PTAC (12 EER/10,000 BTU) | 0.0169% | 0 | 0.18789 | Commercial_2032_Achievable_MW_After Competition Groups_PTAC (12 EER/10,000 BTU)
Commercial | Com ¦ ECM MOTORS FOR HVAC APPLICATION (FAN-POWERED VAV BOX) | 2032 | Economic | MW | After Competition Groups | 0.30733 | 0 | 0 | 1838.8485 | 0.00016713 | 56 | Commercial_2032_Economic_MW_After Competition Groups_56 | ECM MOTORS FOR HVAC APPLICATION (FAN-POWERED VAV BOX) | 0.01671% | 0 | 0.30733 | Commercial_2032_Economic_MW_After Competition Groups_ECM MOTORS FOR HVAC APPLICATION (FAN-POWERED VAV BOX)
Commercial | COM ¦ Ductless Mini-Split Heat Pumps | 2032 | Economic | MW | After Competition Groups | 0.30633 | 0 | 0 | 1838.8485 | 0.00016659 | 57 | Commercial_2032_Economic_MW_After Competition Groups_57 | Ductless Mini-Split Heat Pumps | 0.01666% | 0 | 0.30633 | Commercial_2032_Economic_MW_After Competition Groups_Ductless Mini-Split Heat Pumps
Commercial | Com ¦ Efficient compressor motor | 2032 | Economic | MW | After Competition Groups | 0.2955 | 0 | 0 | 1838.8485 | 0.0001607 | 58 | Commercial_2032_Economic_MW_After Competition Groups_58 | Efficient compressor motor | 0.01607% | 0 | 0.2955 | Commercial_2032_Economic_MW_After Competition Groups_Efficient compressor motor
Commercial | COM ¦ Ductless Mini-Split Heat Pumps | 2032 | Achievable | MW | After Competition Groups | 0.15522 | 0 | 0 | 1111.4891 | 0.00013965 | 55 | Commercial_2032_Achievable_MW_After Competition Groups_55 | Ductless Mini-Split Heat Pumps | 0.01397% | 0 | 0.15522 | Commercial_2032_Achievable_MW_After Competition Groups_Ductless Mini-Split Heat Pumps
Commercial | Com ¦ Solar Water Preheat (Pools/DHW) | 2032 | Technical | MW | After Competition Groups | 0.32055 | 0 | 0 | 2473.8774 | 0.00012957 | 76 | Commercial_2032_Technical_MW_After Competition Groups_76 | Solar Water Preheat (Pools/DHW) | 0.01296% | 0 | 0.32055 | Commercial_2032_Technical_MW_After Competition Groups_Solar Water Preheat (Pools/DHW)
Commercial | Com ¦ ECM MOTORS FOR HVAC APPLICATION (FAN-POWERED VAV BOX) | 2032 | Technical | MW | After Competition Groups | 0.30842 | 0 | 0 | 2473.8774 | 0.00012467 | 77 | Commercial_2032_Technical_MW_After Competition Groups_77 | ECM MOTORS FOR HVAC APPLICATION (FAN-POWERED VAV BOX) | 0.01247% | 0 | 0.30842 | Commercial_2032_Technical_MW_After Competition Groups_ECM MOTORS FOR HVAC APPLICATION (FAN-POWERED VAV BOX)
Commercial | COM ¦ Ductless Mini-Split Heat Pumps | 2032 | Technical | MW | After Competition Groups | 0.30633 | 0 | 0 | 2473.8774 | 0.00012383 | 78 | Commercial_2032_Technical_MW_After Competition Groups_78 | Ductless Mini-Split Heat Pumps | 0.01238% | 0 | 0.30633 | Commercial_2032_Technical_MW_After Competition Groups_Ductless Mini-Split Heat Pumps
Commercial | Com ¦ High Efficiency Chiller (avg of water and air cooled) | 2032 | Technical | MW | After Competition Groups | 0.29893 | 0 | 0 | 2473.8774 | 0.00012083 | 79 | Commercial_2032_Technical_MW_After Competition Groups_79 | High Efficiency Chiller (avg of water and air cooled) | 0.01208% | 0 | 0.29893 | Commercial_2032_Technical_MW_After Competition Groups_High Efficiency Chiller (avg of water and air cooled)
Commercial | Com ¦ Auto Off Time Switch or Time Clock control | 2032 | Achievable | MW | After Competition Groups | 0.12729 | 0 | 0 | 1111.4891 | 0.00011452 | 56 | Commercial_2032_Achievable_MW_After Competition Groups_56 | Auto Off Time Switch or Time Clock control | 0.01145% | 0 | 0.12729 | Commercial_2032_Achievable_MW_After Competition Groups_Auto Off Time Switch or Time Clock control
Commercial | Com ¦ Demand controlled Circulating Systems | 2032 | Achievable | MW | After Competition Groups | 0.12109 | 0 | 0 | 1111.4891 | 0.00010895 | 57 | Commercial_2032_Achievable_MW_After Competition Groups_57 | Demand controlled Circulating Systems | 0.01089% | 0 | 0.12109 | Commercial_2032_Achievable_MW_After Competition Groups_Demand controlled Circulating Systems
Commercial | Com ¦ Auto Off Time Switch or Time Clock control | 2032 | Economic | MW | After Competition Groups | 0.18821 | 0 | 0 | 1838.8485 | 0.00010235 | 59 | Commercial_2032_Economic_MW_After Competition Groups_59 | Auto Off Time Switch or Time Clock control | 0.01024% | 0 | 0.18821 | Commercial_2032_Economic_MW_After Competition Groups_Auto Off Time Switch or Time Clock control
Commercial | Com ¦ HVAC Optimization | 2032 | Technical | MW | After Competition Groups | 0.24429 | 0 | 0 | 2473.8774 | 9.8746e-05 | 80 | Commercial_2032_Technical_MW_After Competition Groups_80 | HVAC Optimization | 0.009875% | 0 | 0.24429 | Commercial_2032_Technical_MW_After Competition Groups_HVAC Optimization
Commercial | Com ¦ Commercial Hot Food Holding Cabinets | 2032 | Technical | MW | After Competition Groups | 0.24131 | 0 | 0 | 2473.8774 | 9.7544e-05 | 81 | Commercial_2032_Technical_MW_After Competition Groups_81 | Commercial Hot Food Holding Cabinets | 0.009754% | 0 | 0.24131 | Commercial_2032_Technical_MW_After Competition Groups_Commercial Hot Food Holding Cabinets
Commercial | Com ¦ Solar Water Preheat (Pools/DHW) | 2032 | Achievable | MW | After Competition Groups | 0.10781 | 0 | 0 | 1111.4891 | 9.6993e-05 | 58 | Commercial_2032_Achievable_MW_After Competition Groups_58 | Solar Water Preheat (Pools/DHW) | 0.009699% | 0 | 0.10781 | Commercial_2032_Achievable_MW_After Competition Groups_Solar Water Preheat (Pools/DHW)
Commercial | Com ¦ CEE Tier 2/Energy Star Clothes Washers | 2032 | Achievable | MW | After Competition Groups | 0.10646 | 0 | 0 | 1111.4891 | 9.5781e-05 | 59 | Commercial_2032_Achievable_MW_After Competition Groups_59 | CEE Tier 2/Energy Star Clothes Washers | 0.009578% | 0 | 0.10646 | Commercial_2032_Achievable_MW_After Competition Groups_CEE Tier 2/Energy Star Clothes Washers
Commercial | Com ¦ Notched V belts for HVAC Systems | 2032 | Economic | MW | After Competition Groups | 0.16898 | 0 | 0 | 1838.8485 | 9.1892e-05 | 60 | Commercial_2032_Economic_MW_After Competition Groups_60 | Notched V belts for HVAC Systems | 0.009189% | 0 | 0.16898 | Commercial_2032_Economic_MW_After Competition Groups_Notched V belts for HVAC Systems
Commercial | Com ¦ CEE Tier 2/Energy Star Clothes Washers | 2032 | Economic | MW | After Competition Groups | 0.15398 | 0 | 0 | 1838.8485 | 8.3736e-05 | 61 | Commercial_2032_Economic_MW_After Competition Groups_61 | CEE Tier 2/Energy Star Clothes Washers | 0.008374% | 0 | 0.15398 | Commercial_2032_Economic_MW_After Competition Groups_CEE Tier 2/Energy Star Clothes Washers
Commercial | Com ¦ HVAC Optimization | 2032 | Economic | MW | After Competition Groups | 0.14758 | 0 | 0 | 1838.8485 | 8.0258e-05 | 62 | Commercial_2032_Economic_MW_After Competition Groups_62 | HVAC Optimization | 0.008026% | 0 | 0.14758 | Commercial_2032_Economic_MW_After Competition Groups_HVAC Optimization
Commercial | Com ¦ Demand controlled Circulating Systems | 2032 | Economic | MW | After Competition Groups | 0.14628 | 0 | 0 | 1838.8485 | 7.9551e-05 | 63 | Commercial_2032_Economic_MW_After Competition Groups_63 | Demand controlled Circulating Systems | 0.007955% | 0 | 0.14628 | Commercial_2032_Economic_MW_After Competition Groups_Demand controlled Circulating Systems
Commercial | Com ¦ HVAC Optimization | 2032 | Achievable | MW | After Competition Groups | 0.087313 | 0 | 0 | 1111.4891 | 7.8555e-05 | 60 | Commercial_2032_Achievable_MW_After Competition Groups_60 | HVAC Optimization | 0.007855% | 0 | 0.087313 | Commercial_2032_Achievable_MW_After Competition Groups_HVAC Optimization
Commercial | Com ¦ Auto Off Time Switch or Time Clock control | 2032 | Technical | MW | After Competition Groups | 0.18821 | 0 | 0 | 2473.8774 | 7.6078e-05 | 82 | Commercial_2032_Technical_MW_After Competition Groups_82 | Auto Off Time Switch or Time Clock control | 0.007608% | 0 | 0.18821 | Commercial_2032_Technical_MW_After Competition Groups_Auto Off Time Switch or Time Clock control
Commercial | Com ¦ CEE Tier 2/Energy Star Clothes Washers | 2032 | Technical | MW | After Competition Groups | 0.15398 | 0 | 0 | 2473.8774 | 6.2242e-05 | 83 | Commercial_2032_Technical_MW_After Competition Groups_83 | CEE Tier 2/Energy Star Clothes Washers | 0.006224% | 0 | 0.15398 | Commercial_2032_Technical_MW_After Competition Groups_CEE Tier 2/Energy Star Clothes Washers
Commercial | Com ¦ Low Flow Pre-Rinse Spray Nozzle | 2032 | Achievable | MW | After Competition Groups | 0.06577 | 0 | 0 | 1111.4891 | 5.9173e-05 | 61 | Commercial_2032_Achievable_MW_After Competition Groups_61 | Low Flow Pre-Rinse Spray Nozzle | 0.005917% | 0 | 0.06577 | Commercial_2032_Achievable_MW_After Competition Groups_Low Flow Pre-Rinse Spray Nozzle
Commercial | Com ¦ Demand controlled Circulating Systems | 2032 | Technical | MW | After Competition Groups | 0.14628 | 0 | 0 | 2473.8774 | 5.913e-05 | 84 | Commercial_2032_Technical_MW_After Competition Groups_84 | Demand controlled Circulating Systems | 0.005913% | 0 | 0.14628 | Commercial_2032_Technical_MW_After Competition Groups_Demand controlled Circulating Systems
Commercial | Com ¦ Low Flow Pre-Rinse Spray Nozzle | 2032 | Economic | MW | After Competition Groups | 0.1053 | 0 | 0 | 1838.8485 | 5.7264e-05 | 64 | Commercial_2032_Economic_MW_After Competition Groups_64 | Low Flow Pre-Rinse Spray Nozzle | 0.005726% | 0 | 0.1053 | Commercial_2032_Economic_MW_After Competition Groups_Low Flow Pre-Rinse Spray Nozzle
Commercial | Com ¦ LED RECESSED DOWNLIGHTS | 2032 | Economic | MW | After Competition Groups | 0.092287 | 0 | 0 | 1838.8485 | 5.0188e-05 | 65 | Commercial_2032_Economic_MW_After Competition Groups_65 | LED RECESSED DOWNLIGHTS | 0.005019% | 0 | 0.092287 | Commercial_2032_Economic_MW_After Competition Groups_LED RECESSED DOWNLIGHTS
Commercial | Com ¦ Commercial Hot Food Holding Cabinets | 2032 | Economic | MW | After Competition Groups | 0.090978 | 0 | 0 | 1838.8485 | 4.9475e-05 | 66 | Commercial_2032_Economic_MW_After Competition Groups_66 | Commercial Hot Food Holding Cabinets | 0.004948% | 0 | 0.090978 | Commercial_2032_Economic_MW_After Competition Groups_Commercial Hot Food Holding Cabinets
Commercial | Com ¦ Low Flow Pre-Rinse Spray Nozzle | 2032 | Technical | MW | After Competition Groups | 0.1053 | 0 | 0 | 2473.8774 | 4.2564e-05 | 85 | Commercial_2032_Technical_MW_After Competition Groups_85 | Low Flow Pre-Rinse Spray Nozzle | 0.004256% | 0 | 0.1053 | Commercial_2032_Technical_MW_After Competition Groups_Low Flow Pre-Rinse Spray Nozzle
Commercial | Com ¦ Wall Insulation | 2032 | Economic | MW | After Competition Groups | 0.07736 | 0 | 0 | 1838.8485 | 4.207e-05 | 67 | Commercial_2032_Economic_MW_After Competition Groups_67 | Wall Insulation | 0.004207% | 0 | 0.07736 | Commercial_2032_Economic_MW_After Competition Groups_Wall Insulation
Commercial | Com ¦ Commercial Hot Food Holding Cabinets | 2032 | Achievable | MW | After Competition Groups | 0.044737 | 0 | 0 | 1111.4891 | 4.0249e-05 | 62 | Commercial_2032_Achievable_MW_After Competition Groups_62 | Commercial Hot Food Holding Cabinets | 0.004025% | 0 | 0.044737 | Commercial_2032_Achievable_MW_After Competition Groups_Commercial Hot Food Holding Cabinets
Commercial | Com ¦ Heat Pump Water Heater (50 Gallons) | 2032 | Technical | MW | After Competition Groups | 0.09848 | 0 | 0 | 2473.8774 | 3.9808e-05 | 86 | Commercial_2032_Technical_MW_After Competition Groups_86 | Heat Pump Water Heater (50 Gallons) | 0.003981% | 0 | 0.09848 | Commercial_2032_Technical_MW_After Competition Groups_Heat Pump Water Heater (50 Gallons)
Commercial | Com ¦ Wall Insulation | 2032 | Achievable | MW | After Competition Groups | 0.043848 | 0 | 0 | 1111.4891 | 3.945e-05 | 63 | Commercial_2032_Achievable_MW_After Competition Groups_63 | Wall Insulation | 0.003945% | 0 | 0.043848 | Commercial_2032_Achievable_MW_After Competition Groups_Wall Insulation
Commercial | Com ¦ LED RECESSED DOWNLIGHTS | 2032 | Achievable | MW | After Competition Groups | 0.043349 | 0 | 0 | 1111.4891 | 3.9001e-05 | 64 | Commercial_2032_Achievable_MW_After Competition Groups_64 | LED RECESSED DOWNLIGHTS | 0.0039% | 0 | 0.043349 | Commercial_2032_Achievable_MW_After Competition Groups_LED RECESSED DOWNLIGHTS
Commercial | Com ¦ Condensing Unit Heaters or other Efficient Unit Heating System | 2032 | Achievable | MW | After Competition Groups | 0.040035 | 0 | 0 | 1111.4891 | 3.602e-05 | 65 | Commercial_2032_Achievable_MW_After Competition Groups_65 | Condensing Unit Heaters or other Efficient Unit Heating System | 0.003602% | 0 | 0.040035 | Commercial_2032_Achievable_MW_After Competition Groups_Condensing Unit Heaters or other Efficient Unit Heating System
Commercial | Com ¦ High Efficiency Small Instantaneous Water Heater | 2032 | Achievable | MW | After Competition Groups | 0.034533 | 0 | 0 | 1111.4891 | 3.1069e-05 | 66 | Commercial_2032_Achievable_MW_After Competition Groups_66 | High Efficiency Small Instantaneous Water Heater | 0.003107% | 0 | 0.034533 | Commercial_2032_Achievable_MW_After Competition Groups_High Efficiency Small Instantaneous Water Heater
Commercial | Com ¦ Efficient compressor motor | 2032 | Achievable | MW | After Competition Groups | 0.03374 | 0 | 0 | 1111.4891 | 3.0356e-05 | 67 | Commercial_2032_Achievable_MW_After Competition Groups_67 | Efficient compressor motor | 0.003036% | 0 | 0.03374 | Commercial_2032_Achievable_MW_After Competition Groups_Efficient compressor motor
Commercial | Com ¦ Notched V belts for HVAC Systems | 2032 | Achievable | MW | After Competition Groups | 0.031033 | 0 | 0 | 1111.4891 | 2.792e-05 | 68 | Commercial_2032_Achievable_MW_After Competition Groups_68 | Notched V belts for HVAC Systems | 0.002792% | 0 | 0.031033 | Commercial_2032_Achievable_MW_After Competition Groups_Notched V belts for HVAC Systems
Commercial | Com ¦ Condensing Unit Heaters or other Efficient Unit Heating System | 2032 | Economic | MW | After Competition Groups | 0.049975 | 0 | 0 | 1838.8485 | 2.7177e-05 | 68 | Commercial_2032_Economic_MW_After Competition Groups_68 | Condensing Unit Heaters or other Efficient Unit Heating System | 0.002718% | 0 | 0.049975 | Commercial_2032_Economic_MW_After Competition Groups_Condensing Unit Heaters or other Efficient Unit Heating System
Commercial | Com ¦ Room AC (w/ louvered sides) 14 SEER from 12 SEER code | 2032 | Achievable | MW | After Competition Groups | 0.025573 | 0 | 0 | 1111.4891 | 2.3008e-05 | 69 | Commercial_2032_Achievable_MW_After Competition Groups_69 | Room AC (w/ louvered sides) 14 SEER from 12 SEER code | 0.002301% | 0 | 0.025573 | Commercial_2032_Achievable_MW_After Competition Groups_Room AC (w/ louvered sides) 14 SEER from 12 SEER code
Commercial | Com ¦ Condensing Unit Heaters or other Efficient Unit Heating System | 2032 | Technical | MW | After Competition Groups | 0.049975 | 0 | 0 | 2473.8774 | 2.0201e-05 | 87 | Commercial_2032_Technical_MW_After Competition Groups_87 | Condensing Unit Heaters or other Efficient Unit Heating System | 0.00202% | 0 | 0.049975 | Commercial_2032_Technical_MW_After Competition Groups_Condensing Unit Heaters or other Efficient Unit Heating System
Commercial | Com ¦ Room AC (w/ louvered sides) 14 SEER from 12 SEER code | 2032 | Economic | MW | After Competition Groups | 0.034587 | 0 | 0 | 1838.8485 | 1.8809e-05 | 69 | Commercial_2032_Economic_MW_After Competition Groups_69 | Room AC (w/ louvered sides) 14 SEER from 12 SEER code | 0.001881% | 0 | 0.034587 | Commercial_2032_Economic_MW_After Competition Groups_Room AC (w/ louvered sides) 14 SEER from 12 SEER code
Commercial | Com ¦ VSD Air Compressor | 2032 | Achievable | MW | After Competition Groups | 0.016024 | 0 | 0 | 1111.4891 | 1.4416e-05 | 70 | Commercial_2032_Achievable_MW_After Competition Groups_70 | VSD Air Compressor | 0.001442% | 0 | 0.016024 | Commercial_2032_Achievable_MW_After Competition Groups_VSD Air Compressor
Commercial | Com ¦ VSD Air Compressor | 2032 | Economic | MW | After Competition Groups | 0.025652 | 0 | 0 | 1838.8485 | 1.395e-05 | 70 | Commercial_2032_Economic_MW_After Competition Groups_70 | VSD Air Compressor | 0.001395% | 0 | 0.025652 | Commercial_2032_Economic_MW_After Competition Groups_VSD Air Compressor
Commercial | Com ¦ Indoor Daylight Sensors/Photocell Dimming Control | 2032 | Achievable | MW | After Competition Groups | 0.012793 | 0 | 0 | 1111.4891 | 1.151e-05 | 71 | Commercial_2032_Achievable_MW_After Competition Groups_71 | Indoor Daylight Sensors/Photocell Dimming Control | 0.001151% | 0 | 0.012793 | Commercial_2032_Achievable_MW_After Competition Groups_Indoor Daylight Sensors/Photocell Dimming Control
Commercial | Com ¦ EC Plug Fan for Data Center (under cabinet) | 2032 | Technical | MW | After Competition Groups | 0.027697 | 0 | 0 | 2473.8774 | 1.1196e-05 | 88 | Commercial_2032_Technical_MW_After Competition Groups_88 | EC Plug Fan for Data Center (under cabinet) | 0.00112% | 0 | 0.027697 | Commercial_2032_Technical_MW_After Competition Groups_EC Plug Fan for Data Center (under cabinet)
Commercial | Com ¦ Energy Recovery Ventilation and Ventilation (Enhanced) | 2032 | Achievable | MW | After Competition Groups | 0.011611 | 0 | 0 | 1111.4891 | 1.0447e-05 | 72 | Commercial_2032_Achievable_MW_After Competition Groups_72 | Energy Recovery Ventilation and Ventilation (Enhanced) | 0.001045% | 0 | 0.011611 | Commercial_2032_Achievable_MW_After Competition Groups_Energy Recovery Ventilation and Ventilation (Enhanced)
Commercial | Com ¦ VSD Air Compressor | 2032 | Technical | MW | After Competition Groups | 0.025652 | 0 | 0 | 2473.8774 | 1.0369e-05 | 89 | Commercial_2032_Technical_MW_After Competition Groups_89 | VSD Air Compressor | 0.001037% | 0 | 0.025652 | Commercial_2032_Technical_MW_After Competition Groups_VSD Air Compressor
Commercial | Com ¦ eCube | 2032 | Technical | MW | After Competition Groups | 0.023148 | 0 | 0 | 2473.8774 | 9.3569e-06 | 90 | Commercial_2032_Technical_MW_After Competition Groups_90 | eCube | 0.0009357% | 0 | 0.023148 | Commercial_2032_Technical_MW_After Competition Groups_eCube
Commercial | Com ¦ High Efficiency Chiller (avg of water and air cooled) | 2032 | Achievable | MW | After Competition Groups | 0.010396 | 0 | 0 | 1111.4891 | 9.3529e-06 | 73 | Commercial_2032_Achievable_MW_After Competition Groups_73 | High Efficiency Chiller (avg of water and air cooled) | 0.0009353% | 0 | 0.010396 | Commercial_2032_Achievable_MW_After Competition Groups_High Efficiency Chiller (avg of water and air cooled)
Commercial | Com ¦ High Efficiency Chiller (avg of water and air cooled) | 2032 | Economic | MW | After Competition Groups | 0.015408 | 0 | 0 | 1838.8485 | 8.379e-06 | 71 | Commercial_2032_Economic_MW_After Competition Groups_71 | High Efficiency Chiller (avg of water and air cooled) | 0.0008379% | 0 | 0.015408 | Commercial_2032_Economic_MW_After Competition Groups_High Efficiency Chiller (avg of water and air cooled)
Commercial | Com ¦ Exterior Photocell | 2032 | Technical | MW | After Competition Groups | 0.016219 | 0 | 0 | 2473.8774 | 6.5562e-06 | 91 | Commercial_2032_Technical_MW_After Competition Groups_91 | Exterior Photocell | 0.0006556% | 0 | 0.016219 | Commercial_2032_Technical_MW_After Competition Groups_Exterior Photocell
Commercial | Com ¦ Air Curtains | 2032 | Achievable | MW | After Competition Groups | 0.0048828 | 0 | 0 | 1111.4891 | 4.393e-06 | 74 | Commercial_2032_Achievable_MW_After Competition Groups_74 | Air Curtains | 0.0004393% | 0 | 0.0048828 | Commercial_2032_Achievable_MW_After Competition Groups_Air Curtains
Commercial | Com ¦ Air Curtains | 2032 | Economic | MW | After Competition Groups | 0.0068188 | 0 | 0 | 1838.8485 | 3.7082e-06 | 72 | Commercial_2032_Economic_MW_After Competition Groups_72 | Air Curtains | 0.0003708% | 0 | 0.0068188 | Commercial_2032_Economic_MW_After Competition Groups_Air Curtains
Commercial | Com ¦ EC Plug Fan for Data Center (under cabinet) | 2032 | Economic | MW | After Competition Groups | 0.006125 | 0 | 0 | 1838.8485 | 3.3309e-06 | 73 | Commercial_2032_Economic_MW_After Competition Groups_73 | EC Plug Fan for Data Center (under cabinet) | 0.0003331% | 0 | 0.006125 | Commercial_2032_Economic_MW_After Competition Groups_EC Plug Fan for Data Center (under cabinet)
Commercial | Com ¦ Air Curtains | 2032 | Technical | MW | After Competition Groups | 0.0068188 | 0 | 0 | 2473.8774 | 2.7563e-06 | 92 | Commercial_2032_Technical_MW_After Competition Groups_92 | Air Curtains | 0.0002756% | 0 | 0.0068188 | Commercial_2032_Technical_MW_After Competition Groups_Air Curtains
Commercial | Com ¦ EC Plug Fan for Data Center (under cabinet) | 2032 | Achievable | MW | After Competition Groups | 0.0022614 | 0 | 0 | 1111.4891 | 2.0346e-06 | 75 | Commercial_2032_Achievable_MW_After Competition Groups_75 | EC Plug Fan for Data Center (under cabinet) | 0.0002035% | 0 | 0.0022614 | Commercial_2032_Achievable_MW_After Competition Groups_EC Plug Fan for Data Center (under cabinet)
Commercial | Com ¦ High Efficiency Induction Cooking | 2032 | Technical | MW | After Competition Groups | 0.001288 | 0 | 0 | 2473.8774 | 5.2063e-07 | 93 | Commercial_2032_Technical_MW_After Competition Groups_93 | High Efficiency Induction Cooking | 5.206e-05% | 0 | 0.001288 | Commercial_2032_Technical_MW_After Competition Groups_High Efficiency Induction Cooking
Commercial | Com ¦ Electric Convection Combination Ovens | 2032 | Achievable | MW | After Competition Groups | 0.00025499 | 0 | 0 | 1111.4891 | 2.2941e-07 | 76 | Commercial_2032_Achievable_MW_After Competition Groups_76 | Electric Convection Combination Ovens | 2.294e-05% | 0 | 0.00025499 | Commercial_2032_Achievable_MW_After Competition Groups_Electric Convection Combination Ovens
Commercial | Com ¦ Electric Convection Combination Ovens | 2032 | Economic | MW | After Competition Groups | 0.0003349 | 0 | 0 | 1838.8485 | 1.8212e-07 | 74 | Commercial_2032_Economic_MW_After Competition Groups_74 | Electric Convection Combination Ovens | 1.821e-05% | 0 | 0.0003349 | Commercial_2032_Economic_MW_After Competition Groups_Electric Convection Combination Ovens
Commercial | Com ¦ Electric Convection Combination Ovens | 2032 | Technical | MW | After Competition Groups | 0.0003349 | 0 | 0 | 2473.8774 | 1.3537e-07 | 94 | Commercial_2032_Technical_MW_After Competition Groups_94 | Electric Convection Combination Ovens | 1.354e-05% | 0 | 0.0003349 | Commercial_2032_Technical_MW_After Competition Groups_Electric Convection Combination Ovens
Commercial | Com ¦ LLLC - Low Impact Application | 2032 | Achievable | MW | After Competition Groups | 9.0468e-20 | 0 | 0 | 1111.4891 | 8.1393e-23 | 77 | Commercial_2032_Achievable_MW_After Competition Groups_77 | LLLC - Low Impact Application | 8.139e-21% | 0 | 9.0468e-20 | Commercial_2032_Achievable_MW_After Competition Groups_LLLC - Low Impact Application
Commercial | Com ¦ LLLC - High Impact Application | 2032 | Achievable | MW | After Competition Groups | 4.1039e-20 | 0 | 0 | 1111.4891 | 3.6922e-23 | 78 | Commercial_2032_Achievable_MW_After Competition Groups_78 | LLLC - High Impact Application | 3.692e-21% | 0 | 4.1039e-20 | Commercial_2032_Achievable_MW_After Competition Groups_LLLC - High Impact Application
Commercial | Com ¦ Networked/Connected - High Impact Application | 2032 | Achievable | MW | After Competition Groups | 5.2566e-22 | 0 | 0 | 1111.4891 | 4.7294e-25 | 79 | Commercial_2032_Achievable_MW_After Competition Groups_79 | Networked/Connected - High Impact Application | 4.729e-23% | 0 | 5.2566e-22 | Commercial_2032_Achievable_MW_After Competition Groups_Networked/Connected - High Impact Application
Commercial | Com ¦ Networked/Connected - Low Impact Application | 2032 | Achievable | MW | After Competition Groups | 2.7397e-22 | 0 | 0 | 1111.4891 | 2.4648e-25 | 80 | Commercial_2032_Achievable_MW_After Competition Groups_80 | Networked/Connected - Low Impact Application | 2.465e-23% | 0 | 2.7397e-22 | Commercial_2032_Achievable_MW_After Competition Groups_Networked/Connected - Low Impact Application
Commercial | Com ¦ Door Gasket Freezer/Refrigerator | 2032 | Achievable | MW | After Competition Groups | 0 | 0 | 0 | 1111.4891 | 0 | 81 | Commercial_2032_Achievable_MW_After Competition Groups_81 | Door Gasket Freezer/Refrigerator | 0% | 0 | 0 | Commercial_2032_Achievable_MW_After Competition Groups_Door Gasket Freezer/Refrigerator
Commercial | Com ¦ Door Gasket Freezer/Refrigerator | 2032 | Economic | MW | After Competition Groups | 0 | 0 | 0 | 1838.8485 | 0 | 75 | Commercial_2032_Economic_MW_After Competition Groups_75 | Door Gasket Freezer/Refrigerator | 0% | 0 | 0 | Commercial_2032_Economic_MW_After Competition Groups_Door Gasket Freezer/Refrigerator
Commercial | Com ¦ Ground Source Heat Pump | 2032 | Achievable | MW | After Competition Groups | 0 | 0 | 0 | 1111.4891 | 0 | 82 | Commercial_2032_Achievable_MW_After Competition Groups_82 | Ground Source Heat Pump | 0% | 0 | 0 | Commercial_2032_Achievable_MW_After Competition Groups_Ground Source Heat Pump
Commercial | Com ¦ High R-Value Glass Doors/no-heat glass door | 2032 | Achievable | MW | After Competition Groups | 0 | 0 | 0 | 1111.4891 | 0 | 83 | Commercial_2032_Achievable_MW_After Competition Groups_83 | High R-Value Glass Doors/no-heat glass door | 0% | 0 | 0 | Commercial_2032_Achievable_MW_After Competition Groups_High R-Value Glass Doors/no-heat glass door
Commercial | Com ¦ High R-Value Glass Doors/no-heat glass door | 2032 | Economic | MW | After Competition Groups | 0 | 0 | 0 | 1838.8485 | 0 | 76 | Commercial_2032_Economic_MW_After Competition Groups_76 | High R-Value Glass Doors/no-heat glass door | 0% | 0 | 0 | Commercial_2032_Economic_MW_After Competition Groups_High R-Value Glass Doors/no-heat glass door
Commercial | Com ¦ HOTEL OCCUPANCY CONTROLS (HVAC + LIGHTING) | 2032 | Achievable | MW | After Competition Groups | 0 | 0 | 0 | 1111.4891 | 0 | 84 | Commercial_2032_Achievable_MW_After Competition Groups_84 | HOTEL OCCUPANCY CONTROLS (HVAC + LIGHTING) | 0% | 0 | 0 | Commercial_2032_Achievable_MW_After Competition Groups_HOTEL OCCUPANCY CONTROLS (HVAC + LIGHTING)
Commercial | Com ¦ HOTEL OCCUPANCY CONTROLS (HVAC + LIGHTING) | 2032 | Economic | MW | After Competition Groups | 0 | 0 | 0 | 1838.8485 | 0 | 77 | Commercial_2032_Economic_MW_After Competition Groups_77 | HOTEL OCCUPANCY CONTROLS (HVAC + LIGHTING) | 0% | 0 | 0 | Commercial_2032_Economic_MW_After Competition Groups_HOTEL OCCUPANCY CONTROLS (HVAC + LIGHTING)
Commercial | Com ¦ Refrigeration Commissioning | 2032 | Achievable | MW | After Competition Groups | 0 | 0 | 0 | 1111.4891 | 0 | 85 | Commercial_2032_Achievable_MW_After Competition Groups_85 | Refrigeration Commissioning | 0% | 0 | 0 | Commercial_2032_Achievable_MW_After Competition Groups_Refrigeration Commissioning
Commercial | Com ¦ Refrigeration Commissioning | 2032 | Economic | MW | After Competition Groups | 0 | 0 | 0 | 1838.8485 | 0 | 78 | Commercial_2032_Economic_MW_After Competition Groups_78 | Refrigeration Commissioning | 0% | 0 | 0 | Commercial_2032_Economic_MW_After Competition Groups_Refrigeration Commissioning
Commercial | Com ¦ Roof Insulation/Ceiling Insulation (R25 Code to R35) | 2032 | Achievable | MW | After Competition Groups | 0 | 0 | 0 | 1111.4891 | 0 | 86 | Commercial_2032_Achievable_MW_After Competition Groups_86 | Roof Insulation/Ceiling Insulation (R25 Code to R35) | 0% | 0 | 0 | Commercial_2032_Achievable_MW_After Competition Groups_Roof Insulation/Ceiling Insulation (R25 Code to R35)
Commercial | Com ¦ Roof Insulation/Ceiling Insulation (R25 Code to R35) | 2032 | Economic | MW | After Competition Groups | 0 | 0 | 0 | 1838.8485 | 0 | 79 | Commercial_2032_Economic_MW_After Competition Groups_79 | Roof Insulation/Ceiling Insulation (R25 Code to R35) | 0% | 0 | 0 | Commercial_2032_Economic_MW_After Competition Groups_Roof Insulation/Ceiling Insulation (R25 Code to R35)
Commercial | Com ¦ Super-High Efficiency Furnaces (Emerging Tech) | 2032 | Achievable | MW | After Competition Groups | 0 | 0 | 0 | 1111.4891 | 0 | 87 | Commercial_2032_Achievable_MW_After Competition Groups_87 | Super-High Efficiency Furnaces (Emerging Tech) | 0% | 0 | 0 | Commercial_2032_Achievable_MW_After Competition Groups_Super-High Efficiency Furnaces (Emerging Tech)
Commercial | Com ¦ Super-High Efficiency Furnaces (Emerging Tech) | 2032 | Economic | MW | After Competition Groups | 0 | 0 | 0 | 1838.8485 | 0 | 80 | Commercial_2032_Economic_MW_After Competition Groups_80 | Super-High Efficiency Furnaces (Emerging Tech) | 0% | 0 | 0 | Commercial_2032_Economic_MW_After Competition Groups_Super-High Efficiency Furnaces (Emerging Tech)
Commercial | Com ¦ SYNCHRONOUS BELT | 2032 | Achievable | MW | After Competition Groups | 0 | 0 | 0 | 1111.4891 | 0 | 88 | Commercial_2032_Achievable_MW_After Competition Groups_88 | SYNCHRONOUS BELT | 0% | 0 | 0 | Commercial_2032_Achievable_MW_After Competition Groups_SYNCHRONOUS BELT
Commercial | Com ¦ SYNCHRONOUS BELT | 2032 | Economic | MW | After Competition Groups | 0 | 0 | 0 | 1838.8485 | 0 | 81 | Commercial_2032_Economic_MW_After Competition Groups_81 | SYNCHRONOUS BELT | 0% | 0 | 0 | Commercial_2032_Economic_MW_After Competition Groups_SYNCHRONOUS BELT
Commercial | Com ¦ Education and Capacity Building/Energy Behavior | 2033 | Achievable | MW | After Competition Groups | 181.6732 | 0 | 0 | 1227.0887 | 0.14805 | 1 | Commercial_2033_Achievable_MW_After Competition Groups_1 | Education and Capacity Building/Energy Behavior | 14.81% | 0 | 181.6732 | Commercial_2033_Achievable_MW_After Competition Groups_Education and Capacity Building/Energy Behavior
Commercial | Com ¦ Building Recommissioning, Operations and Maintenance (O&M) Improvements | 2033 | Economic | MW | After Competition Groups | 268.1919 | 0 | 0 | 1874.9144 | 0.14304 | 1 | Commercial_2033_Economic_MW_After Competition Groups_1 | Building Recommissioning, Operations and Maintenance (O&M) Improvements | 14.3% | 0 | 268.1919 | Commercial_2033_Economic_MW_After Competition Groups_Building Recommissioning, Operations and Maintenance (O&M) Improvements
Commercial | Com ¦ Education and Capacity Building/Energy Behavior | 2033 | Economic | MW | After Competition Groups | 239.8042 | 0 | 0 | 1874.9144 | 0.1279 | 2 | Commercial_2033_Economic_MW_After Competition Groups_2 | Education and Capacity Building/Energy Behavior | 12.79% | 0 | 239.8042 | Commercial_2033_Economic_MW_After Competition Groups_Education and Capacity Building/Energy Behavior
Commercial | Com ¦ LED Low/High Bay | 2033 | Achievable | MW | After Competition Groups | 145.7267 | 0 | 0 | 1227.0887 | 0.11876 | 2 | Commercial_2033_Achievable_MW_After Competition Groups_2 | LED Low/High Bay | 11.88% | 0 | 145.7267 | Commercial_2033_Achievable_MW_After Competition Groups_LED Low/High Bay
Commercial | Com ¦ Building Recommissioning, Operations and Maintenance (O&M) Improvements | 2033 | Technical | MW | After Competition Groups | 268.1919 | 0 | 0 | 2512.1077 | 0.10676 | 1 | Commercial_2033_Technical_MW_After Competition Groups_1 | Building Recommissioning, Operations and Maintenance (O&M) Improvements | 10.68% | 0 | 268.1919 | Commercial_2033_Technical_MW_After Competition Groups_Building Recommissioning, Operations and Maintenance (O&M) Improvements
Commercial | Com ¦ LED Low/High Bay | 2033 | Economic | MW | After Competition Groups | 190.1362 | 0 | 0 | 1874.9144 | 0.10141 | 3 | Commercial_2033_Economic_MW_After Competition Groups_3 | LED Low/High Bay | 10.14% | 0 | 190.1362 | Commercial_2033_Economic_MW_After Competition Groups_LED Low/High Bay
Commercial | Com ¦ ENERGY STAR LED LAMPS (REFLECTOR LAMPs/MR16/PAR 16) | 2033 | Achievable | MW | After Competition Groups | 119.424 | 0 | 0 | 1227.0887 | 0.097323 | 3 | Commercial_2033_Achievable_MW_After Competition Groups_3 | ENERGY STAR LED LAMPS (REFLECTOR LAMPs/MR16/PAR 16) | 9.732% | 0 | 119.424 | Commercial_2033_Achievable_MW_After Competition Groups_ENERGY STAR LED LAMPS (REFLECTOR LAMPs/MR16/PAR 16)
Commercial | Com ¦ LED Troffer/Surface/Suspended | 2033 | Achievable | MW | After Competition Groups | 119.274 | 0 | 0 | 1227.0887 | 0.097201 | 4 | Commercial_2033_Achievable_MW_After Competition Groups_4 | LED Troffer/Surface/Suspended | 9.72% | 0 | 119.274 | Commercial_2033_Achievable_MW_After Competition Groups_LED Troffer/Surface/Suspended
Commercial | Com ¦ Education and Capacity Building/Energy Behavior | 2033 | Technical | MW | After Competition Groups | 239.8042 | 0 | 0 | 2512.1077 | 0.095459 | 2 | Commercial_2033_Technical_MW_After Competition Groups_2 | Education and Capacity Building/Energy Behavior | 9.546% | 0 | 239.8042 | Commercial_2033_Technical_MW_After Competition Groups_Education and Capacity Building/Energy Behavior
Commercial | Com ¦ Central Lighting Control System | 2033 | Technical | MW | After Competition Groups | 198.3727 | 0 | 0 | 2512.1077 | 0.078967 | 3 | Commercial_2033_Technical_MW_After Competition Groups_3 | Central Lighting Control System | 7.897% | 0 | 198.3727 | Commercial_2033_Technical_MW_After Competition Groups_Central Lighting Control System
Commercial | Com ¦ High Efficiency Air Source Heat Pump | 2033 | Economic | MW | After Competition Groups | 147.8409 | 0 | 0 | 1874.9144 | 0.078852 | 4 | Commercial_2033_Economic_MW_After Competition Groups_4 | High Efficiency Air Source Heat Pump | 7.885% | 0 | 147.8409 | Commercial_2033_Economic_MW_After Competition Groups_High Efficiency Air Source Heat Pump
Commercial | Com ¦ LED Low/High Bay | 2033 | Technical | MW | After Competition Groups | 190.1362 | 0 | 0 | 2512.1077 | 0.075688 | 4 | Commercial_2033_Technical_MW_After Competition Groups_4 | LED Low/High Bay | 7.569% | 0 | 190.1362 | Commercial_2033_Technical_MW_After Competition Groups_LED Low/High Bay
Commercial | Com ¦ LED Troffer/Surface/Suspended | 2033 | Economic | MW | After Competition Groups | 139.1652 | 0 | 0 | 1874.9144 | 0.074225 | 5 | Commercial_2033_Economic_MW_After Competition Groups_5 | LED Troffer/Surface/Suspended | 7.422% | 0 | 139.1652 | Commercial_2033_Economic_MW_After Competition Groups_LED Troffer/Surface/Suspended
Commercial | Com ¦ ENERGY STAR LED LAMPS (REFLECTOR LAMPs/MR16/PAR 16) | 2033 | Economic | MW | After Competition Groups | 133.6605 | 0 | 0 | 1874.9144 | 0.071289 | 6 | Commercial_2033_Economic_MW_After Competition Groups_6 | ENERGY STAR LED LAMPS (REFLECTOR LAMPs/MR16/PAR 16) | 7.129% | 0 | 133.6605 | Commercial_2033_Economic_MW_After Competition Groups_ENERGY STAR LED LAMPS (REFLECTOR LAMPs/MR16/PAR 16)
Commercial | Com ¦ Building Recommissioning, Operations and Maintenance (O&M) Improvements | 2033 | Achievable | MW | After Competition Groups | 85.4566 | 0 | 0 | 1227.0887 | 0.069642 | 5 | Commercial_2033_Achievable_MW_After Competition Groups_5 | Building Recommissioning, Operations and Maintenance (O&M) Improvements | 6.964% | 0 | 85.4566 | Commercial_2033_Achievable_MW_After Competition Groups_Building Recommissioning, Operations and Maintenance (O&M) Improvements
Commercial | Com ¦ High Efficiency Air Source Heat Pump | 2033 | Technical | MW | After Competition Groups | 147.8409 | 0 | 0 | 2512.1077 | 0.058851 | 5 | Commercial_2033_Technical_MW_After Competition Groups_5 | High Efficiency Air Source Heat Pump | 5.885% | 0 | 147.8409 | Commercial_2033_Technical_MW_After Competition Groups_High Efficiency Air Source Heat Pump
Commercial | Com ¦ LED Troffer/Surface/Suspended | 2033 | Technical | MW | After Competition Groups | 139.1652 | 0 | 0 | 2512.1077 | 0.055398 | 6 | Commercial_2033_Technical_MW_After Competition Groups_6 | LED Troffer/Surface/Suspended | 5.54% | 0 | 139.1652 | Commercial_2033_Technical_MW_After Competition Groups_LED Troffer/Surface/Suspended
Commercial | Com ¦ ENERGY STAR LED LAMPS (REFLECTOR LAMPs/MR16/PAR 16) | 2033 | Technical | MW | After Competition Groups | 137.0542 | 0 | 0 | 2512.1077 | 0.054557 | 7 | Commercial_2033_Technical_MW_After Competition Groups_7 | ENERGY STAR LED LAMPS (REFLECTOR LAMPs/MR16/PAR 16) | 5.456% | 0 | 137.0542 | Commercial_2033_Technical_MW_After Competition Groups_ENERGY STAR LED LAMPS (REFLECTOR LAMPs/MR16/PAR 16)
Commercial | Com ¦ Variable Refrigerant Flow Heat Pump | 2033 | Technical | MW | After Competition Groups | 133.2172 | 0 | 0 | 2512.1077 | 0.05303 | 8 | Commercial_2033_Technical_MW_After Competition Groups_8 | Variable Refrigerant Flow Heat Pump | 5.303% | 0 | 133.2172 | Commercial_2033_Technical_MW_After Competition Groups_Variable Refrigerant Flow Heat Pump
Commercial | Com ¦ Advanced BAS/Controllers | 2033 | Economic | MW | After Competition Groups | 98.2148 | 0 | 0 | 1874.9144 | 0.052384 | 7 | Commercial_2033_Economic_MW_After Competition Groups_7 | Advanced BAS/Controllers | 5.238% | 0 | 98.2148 | Commercial_2033_Economic_MW_After Competition Groups_Advanced BAS/Controllers
Commercial | Com ¦ LED Replacement Lamp (Tube) | 2033 | Achievable | MW | After Competition Groups | 59.5985 | 0 | 0 | 1227.0887 | 0.048569 | 6 | Commercial_2033_Achievable_MW_After Competition Groups_6 | LED Replacement Lamp (Tube) | 4.857% | 0 | 59.5985 | Commercial_2033_Achievable_MW_After Competition Groups_LED Replacement Lamp (Tube)
Commercial | Com ¦ High Efficiency Air Source Heat Pump | 2033 | Achievable | MW | After Competition Groups | 49.6694 | 0 | 0 | 1227.0887 | 0.040477 | 7 | Commercial_2033_Achievable_MW_After Competition Groups_7 | High Efficiency Air Source Heat Pump | 4.048% | 0 | 49.6694 | Commercial_2033_Achievable_MW_After Competition Groups_High Efficiency Air Source Heat Pump
Commercial | Com ¦ Unitary Air-Conditioning Unit | 2033 | Technical | MW | After Competition Groups | 99.4657 | 0 | 0 | 2512.1077 | 0.039595 | 9 | Commercial_2033_Technical_MW_After Competition Groups_9 | Unitary Air-Conditioning Unit | 3.959% | 0 | 99.4657 | Commercial_2033_Technical_MW_After Competition Groups_Unitary Air-Conditioning Unit
Commercial | Com ¦ Advanced BAS/Controllers | 2033 | Technical | MW | After Competition Groups | 98.2148 | 0 | 0 | 2512.1077 | 0.039097 | 10 | Commercial_2033_Technical_MW_After Competition Groups_10 | Advanced BAS/Controllers | 3.91% | 0 | 98.2148 | Commercial_2033_Technical_MW_After Competition Groups_Advanced BAS/Controllers
Commercial | Com ¦ LED Replacement Lamp (Tube) | 2033 | Economic | MW | After Competition Groups | 72.7427 | 0 | 0 | 1874.9144 | 0.038798 | 8 | Commercial_2033_Economic_MW_After Competition Groups_8 | LED Replacement Lamp (Tube) | 3.88% | 0 | 72.7427 | Commercial_2033_Economic_MW_After Competition Groups_LED Replacement Lamp (Tube)
Commercial | Com ¦ Advanced BAS/Controllers | 2033 | Achievable | MW | After Competition Groups | 39.9139 | 0 | 0 | 1227.0887 | 0.032527 | 8 | Commercial_2033_Achievable_MW_After Competition Groups_8 | Advanced BAS/Controllers | 3.253% | 0 | 39.9139 | Commercial_2033_Achievable_MW_After Competition Groups_Advanced BAS/Controllers
Commercial | Com ¦ LED Replacement Lamp (Tube) | 2033 | Technical | MW | After Competition Groups | 72.7427 | 0 | 0 | 2512.1077 | 0.028957 | 11 | Commercial_2033_Technical_MW_After Competition Groups_11 | LED Replacement Lamp (Tube) | 2.896% | 0 | 72.7427 | Commercial_2033_Technical_MW_After Competition Groups_LED Replacement Lamp (Tube)
Commercial | Com ¦ Unitary Air-Conditioning Unit | 2033 | Achievable | MW | After Competition Groups | 34.4274 | 0 | 0 | 1227.0887 | 0.028056 | 9 | Commercial_2033_Achievable_MW_After Competition Groups_9 | Unitary Air-Conditioning Unit | 2.806% | 0 | 34.4274 | Commercial_2033_Achievable_MW_After Competition Groups_Unitary Air-Conditioning Unit
Commercial | Com ¦ Adaptive Thermostats | 2033 | Achievable | MW | After Competition Groups | 32.5042 | 0 | 0 | 1227.0887 | 0.026489 | 10 | Commercial_2033_Achievable_MW_After Competition Groups_10 | Adaptive Thermostats | 2.649% | 0 | 32.5042 | Commercial_2033_Achievable_MW_After Competition Groups_Adaptive Thermostats
Commercial | Com ¦ Smart Strip Plug Outlets | 2033 | Technical | MW | After Competition Groups | 61.9411 | 0 | 0 | 2512.1077 | 0.024657 | 12 | Commercial_2033_Technical_MW_After Competition Groups_12 | Smart Strip Plug Outlets | 2.466% | 0 | 61.9411 | Commercial_2033_Technical_MW_After Competition Groups_Smart Strip Plug Outlets
Commercial | Com ¦ Unitary Air-Conditioning Unit | 2033 | Economic | MW | After Competition Groups | 45.2017 | 0 | 0 | 1874.9144 | 0.024109 | 9 | Commercial_2033_Economic_MW_After Competition Groups_9 | Unitary Air-Conditioning Unit | 2.411% | 0 | 45.2017 | Commercial_2033_Economic_MW_After Competition Groups_Unitary Air-Conditioning Unit
Commercial | Com ¦ Adaptive Thermostats | 2033 | Economic | MW | After Competition Groups | 41.7596 | 0 | 0 | 1874.9144 | 0.022273 | 10 | Commercial_2033_Economic_MW_After Competition Groups_10 | Adaptive Thermostats | 2.227% | 0 | 41.7596 | Commercial_2033_Economic_MW_After Competition Groups_Adaptive Thermostats
Commercial | Com ¦ Data Center Storage/Server Virtualization | 2033 | Achievable | MW | After Competition Groups | 27.2609 | 0 | 0 | 1227.0887 | 0.022216 | 11 | Commercial_2033_Achievable_MW_After Competition Groups_11 | Data Center Storage/Server Virtualization | 2.222% | 0 | 27.2609 | Commercial_2033_Achievable_MW_After Competition Groups_Data Center Storage/Server Virtualization
Commercial | Com ¦ Furnace Tune-Up | 2033 | Achievable | MW | After Competition Groups | 26.6165 | 0 | 0 | 1227.0887 | 0.021691 | 12 | Commercial_2033_Achievable_MW_After Competition Groups_12 | Furnace Tune-Up | 2.169% | 0 | 26.6165 | Commercial_2033_Achievable_MW_After Competition Groups_Furnace Tune-Up
Commercial | Com ¦ Strip Curtains | 2033 | Achievable | MW | After Competition Groups | 26.4315 | 0 | 0 | 1227.0887 | 0.02154 | 13 | Commercial_2033_Achievable_MW_After Competition Groups_13 | Strip Curtains | 2.154% | 0 | 26.4315 | Commercial_2033_Achievable_MW_After Competition Groups_Strip Curtains
Commercial | Com ¦ Refrigerated Display Case Doors | 2033 | Achievable | MW | After Competition Groups | 24.2744 | 0 | 0 | 1227.0887 | 0.019782 | 14 | Commercial_2033_Achievable_MW_After Competition Groups_14 | Refrigerated Display Case Doors | 1.978% | 0 | 24.2744 | Commercial_2033_Achievable_MW_After Competition Groups_Refrigerated Display Case Doors
Commercial | Com ¦ Data Center Storage/Server Virtualization | 2033 | Economic | MW | After Competition Groups | 37.0334 | 0 | 0 | 1874.9144 | 0.019752 | 11 | Commercial_2033_Economic_MW_After Competition Groups_11 | Data Center Storage/Server Virtualization | 1.975% | 0 | 37.0334 | Commercial_2033_Economic_MW_After Competition Groups_Data Center Storage/Server Virtualization
Commercial | Com ¦ LED or Equivalent Sign Lighting | 2033 | Achievable | MW | After Competition Groups | 22.6253 | 0 | 0 | 1227.0887 | 0.018438 | 15 | Commercial_2033_Achievable_MW_After Competition Groups_15 | LED or Equivalent Sign Lighting | 1.844% | 0 | 22.6253 | Commercial_2033_Achievable_MW_After Competition Groups_LED or Equivalent Sign Lighting
Commercial | Com ¦ Refrigerated Display Case Doors | 2033 | Economic | MW | After Competition Groups | 33.731 | 0 | 0 | 1874.9144 | 0.017991 | 12 | Commercial_2033_Economic_MW_After Competition Groups_12 | Refrigerated Display Case Doors | 1.799% | 0 | 33.731 | Commercial_2033_Economic_MW_After Competition Groups_Refrigerated Display Case Doors
Commercial | Com ¦ Demand Control Ventilation | 2033 | Economic | MW | After Competition Groups | 33.205 | 0 | 0 | 1874.9144 | 0.01771 | 13 | Commercial_2033_Economic_MW_After Competition Groups_13 | Demand Control Ventilation | 1.771% | 0 | 33.205 | Commercial_2033_Economic_MW_After Competition Groups_Demand Control Ventilation
Commercial | Com ¦ Refrigerated Display Case Doors | 2033 | Technical | MW | After Competition Groups | 44.4259 | 0 | 0 | 2512.1077 | 0.017685 | 13 | Commercial_2033_Technical_MW_After Competition Groups_13 | Refrigerated Display Case Doors | 1.768% | 0 | 44.4259 | Commercial_2033_Technical_MW_After Competition Groups_Refrigerated Display Case Doors
Commercial | Com ¦ Reach-in Shaded Pole to ECM/PSC Evaporator Fan Motor | 2033 | Achievable | MW | After Competition Groups | 21.26 | 0 | 0 | 1227.0887 | 0.017326 | 16 | Commercial_2033_Achievable_MW_After Competition Groups_16 | Reach-in Shaded Pole to ECM/PSC Evaporator Fan Motor | 1.733% | 0 | 21.26 | Commercial_2033_Achievable_MW_After Competition Groups_Reach-in Shaded Pole to ECM/PSC Evaporator Fan Motor
Commercial | Com ¦ Strip Curtains | 2033 | Economic | MW | After Competition Groups | 31.8871 | 0 | 0 | 1874.9144 | 0.017007 | 14 | Commercial_2033_Economic_MW_After Competition Groups_14 | Strip Curtains | 1.701% | 0 | 31.8871 | Commercial_2033_Economic_MW_After Competition Groups_Strip Curtains
Commercial | Com ¦ Adaptive Thermostats | 2033 | Technical | MW | After Competition Groups | 42.0529 | 0 | 0 | 2512.1077 | 0.01674 | 14 | Commercial_2033_Technical_MW_After Competition Groups_14 | Adaptive Thermostats | 1.674% | 0 | 42.0529 | Commercial_2033_Technical_MW_After Competition Groups_Adaptive Thermostats
Commercial | Com ¦ Furnace Tune-Up | 2033 | Economic | MW | After Competition Groups | 30.5417 | 0 | 0 | 1874.9144 | 0.01629 | 15 | Commercial_2033_Economic_MW_After Competition Groups_15 | Furnace Tune-Up | 1.629% | 0 | 30.5417 | Commercial_2033_Economic_MW_After Competition Groups_Furnace Tune-Up
Commercial | Com ¦ Demand Control Ventilation | 2033 | Achievable | MW | After Competition Groups | 19.9392 | 0 | 0 | 1227.0887 | 0.016249 | 17 | Commercial_2033_Achievable_MW_After Competition Groups_17 | Demand Control Ventilation | 1.625% | 0 | 19.9392 | Commercial_2033_Achievable_MW_After Competition Groups_Demand Control Ventilation
Commercial | Com ¦ Variable Frequency Drive (VFD) | 2033 | Achievable | MW | After Competition Groups | 19.0437 | 0 | 0 | 1227.0887 | 0.015519 | 18 | Commercial_2033_Achievable_MW_After Competition Groups_18 | Variable Frequency Drive (VFD) | 1.552% | 0 | 19.0437 | Commercial_2033_Achievable_MW_After Competition Groups_Variable Frequency Drive (VFD)
Commercial | Com ¦ Reach-in Shaded Pole to ECM/PSC Evaporator Fan Motor | 2033 | Economic | MW | After Competition Groups | 28.8866 | 0 | 0 | 1874.9144 | 0.015407 | 16 | Commercial_2033_Economic_MW_After Competition Groups_16 | Reach-in Shaded Pole to ECM/PSC Evaporator Fan Motor | 1.541% | 0 | 28.8866 | Commercial_2033_Economic_MW_After Competition Groups_Reach-in Shaded Pole to ECM/PSC Evaporator Fan Motor
Commercial | Com ¦ Data Center Storage/Server Virtualization | 2033 | Technical | MW | After Competition Groups | 37.0334 | 0 | 0 | 2512.1077 | 0.014742 | 15 | Commercial_2033_Technical_MW_After Competition Groups_15 | Data Center Storage/Server Virtualization | 1.474% | 0 | 37.0334 | Commercial_2033_Technical_MW_After Competition Groups_Data Center Storage/Server Virtualization
Commercial | Com ¦ VFD on Pumps | 2033 | Achievable | MW | After Competition Groups | 17.8819 | 0 | 0 | 1227.0887 | 0.014573 | 19 | Commercial_2033_Achievable_MW_After Competition Groups_19 | VFD on Pumps | 1.457% | 0 | 17.8819 | Commercial_2033_Achievable_MW_After Competition Groups_VFD on Pumps
Commercial | Com ¦ Centrally controlled desktop PC/NETWORK PC POWER MANAGEMENT SOFTWARE | 2033 | Achievable | MW | After Competition Groups | 17.5275 | 0 | 0 | 1227.0887 | 0.014284 | 20 | Commercial_2033_Achievable_MW_After Competition Groups_20 | Centrally controlled desktop PC/NETWORK PC POWER MANAGEMENT SOFTWARE | 1.428% | 0 | 17.5275 | Commercial_2033_Achievable_MW_After Competition Groups_Centrally controlled desktop PC/NETWORK PC POWER MANAGEMENT SOFTWARE
Commercial | Com ¦ LED or Equivalent Sign Lighting | 2033 | Economic | MW | After Competition Groups | 26.612 | 0 | 0 | 1874.9144 | 0.014194 | 17 | Commercial_2033_Economic_MW_After Competition Groups_17 | LED or Equivalent Sign Lighting | 1.419% | 0 | 26.612 | Commercial_2033_Economic_MW_After Competition Groups_LED or Equivalent Sign Lighting
Commercial | Com ¦ Demand Control Ventilation | 2033 | Technical | MW | After Competition Groups | 33.7694 | 0 | 0 | 2512.1077 | 0.013443 | 16 | Commercial_2033_Technical_MW_After Competition Groups_16 | Demand Control Ventilation | 1.344% | 0 | 33.7694 | Commercial_2033_Technical_MW_After Competition Groups_Demand Control Ventilation
Commercial | Com ¦ Centrally controlled desktop PC/NETWORK PC POWER MANAGEMENT SOFTWARE | 2033 | Economic | MW | After Competition Groups | 24.2039 | 0 | 0 | 1874.9144 | 0.012909 | 18 | Commercial_2033_Economic_MW_After Competition Groups_18 | Centrally controlled desktop PC/NETWORK PC POWER MANAGEMENT SOFTWARE | 1.291% | 0 | 24.2039 | Commercial_2033_Economic_MW_After Competition Groups_Centrally controlled desktop PC/NETWORK PC POWER MANAGEMENT SOFTWARE
Commercial | Com ¦ Chilled Water Optimization | 2033 | Economic | MW | After Competition Groups | 23.9507 | 0 | 0 | 1874.9144 | 0.012774 | 19 | Commercial_2033_Economic_MW_After Competition Groups_19 | Chilled Water Optimization | 1.277% | 0 | 23.9507 | Commercial_2033_Economic_MW_After Competition Groups_Chilled Water Optimization
Commercial | Com ¦ Strip Curtains | 2033 | Technical | MW | After Competition Groups | 31.8871 | 0 | 0 | 2512.1077 | 0.012693 | 17 | Commercial_2033_Technical_MW_After Competition Groups_17 | Strip Curtains | 1.269% | 0 | 31.8871 | Commercial_2033_Technical_MW_After Competition Groups_Strip Curtains
Commercial | Com ¦ Furnace Tune-Up | 2033 | Technical | MW | After Competition Groups | 30.5417 | 0 | 0 | 2512.1077 | 0.012158 | 18 | Commercial_2033_Technical_MW_After Competition Groups_18 | Furnace Tune-Up | 1.216% | 0 | 30.5417 | Commercial_2033_Technical_MW_After Competition Groups_Furnace Tune-Up
Commercial | Com ¦ Variable Frequency Drive (VFD) | 2033 | Economic | MW | After Competition Groups | 21.708 | 0 | 0 | 1874.9144 | 0.011578 | 20 | Commercial_2033_Economic_MW_After Competition Groups_20 | Variable Frequency Drive (VFD) | 1.158% | 0 | 21.708 | Commercial_2033_Economic_MW_After Competition Groups_Variable Frequency Drive (VFD)
Commercial | Com ¦ Reach-in Shaded Pole to ECM/PSC Evaporator Fan Motor | 2033 | Technical | MW | After Competition Groups | 28.8866 | 0 | 0 | 2512.1077 | 0.011499 | 19 | Commercial_2033_Technical_MW_After Competition Groups_19 | Reach-in Shaded Pole to ECM/PSC Evaporator Fan Motor | 1.15% | 0 | 28.8866 | Commercial_2033_Technical_MW_After Competition Groups_Reach-in Shaded Pole to ECM/PSC Evaporator Fan Motor
Commercial | Com ¦ VFD on Pumps | 2033 | Economic | MW | After Competition Groups | 20.4085 | 0 | 0 | 1874.9144 | 0.010885 | 21 | Commercial_2033_Economic_MW_After Competition Groups_21 | VFD on Pumps | 1.089% | 0 | 20.4085 | Commercial_2033_Economic_MW_After Competition Groups_VFD on Pumps
Commercial | Com ¦ LED or Equivalent Sign Lighting | 2033 | Technical | MW | After Competition Groups | 26.612 | 0 | 0 | 2512.1077 | 0.010594 | 20 | Commercial_2033_Technical_MW_After Competition Groups_20 | LED or Equivalent Sign Lighting | 1.059% | 0 | 26.612 | Commercial_2033_Technical_MW_After Competition Groups_LED or Equivalent Sign Lighting
Commercial | Com ¦ Chilled Water Optimization | 2033 | Achievable | MW | After Competition Groups | 12.773 | 0 | 0 | 1227.0887 | 0.010409 | 21 | Commercial_2033_Achievable_MW_After Competition Groups_21 | Chilled Water Optimization | 1.041% | 0 | 12.773 | Commercial_2033_Achievable_MW_After Competition Groups_Chilled Water Optimization
Commercial | Com ¦ Adding reflective (White) roof treatment or a green roof | 2033 | Technical | MW | After Competition Groups | 24.9044 | 0 | 0 | 2512.1077 | 0.0099137 | 21 | Commercial_2033_Technical_MW_After Competition Groups_21 | Adding reflective (White) roof treatment or a green roof | 0.9914% | 0 | 24.9044 | Commercial_2033_Technical_MW_After Competition Groups_Adding reflective (White) roof treatment or a green roof
Commercial | Com ¦ Centrally controlled desktop PC/NETWORK PC POWER MANAGEMENT SOFTWARE | 2033 | Technical | MW | After Competition Groups | 24.2039 | 0 | 0 | 2512.1077 | 0.0096349 | 22 | Commercial_2033_Technical_MW_After Competition Groups_22 | Centrally controlled desktop PC/NETWORK PC POWER MANAGEMENT SOFTWARE | 0.9635% | 0 | 24.2039 | Commercial_2033_Technical_MW_After Competition Groups_Centrally controlled desktop PC/NETWORK PC POWER MANAGEMENT SOFTWARE
Commercial | Com ¦ Chilled Water Optimization | 2033 | Technical | MW | After Competition Groups | 23.9507 | 0 | 0 | 2512.1077 | 0.0095341 | 23 | Commercial_2033_Technical_MW_After Competition Groups_23 | Chilled Water Optimization | 0.9534% | 0 | 23.9507 | Commercial_2033_Technical_MW_After Competition Groups_Chilled Water Optimization
Commercial | Com ¦ Refrigerated Display Case LED | 2033 | Technical | MW | After Competition Groups | 23.9075 | 0 | 0 | 2512.1077 | 0.0095169 | 24 | Commercial_2033_Technical_MW_After Competition Groups_24 | Refrigerated Display Case LED | 0.9517% | 0 | 23.9075 | Commercial_2033_Technical_MW_After Competition Groups_Refrigerated Display Case LED
Commercial | Com ¦ Door Gasket Freezer/Refrigerator | 2033 | Technical | MW | After Competition Groups | 23.8305 | 0 | 0 | 2512.1077 | 0.0094862 | 25 | Commercial_2033_Technical_MW_After Competition Groups_25 | Door Gasket Freezer/Refrigerator | 0.9486% | 0 | 23.8305 | Commercial_2033_Technical_MW_After Competition Groups_Door Gasket Freezer/Refrigerator
Commercial | Com ¦ Air Handler with Dedicated Outdoor Air Systems | 2033 | Economic | MW | After Competition Groups | 16.9416 | 0 | 0 | 1874.9144 | 0.0090359 | 22 | Commercial_2033_Economic_MW_After Competition Groups_22 | Air Handler with Dedicated Outdoor Air Systems | 0.9036% | 0 | 16.9416 | Commercial_2033_Economic_MW_After Competition Groups_Air Handler with Dedicated Outdoor Air Systems
Commercial | Com ¦ Air Handler with Dedicated Outdoor Air Systems | 2033 | Achievable | MW | After Competition Groups | 10.8257 | 0 | 0 | 1227.0887 | 0.0088223 | 22 | Commercial_2033_Achievable_MW_After Competition Groups_22 | Air Handler with Dedicated Outdoor Air Systems | 0.8822% | 0 | 10.8257 | Commercial_2033_Achievable_MW_After Competition Groups_Air Handler with Dedicated Outdoor Air Systems
Commercial | Com ¦ Refrigerated Display Case LED | 2033 | Economic | MW | After Competition Groups | 16.3756 | 0 | 0 | 1874.9144 | 0.0087341 | 23 | Commercial_2033_Economic_MW_After Competition Groups_23 | Refrigerated Display Case LED | 0.8734% | 0 | 16.3756 | Commercial_2033_Economic_MW_After Competition Groups_Refrigerated Display Case LED
Commercial | Com ¦ Variable Frequency Drive (VFD) | 2033 | Technical | MW | After Competition Groups | 21.708 | 0 | 0 | 2512.1077 | 0.0086414 | 26 | Commercial_2033_Technical_MW_After Competition Groups_26 | Variable Frequency Drive (VFD) | 0.8641% | 0 | 21.708 | Commercial_2033_Technical_MW_After Competition Groups_Variable Frequency Drive (VFD)
Commercial | Com ¦ VFD on Pumps | 2033 | Technical | MW | After Competition Groups | 20.4085 | 0 | 0 | 2512.1077 | 0.0081241 | 27 | Commercial_2033_Technical_MW_After Competition Groups_27 | VFD on Pumps | 0.8124% | 0 | 20.4085 | Commercial_2033_Technical_MW_After Competition Groups_VFD on Pumps
Commercial | Com ¦ ECM MOTORS FOR EVAPORATOR FANS for refrigeration (WALK-IN) | 2033 | Achievable | MW | After Competition Groups | 9.7441 | 0 | 0 | 1227.0887 | 0.0079408 | 23 | Commercial_2033_Achievable_MW_After Competition Groups_23 | ECM MOTORS FOR EVAPORATOR FANS for refrigeration (WALK-IN) | 0.7941% | 0 | 9.7441 | Commercial_2033_Achievable_MW_After Competition Groups_ECM MOTORS FOR EVAPORATOR FANS for refrigeration (WALK-IN)
Commercial | Com ¦ HOTEL OCCUPANCY CONTROLS (HVAC + LIGHTING) | 2033 | Technical | MW | After Competition Groups | 19.4974 | 0 | 0 | 2512.1077 | 0.0077614 | 28 | Commercial_2033_Technical_MW_After Competition Groups_28 | HOTEL OCCUPANCY CONTROLS (HVAC + LIGHTING) | 0.7761% | 0 | 19.4974 | Commercial_2033_Technical_MW_After Competition Groups_HOTEL OCCUPANCY CONTROLS (HVAC + LIGHTING)
Commercial | Com ¦ ENERGY STAR LED LAMPS (General Service Lamps) | 2033 | Achievable | MW | After Competition Groups | 9.5103 | 0 | 0 | 1227.0887 | 0.0077503 | 24 | Commercial_2033_Achievable_MW_After Competition Groups_24 | ENERGY STAR LED LAMPS (General Service Lamps) | 0.775% | 0 | 9.5103 | Commercial_2033_Achievable_MW_After Competition Groups_ENERGY STAR LED LAMPS (General Service Lamps)
Commercial | Com ¦ Refrigeration Optimization | 2033 | Technical | MW | After Competition Groups | 19.3647 | 0 | 0 | 2512.1077 | 0.0077085 | 29 | Commercial_2033_Technical_MW_After Competition Groups_29 | Refrigeration Optimization | 0.7709% | 0 | 19.3647 | Commercial_2033_Technical_MW_After Competition Groups_Refrigeration Optimization
Commercial | Com ¦ Air Handler with Dedicated Outdoor Air Systems | 2033 | Technical | MW | After Competition Groups | 16.9416 | 0 | 0 | 2512.1077 | 0.006744 | 30 | Commercial_2033_Technical_MW_After Competition Groups_30 | Air Handler with Dedicated Outdoor Air Systems | 0.6744% | 0 | 16.9416 | Commercial_2033_Technical_MW_After Competition Groups_Air Handler with Dedicated Outdoor Air Systems
Commercial | Com ¦ Evaporator Fan Controls | 2033 | Achievable | MW | After Competition Groups | 8.2194 | 0 | 0 | 1227.0887 | 0.0066983 | 25 | Commercial_2033_Achievable_MW_After Competition Groups_25 | Evaporator Fan Controls | 0.6698% | 0 | 8.2194 | Commercial_2033_Achievable_MW_After Competition Groups_Evaporator Fan Controls
Commercial | Com ¦ Demand Control Kitchen Ventilation | 2033 | Economic | MW | After Competition Groups | 11.7678 | 0 | 0 | 1874.9144 | 0.0062764 | 24 | Commercial_2033_Economic_MW_After Competition Groups_24 | Demand Control Kitchen Ventilation | 0.6276% | 0 | 11.7678 | Commercial_2033_Economic_MW_After Competition Groups_Demand Control Kitchen Ventilation
Commercial | Com ¦ Freezer Case Light Sensor | 2033 | Achievable | MW | After Competition Groups | 7.6616 | 0 | 0 | 1227.0887 | 0.0062437 | 26 | Commercial_2033_Achievable_MW_After Competition Groups_26 | Freezer Case Light Sensor | 0.6244% | 0 | 7.6616 | Commercial_2033_Achievable_MW_After Competition Groups_Freezer Case Light Sensor
Commercial | Com ¦ ECM MOTORS FOR EVAPORATOR FANS for refrigeration (WALK-IN) | 2033 | Economic | MW | After Competition Groups | 11.2059 | 0 | 0 | 1874.9144 | 0.0059767 | 25 | Commercial_2033_Economic_MW_After Competition Groups_25 | ECM MOTORS FOR EVAPORATOR FANS for refrigeration (WALK-IN) | 0.5977% | 0 | 11.2059 | Commercial_2033_Economic_MW_After Competition Groups_ECM MOTORS FOR EVAPORATOR FANS for refrigeration (WALK-IN)
Commercial | Com ¦ ENERGY STAR LED LAMPS (General Service Lamps) | 2033 | Economic | MW | After Competition Groups | 11.0722 | 0 | 0 | 1874.9144 | 0.0059054 | 26 | Commercial_2033_Economic_MW_After Competition Groups_26 | ENERGY STAR LED LAMPS (General Service Lamps) | 0.5905% | 0 | 11.0722 | Commercial_2033_Economic_MW_After Competition Groups_ENERGY STAR LED LAMPS (General Service Lamps)
Commercial | Com ¦ ENERGY STAR FREEZER | 2033 | Technical | MW | After Competition Groups | 14.6869 | 0 | 0 | 2512.1077 | 0.0058464 | 31 | Commercial_2033_Technical_MW_After Competition Groups_31 | ENERGY STAR FREEZER | 0.5846% | 0 | 14.6869 | Commercial_2033_Technical_MW_After Competition Groups_ENERGY STAR FREEZER
Commercial | Com ¦ Demand Control Kitchen Ventilation | 2033 | Achievable | MW | After Competition Groups | 7.0459 | 0 | 0 | 1227.0887 | 0.005742 | 27 | Commercial_2033_Achievable_MW_After Competition Groups_27 | Demand Control Kitchen Ventilation | 0.5742% | 0 | 7.0459 | Commercial_2033_Achievable_MW_After Competition Groups_Demand Control Kitchen Ventilation
Commercial | Com ¦ Indoor Daylight Sensors/Photocell Dimming Control | 2033 | Technical | MW | After Competition Groups | 14.421 | 0 | 0 | 2512.1077 | 0.0057406 | 32 | Commercial_2033_Technical_MW_After Competition Groups_32 | Indoor Daylight Sensors/Photocell Dimming Control | 0.5741% | 0 | 14.421 | Commercial_2033_Technical_MW_After Competition Groups_Indoor Daylight Sensors/Photocell Dimming Control
Commercial | Com ¦ Occupancy Sensors | 2033 | Economic | MW | After Competition Groups | 10.0798 | 0 | 0 | 1874.9144 | 0.0053761 | 27 | Commercial_2033_Economic_MW_After Competition Groups_27 | Occupancy Sensors | 0.5376% | 0 | 10.0798 | Commercial_2033_Economic_MW_After Competition Groups_Occupancy Sensors
Commercial | Com ¦ Freezer Case Light Sensor | 2033 | Economic | MW | After Competition Groups | 9.7209 | 0 | 0 | 1874.9144 | 0.0051847 | 28 | Commercial_2033_Economic_MW_After Competition Groups_28 | Freezer Case Light Sensor | 0.5185% | 0 | 9.7209 | Commercial_2033_Economic_MW_After Competition Groups_Freezer Case Light Sensor
Commercial | Com ¦ ENERGY STAR LED LAMPS (General Service Lamps) | 2033 | Technical | MW | After Competition Groups | 12.7245 | 0 | 0 | 2512.1077 | 0.0050653 | 33 | Commercial_2033_Technical_MW_After Competition Groups_33 | ENERGY STAR LED LAMPS (General Service Lamps) | 0.5065% | 0 | 12.7245 | Commercial_2033_Technical_MW_After Competition Groups_ENERGY STAR LED LAMPS (General Service Lamps)
Commercial | Com ¦ Evaporator Fan Controls | 2033 | Economic | MW | After Competition Groups | 9.4689 | 0 | 0 | 1874.9144 | 0.0050503 | 29 | Commercial_2033_Economic_MW_After Competition Groups_29 | Evaporator Fan Controls | 0.505% | 0 | 9.4689 | Commercial_2033_Economic_MW_After Competition Groups_Evaporator Fan Controls
Commercial | Com ¦ ENERGY STAR ICE MACHINES - Ice Making Head | 2033 | Technical | MW | After Competition Groups | 12.5163 | 0 | 0 | 2512.1077 | 0.0049824 | 34 | Commercial_2033_Technical_MW_After Competition Groups_34 | ENERGY STAR ICE MACHINES - Ice Making Head | 0.4982% | 0 | 12.5163 | Commercial_2033_Technical_MW_After Competition Groups_ENERGY STAR ICE MACHINES - Ice Making Head
Commercial | Com ¦ LED EXTERIOR AREA LIGHTS - LED fixture (200W) | 2033 | Achievable | MW | After Competition Groups | 5.8116 | 0 | 0 | 1227.0887 | 0.0047361 | 28 | Commercial_2033_Achievable_MW_After Competition Groups_28 | LED EXTERIOR AREA LIGHTS - LED fixture (200W) | 0.4736% | 0 | 5.8116 | Commercial_2033_Achievable_MW_After Competition Groups_LED EXTERIOR AREA LIGHTS - LED fixture (200W)
Commercial | Com ¦ Demand Control Kitchen Ventilation | 2033 | Technical | MW | After Competition Groups | 11.7678 | 0 | 0 | 2512.1077 | 0.0046844 | 35 | Commercial_2033_Technical_MW_After Competition Groups_35 | Demand Control Kitchen Ventilation | 0.4684% | 0 | 11.7678 | Commercial_2033_Technical_MW_After Competition Groups_Demand Control Kitchen Ventilation
Commercial | Com ¦ LED parking lot fixture | 2033 | Achievable | MW | After Competition Groups | 5.566 | 0 | 0 | 1227.0887 | 0.004536 | 29 | Commercial_2033_Achievable_MW_After Competition Groups_29 | LED parking lot fixture | 0.4536% | 0 | 5.566 | Commercial_2033_Achievable_MW_After Competition Groups_LED parking lot fixture
Commercial | Com ¦ ECM MOTORS FOR EVAPORATOR FANS for refrigeration (WALK-IN) | 2033 | Technical | MW | After Competition Groups | 11.2059 | 0 | 0 | 2512.1077 | 0.0044607 | 36 | Commercial_2033_Technical_MW_After Competition Groups_36 | ECM MOTORS FOR EVAPORATOR FANS for refrigeration (WALK-IN) | 0.4461% | 0 | 11.2059 | Commercial_2033_Technical_MW_After Competition Groups_ECM MOTORS FOR EVAPORATOR FANS for refrigeration (WALK-IN)
Commercial | Com ¦ High R-Value Glass Doors/no-heat glass door | 2033 | Technical | MW | After Competition Groups | 10.66 | 0 | 0 | 2512.1077 | 0.0042435 | 37 | Commercial_2033_Technical_MW_After Competition Groups_37 | High R-Value Glass Doors/no-heat glass door | 0.4243% | 0 | 10.66 | Commercial_2033_Technical_MW_After Competition Groups_High R-Value Glass Doors/no-heat glass door
Commercial | Com ¦ Duct Insulation, R8 | 2033 | Achievable | MW | After Competition Groups | 4.9562 | 0 | 0 | 1227.0887 | 0.004039 | 30 | Commercial_2033_Achievable_MW_After Competition Groups_30 | Duct Insulation, R8 | 0.4039% | 0 | 4.9562 | Commercial_2033_Achievable_MW_After Competition Groups_Duct Insulation, R8
Commercial | Com ¦ Occupancy Sensors | 2033 | Technical | MW | After Competition Groups | 10.0798 | 0 | 0 | 2512.1077 | 0.0040125 | 38 | Commercial_2033_Technical_MW_After Competition Groups_38 | Occupancy Sensors | 0.4012% | 0 | 10.0798 | Commercial_2033_Technical_MW_After Competition Groups_Occupancy Sensors
Commercial | Com ¦ Refrigerated Display Case LED | 2033 | Achievable | MW | After Competition Groups | 4.7577 | 0 | 0 | 1227.0887 | 0.0038772 | 31 | Commercial_2033_Achievable_MW_After Competition Groups_31 | Refrigerated Display Case LED | 0.3877% | 0 | 4.7577 | Commercial_2033_Achievable_MW_After Competition Groups_Refrigerated Display Case LED
Commercial | Com ¦ Freezer Case Light Sensor | 2033 | Technical | MW | After Competition Groups | 9.7209 | 0 | 0 | 2512.1077 | 0.0038696 | 39 | Commercial_2033_Technical_MW_After Competition Groups_39 | Freezer Case Light Sensor | 0.387% | 0 | 9.7209 | Commercial_2033_Technical_MW_After Competition Groups_Freezer Case Light Sensor
Commercial | Com ¦ Variable Refrigerant Flow Heat Pump | 2033 | Achievable | MW | After Competition Groups | 4.6476 | 0 | 0 | 1227.0887 | 0.0037875 | 32 | Commercial_2033_Achievable_MW_After Competition Groups_32 | Variable Refrigerant Flow Heat Pump | 0.3788% | 0 | 4.6476 | Commercial_2033_Achievable_MW_After Competition Groups_Variable Refrigerant Flow Heat Pump
Commercial | Com ¦ Evaporator Fan Controls | 2033 | Technical | MW | After Competition Groups | 9.4689 | 0 | 0 | 2512.1077 | 0.0037693 | 40 | Commercial_2033_Technical_MW_After Competition Groups_40 | Evaporator Fan Controls | 0.3769% | 0 | 9.4689 | Commercial_2033_Technical_MW_After Competition Groups_Evaporator Fan Controls
Commercial | Com ¦ LED EXTERIOR AREA LIGHTS - LED fixture (200W) | 2033 | Economic | MW | After Competition Groups | 6.7779 | 0 | 0 | 1874.9144 | 0.0036151 | 30 | Commercial_2033_Economic_MW_After Competition Groups_30 | LED EXTERIOR AREA LIGHTS - LED fixture (200W) | 0.3615% | 0 | 6.7779 | Commercial_2033_Economic_MW_After Competition Groups_LED EXTERIOR AREA LIGHTS - LED fixture (200W)
Commercial | Com ¦ Water Source Heat Pump (4 ton) | 2033 | Economic | MW | After Competition Groups | 6.5902 | 0 | 0 | 1874.9144 | 0.003515 | 31 | Commercial_2033_Economic_MW_After Competition Groups_31 | Water Source Heat Pump (4 ton) | 0.3515% | 0 | 6.5902 | Commercial_2033_Economic_MW_After Competition Groups_Water Source Heat Pump (4 ton)
Commercial | Com ¦ LED parking lot fixture | 2033 | Economic | MW | After Competition Groups | 6.4636 | 0 | 0 | 1874.9144 | 0.0034474 | 32 | Commercial_2033_Economic_MW_After Competition Groups_32 | LED parking lot fixture | 0.3447% | 0 | 6.4636 | Commercial_2033_Economic_MW_After Competition Groups_LED parking lot fixture
Commercial | Com ¦ ENERGY STAR FREEZER | 2033 | Economic | MW | After Competition Groups | 6.0428 | 0 | 0 | 1874.9144 | 0.003223 | 33 | Commercial_2033_Economic_MW_After Competition Groups_33 | ENERGY STAR FREEZER | 0.3223% | 0 | 6.0428 | Commercial_2033_Economic_MW_After Competition Groups_ENERGY STAR FREEZER
Commercial | Com ¦ Water Source Heat Pump (4 ton) | 2033 | Technical | MW | After Competition Groups | 7.9916 | 0 | 0 | 2512.1077 | 0.0031812 | 41 | Commercial_2033_Technical_MW_After Competition Groups_41 | Water Source Heat Pump (4 ton) | 0.3181% | 0 | 7.9916 | Commercial_2033_Technical_MW_After Competition Groups_Water Source Heat Pump (4 ton)
Commercial | Com ¦ ENERGY STAR Griddle (74% eff) | 2033 | Economic | MW | After Competition Groups | 5.9028 | 0 | 0 | 1874.9144 | 0.0031483 | 34 | Commercial_2033_Economic_MW_After Competition Groups_34 | ENERGY STAR Griddle (74% eff) | 0.3148% | 0 | 5.9028 | Commercial_2033_Economic_MW_After Competition Groups_ENERGY STAR Griddle (74% eff)
Commercial | Com ¦ Water Source Heat Pump (4 ton) | 2033 | Achievable | MW | After Competition Groups | 3.7216 | 0 | 0 | 1227.0887 | 0.0030328 | 33 | Commercial_2033_Achievable_MW_After Competition Groups_33 | Water Source Heat Pump (4 ton) | 0.3033% | 0 | 3.7216 | Commercial_2033_Achievable_MW_After Competition Groups_Water Source Heat Pump (4 ton)
Commercial | Com ¦ Duct Insulation, R8 | 2033 | Economic | MW | After Competition Groups | 5.651 | 0 | 0 | 1874.9144 | 0.003014 | 35 | Commercial_2033_Economic_MW_After Competition Groups_35 | Duct Insulation, R8 | 0.3014% | 0 | 5.651 | Commercial_2033_Economic_MW_After Competition Groups_Duct Insulation, R8
Commercial | Com ¦ ENERGY STAR Griddle (74% eff) | 2033 | Achievable | MW | After Competition Groups | 3.6484 | 0 | 0 | 1227.0887 | 0.0029732 | 34 | Commercial_2033_Achievable_MW_After Competition Groups_34 | ENERGY STAR Griddle (74% eff) | 0.2973% | 0 | 3.6484 | Commercial_2033_Achievable_MW_After Competition Groups_ENERGY STAR Griddle (74% eff)
Commercial | Com ¦ Variable Refrigerant Flow Heat Pump | 2033 | Economic | MW | After Competition Groups | 5.5499 | 0 | 0 | 1874.9144 | 0.0029601 | 36 | Commercial_2033_Economic_MW_After Competition Groups_36 | Variable Refrigerant Flow Heat Pump | 0.296% | 0 | 5.5499 | Commercial_2033_Economic_MW_After Competition Groups_Variable Refrigerant Flow Heat Pump
Commercial | Com ¦ LED street light fixture | 2033 | Achievable | MW | After Competition Groups | 3.5855 | 0 | 0 | 1227.0887 | 0.002922 | 35 | Commercial_2033_Achievable_MW_After Competition Groups_35 | LED street light fixture | 0.2922% | 0 | 3.5855 | Commercial_2033_Achievable_MW_After Competition Groups_LED street light fixture
Commercial | Com ¦ ENERGY STAR Refrigerator | 2033 | Technical | MW | After Competition Groups | 7.0557 | 0 | 0 | 2512.1077 | 0.0028087 | 42 | Commercial_2033_Technical_MW_After Competition Groups_42 | ENERGY STAR Refrigerator | 0.2809% | 0 | 7.0557 | Commercial_2033_Technical_MW_After Competition Groups_ENERGY STAR Refrigerator
Commercial | Com ¦ LED EXTERIOR AREA LIGHTS - LED fixture (200W) | 2033 | Technical | MW | After Competition Groups | 6.7779 | 0 | 0 | 2512.1077 | 0.0026981 | 43 | Commercial_2033_Technical_MW_After Competition Groups_43 | LED EXTERIOR AREA LIGHTS - LED fixture (200W) | 0.2698% | 0 | 6.7779 | Commercial_2033_Technical_MW_After Competition Groups_LED EXTERIOR AREA LIGHTS - LED fixture (200W)
Commercial | Com ¦ Elec Storage WH 2.30 Et | 2033 | Economic | MW | After Competition Groups | 5.0546 | 0 | 0 | 1874.9144 | 0.0026959 | 37 | Commercial_2033_Economic_MW_After Competition Groups_37 | Elec Storage WH 2.30 Et | 0.2696% | 0 | 5.0546 | Commercial_2033_Economic_MW_After Competition Groups_Elec Storage WH 2.30 Et
Commercial | Com ¦ Refrigeration Commissioning | 2033 | Technical | MW | After Competition Groups | 6.6091 | 0 | 0 | 2512.1077 | 0.0026309 | 44 | Commercial_2033_Technical_MW_After Competition Groups_44 | Refrigeration Commissioning | 0.2631% | 0 | 6.6091 | Commercial_2033_Technical_MW_After Competition Groups_Refrigeration Commissioning
Commercial | Com ¦ Condensing Make Up Air Unit | 2033 | Economic | MW | After Competition Groups | 4.8873 | 0 | 0 | 1874.9144 | 0.0026067 | 38 | Commercial_2033_Economic_MW_After Competition Groups_38 | Condensing Make Up Air Unit | 0.2607% | 0 | 4.8873 | Commercial_2033_Economic_MW_After Competition Groups_Condensing Make Up Air Unit
Commercial | Com ¦ BEVERAGE VENDING MACHINE CONTROLS | 2033 | Economic | MW | After Competition Groups | 4.8325 | 0 | 0 | 1874.9144 | 0.0025775 | 39 | Commercial_2033_Economic_MW_After Competition Groups_39 | BEVERAGE VENDING MACHINE CONTROLS | 0.2577% | 0 | 4.8325 | Commercial_2033_Economic_MW_After Competition Groups_BEVERAGE VENDING MACHINE CONTROLS
Commercial | Com ¦ LED parking lot fixture | 2033 | Technical | MW | After Competition Groups | 6.4636 | 0 | 0 | 2512.1077 | 0.002573 | 45 | Commercial_2033_Technical_MW_After Competition Groups_45 | LED parking lot fixture | 0.2573% | 0 | 6.4636 | Commercial_2033_Technical_MW_After Competition Groups_LED parking lot fixture
Commercial | Com ¦ BEVERAGE VENDING MACHINE CONTROLS | 2033 | Achievable | MW | After Competition Groups | 3.124 | 0 | 0 | 1227.0887 | 0.0025458 | 36 | Commercial_2033_Achievable_MW_After Competition Groups_36 | BEVERAGE VENDING MACHINE CONTROLS | 0.2546% | 0 | 3.124 | Commercial_2033_Achievable_MW_After Competition Groups_BEVERAGE VENDING MACHINE CONTROLS
Commercial | Com ¦ Temperature Adjustment in Commercial Freezers | 2033 | Achievable | MW | After Competition Groups | 3.0012 | 0 | 0 | 1227.0887 | 0.0024458 | 37 | Commercial_2033_Achievable_MW_After Competition Groups_37 | Temperature Adjustment in Commercial Freezers | 0.2446% | 0 | 3.0012 | Commercial_2033_Achievable_MW_After Competition Groups_Temperature Adjustment in Commercial Freezers
Commercial | Com ¦ Condensing Make Up Air Unit | 2033 | Achievable | MW | After Competition Groups | 2.9123 | 0 | 0 | 1227.0887 | 0.0023734 | 38 | Commercial_2033_Achievable_MW_After Competition Groups_38 | Condensing Make Up Air Unit | 0.2373% | 0 | 2.9123 | Commercial_2033_Achievable_MW_After Competition Groups_Condensing Make Up Air Unit
Commercial | Com ¦ ENERGY STAR Griddle (74% eff) | 2033 | Technical | MW | After Competition Groups | 5.9028 | 0 | 0 | 2512.1077 | 0.0023498 | 46 | Commercial_2033_Technical_MW_After Competition Groups_46 | ENERGY STAR Griddle (74% eff) | 0.235% | 0 | 5.9028 | Commercial_2033_Technical_MW_After Competition Groups_ENERGY STAR Griddle (74% eff)
Commercial | Com ¦ Condensing Make Up Air Unit | 2033 | Technical | MW | After Competition Groups | 5.7659 | 0 | 0 | 2512.1077 | 0.0022952 | 47 | Commercial_2033_Technical_MW_After Competition Groups_47 | Condensing Make Up Air Unit | 0.2295% | 0 | 5.7659 | Commercial_2033_Technical_MW_After Competition Groups_Condensing Make Up Air Unit
Commercial | Com ¦ Elec Storage WH 2.30 Et | 2033 | Achievable | MW | After Competition Groups | 2.814 | 0 | 0 | 1227.0887 | 0.0022932 | 39 | Commercial_2033_Achievable_MW_After Competition Groups_39 | Elec Storage WH 2.30 Et | 0.2293% | 0 | 2.814 | Commercial_2033_Achievable_MW_After Competition Groups_Elec Storage WH 2.30 Et
Commercial | Com ¦ Duct Insulation, R8 | 2033 | Technical | MW | After Competition Groups | 5.651 | 0 | 0 | 2512.1077 | 0.0022495 | 48 | Commercial_2033_Technical_MW_After Competition Groups_48 | Duct Insulation, R8 | 0.225% | 0 | 5.651 | Commercial_2033_Technical_MW_After Competition Groups_Duct Insulation, R8
Commercial | Com ¦ LED street light fixture | 2033 | Economic | MW | After Competition Groups | 4.211 | 0 | 0 | 1874.9144 | 0.0022459 | 40 | Commercial_2033_Economic_MW_After Competition Groups_40 | LED street light fixture | 0.2246% | 0 | 4.211 | Commercial_2033_Economic_MW_After Competition Groups_LED street light fixture
Commercial | Com ¦ Super-High Efficiency Furnaces (Emerging Tech) | 2033 | Technical | MW | After Competition Groups | 5.494 | 0 | 0 | 2512.1077 | 0.002187 | 49 | Commercial_2033_Technical_MW_After Competition Groups_49 | Super-High Efficiency Furnaces (Emerging Tech) | 0.2187% | 0 | 5.494 | Commercial_2033_Technical_MW_After Competition Groups_Super-High Efficiency Furnaces (Emerging Tech)
Commercial | Com ¦ Occupancy Sensors | 2033 | Achievable | MW | After Competition Groups | 2.6761 | 0 | 0 | 1227.0887 | 0.0021809 | 40 | Commercial_2033_Achievable_MW_After Competition Groups_40 | Occupancy Sensors | 0.2181% | 0 | 2.6761 | Commercial_2033_Achievable_MW_After Competition Groups_Occupancy Sensors
Commercial | Com ¦ Vertical Night Covers | 2033 | Achievable | MW | After Competition Groups | 2.4915 | 0 | 0 | 1227.0887 | 0.0020304 | 41 | Commercial_2033_Achievable_MW_After Competition Groups_41 | Vertical Night Covers | 0.203% | 0 | 2.4915 | Commercial_2033_Achievable_MW_After Competition Groups_Vertical Night Covers
Commercial | Com ¦ Elec Storage WH 2.30 Et | 2033 | Technical | MW | After Competition Groups | 5.0148 | 0 | 0 | 2512.1077 | 0.0019963 | 50 | Commercial_2033_Technical_MW_After Competition Groups_50 | Elec Storage WH 2.30 Et | 0.1996% | 0 | 5.0148 | Commercial_2033_Technical_MW_After Competition Groups_Elec Storage WH 2.30 Et
Commercial | Com ¦ CO Sensors for parking garage exhaust fans | 2033 | Achievable | MW | After Competition Groups | 2.4492 | 0 | 0 | 1227.0887 | 0.001996 | 42 | Commercial_2033_Achievable_MW_After Competition Groups_42 | CO Sensors for parking garage exhaust fans | 0.1996% | 0 | 2.4492 | Commercial_2033_Achievable_MW_After Competition Groups_CO Sensors for parking garage exhaust fans
Commercial | Com ¦ Energy Efficient Laboratory Fume Hood | 2033 | Achievable | MW | After Competition Groups | 2.4367 | 0 | 0 | 1227.0887 | 0.0019857 | 43 | Commercial_2033_Achievable_MW_After Competition Groups_43 | Energy Efficient Laboratory Fume Hood | 0.1986% | 0 | 2.4367 | Commercial_2033_Achievable_MW_After Competition Groups_Energy Efficient Laboratory Fume Hood
Commercial | Com ¦ BEVERAGE VENDING MACHINE CONTROLS | 2033 | Technical | MW | After Competition Groups | 4.8325 | 0 | 0 | 2512.1077 | 0.0019237 | 51 | Commercial_2033_Technical_MW_After Competition Groups_51 | BEVERAGE VENDING MACHINE CONTROLS | 0.1924% | 0 | 4.8325 | Commercial_2033_Technical_MW_After Competition Groups_BEVERAGE VENDING MACHINE CONTROLS
Commercial | Com ¦ Temperature Adjustment in Commercial Freezers | 2033 | Economic | MW | After Competition Groups | 3.4555 | 0 | 0 | 1874.9144 | 0.001843 | 41 | Commercial_2033_Economic_MW_After Competition Groups_41 | Temperature Adjustment in Commercial Freezers | 0.1843% | 0 | 3.4555 | Commercial_2033_Economic_MW_After Competition Groups_Temperature Adjustment in Commercial Freezers
Commercial | Com ¦ CO Sensors for parking garage exhaust fans | 2033 | Economic | MW | After Competition Groups | 3.2463 | 0 | 0 | 1874.9144 | 0.0017314 | 42 | Commercial_2033_Economic_MW_After Competition Groups_42 | CO Sensors for parking garage exhaust fans | 0.1731% | 0 | 3.2463 | Commercial_2033_Economic_MW_After Competition Groups_CO Sensors for parking garage exhaust fans
Commercial | Com ¦ LED street light fixture | 2033 | Technical | MW | After Competition Groups | 4.211 | 0 | 0 | 2512.1077 | 0.0016763 | 52 | Commercial_2033_Technical_MW_After Competition Groups_52 | LED street light fixture | 0.1676% | 0 | 4.211 | Commercial_2033_Technical_MW_After Competition Groups_LED street light fixture
Commercial | Com ¦ Roof Insulation/Ceiling Insulation (R25 Code to R35) | 2033 | Technical | MW | After Competition Groups | 3.9642 | 0 | 0 | 2512.1077 | 0.001578 | 53 | Commercial_2033_Technical_MW_After Competition Groups_53 | Roof Insulation/Ceiling Insulation (R25 Code to R35) | 0.1578% | 0 | 3.9642 | Commercial_2033_Technical_MW_After Competition Groups_Roof Insulation/Ceiling Insulation (R25 Code to R35)
Commercial | Com ¦ Water Heating (DHW) Pipe Insulation (Add 3/4\ Foam)" | 2033 | Achievable | MW | After Competition Groups | 1.8868 | 0 | 0 | 1227.0887 | 0.0015376 | 44 | Commercial_2033_Achievable_MW_After Competition Groups_44 | Water Heating (DHW) Pipe Insulation (Add 3/4\ Foam)" | 0.1538% | 0 | 1.8868 | Commercial_2033_Achievable_MW_After Competition Groups_Water Heating (DHW) Pipe Insulation (Add 3/4\ Foam)"
Commercial | Com ¦ Vertical Night Covers | 2033 | Economic | MW | After Competition Groups | 2.8703 | 0 | 0 | 1874.9144 | 0.0015309 | 43 | Commercial_2033_Economic_MW_After Competition Groups_43 | Vertical Night Covers | 0.1531% | 0 | 2.8703 | Commercial_2033_Economic_MW_After Competition Groups_Vertical Night Covers
Commercial | Com ¦ Energy Efficient Laboratory Fume Hood | 2033 | Economic | MW | After Competition Groups | 2.779 | 0 | 0 | 1874.9144 | 0.0014822 | 44 | Commercial_2033_Economic_MW_After Competition Groups_44 | Energy Efficient Laboratory Fume Hood | 0.1482% | 0 | 2.779 | Commercial_2033_Economic_MW_After Competition Groups_Energy Efficient Laboratory Fume Hood
Commercial | Com ¦ Temperature Adjustment in Commercial Freezers | 2033 | Technical | MW | After Competition Groups | 3.4555 | 0 | 0 | 2512.1077 | 0.0013755 | 54 | Commercial_2033_Technical_MW_After Competition Groups_54 | Temperature Adjustment in Commercial Freezers | 0.1376% | 0 | 3.4555 | Commercial_2033_Technical_MW_After Competition Groups_Temperature Adjustment in Commercial Freezers
Commercial | Com ¦ Anti-sweat heat (ASH) controls - Cooler/Freezer | 2033 | Technical | MW | After Competition Groups | 3.3321 | 0 | 0 | 2512.1077 | 0.0013264 | 55 | Commercial_2033_Technical_MW_After Competition Groups_55 | Anti-sweat heat (ASH) controls - Cooler/Freezer | 0.1326% | 0 | 3.3321 | Commercial_2033_Technical_MW_After Competition Groups_Anti-sweat heat (ASH) controls - Cooler/Freezer
Commercial | Com ¦ CO Sensors for parking garage exhaust fans | 2033 | Technical | MW | After Competition Groups | 3.2463 | 0 | 0 | 2512.1077 | 0.0012923 | 56 | Commercial_2033_Technical_MW_After Competition Groups_56 | CO Sensors for parking garage exhaust fans | 0.1292% | 0 | 3.2463 | Commercial_2033_Technical_MW_After Competition Groups_CO Sensors for parking garage exhaust fans
Commercial | Com ¦ Outside Air Economizer | 2033 | Achievable | MW | After Competition Groups | 1.5703 | 0 | 0 | 1227.0887 | 0.0012797 | 45 | Commercial_2033_Achievable_MW_After Competition Groups_45 | Outside Air Economizer | 0.128% | 0 | 1.5703 | Commercial_2033_Achievable_MW_After Competition Groups_Outside Air Economizer
Commercial | Com ¦ Water Heating (DHW) Pipe Insulation (Add 3/4\ Foam)" | 2033 | Economic | MW | After Competition Groups | 2.1662 | 0 | 0 | 1874.9144 | 0.0011553 | 45 | Commercial_2033_Economic_MW_After Competition Groups_45 | Water Heating (DHW) Pipe Insulation (Add 3/4\ Foam)" | 0.1155% | 0 | 2.1662 | Commercial_2033_Economic_MW_After Competition Groups_Water Heating (DHW) Pipe Insulation (Add 3/4\ Foam)"
Commercial | Com ¦ Vertical Night Covers | 2033 | Technical | MW | After Competition Groups | 2.8703 | 0 | 0 | 2512.1077 | 0.0011426 | 57 | Commercial_2033_Technical_MW_After Competition Groups_57 | Vertical Night Covers | 0.1143% | 0 | 2.8703 | Commercial_2033_Technical_MW_After Competition Groups_Vertical Night Covers
Commercial | Com ¦ Door Gasket Freezer/Refrigerator | 2033 | Achievable | MW | After Competition Groups | 1.3949 | 0 | 0 | 1227.0887 | 0.0011368 | 46 | Commercial_2033_Achievable_MW_After Competition Groups_46 | Door Gasket Freezer/Refrigerator | 0.1137% | 0 | 1.3949 | Commercial_2033_Achievable_MW_After Competition Groups_Door Gasket Freezer/Refrigerator
Commercial | Com ¦ Energy Efficient Laboratory Fume Hood | 2033 | Technical | MW | After Competition Groups | 2.779 | 0 | 0 | 2512.1077 | 0.0011062 | 58 | Commercial_2033_Technical_MW_After Competition Groups_58 | Energy Efficient Laboratory Fume Hood | 0.1106% | 0 | 2.779 | Commercial_2033_Technical_MW_After Competition Groups_Energy Efficient Laboratory Fume Hood
Commercial | Com ¦ Suction Pipe Insulation Freezer/Refrigerator | 2033 | Achievable | MW | After Competition Groups | 1.2918 | 0 | 0 | 1227.0887 | 0.0010527 | 47 | Commercial_2033_Achievable_MW_After Competition Groups_47 | Suction Pipe Insulation Freezer/Refrigerator | 0.1053% | 0 | 1.2918 | Commercial_2033_Achievable_MW_After Competition Groups_Suction Pipe Insulation Freezer/Refrigerator
Commercial | Com ¦ Outside Air Economizer | 2033 | Economic | MW | After Competition Groups | 1.8835 | 0 | 0 | 1874.9144 | 0.0010046 | 46 | Commercial_2033_Economic_MW_After Competition Groups_46 | Outside Air Economizer | 0.1005% | 0 | 1.8835 | Commercial_2033_Economic_MW_After Competition Groups_Outside Air Economizer
Commercial | Com ¦ ENERGY STAR Fryer (84% eff) | 2033 | Economic | MW | After Competition Groups | 1.7305 | 0 | 0 | 1874.9144 | 0.00092299 | 47 | Commercial_2033_Economic_MW_After Competition Groups_47 | ENERGY STAR Fryer (84% eff) | 0.0923% | 0 | 1.7305 | Commercial_2033_Economic_MW_After Competition Groups_ENERGY STAR Fryer (84% eff)
Commercial | Com ¦ ENERGY STAR Fryer (84% eff) | 2033 | Achievable | MW | After Competition Groups | 1.0926 | 0 | 0 | 1227.0887 | 0.00089042 | 48 | Commercial_2033_Achievable_MW_After Competition Groups_48 | ENERGY STAR Fryer (84% eff) | 0.08904% | 0 | 1.0926 | Commercial_2033_Achievable_MW_After Competition Groups_ENERGY STAR Fryer (84% eff)
Commercial | Com ¦ Ground Source Heat Pump | 2033 | Technical | MW | After Competition Groups | 2.181 | 0 | 0 | 2512.1077 | 0.00086819 | 59 | Commercial_2033_Technical_MW_After Competition Groups_59 | Ground Source Heat Pump | 0.08682% | 0 | 2.181 | Commercial_2033_Technical_MW_After Competition Groups_Ground Source Heat Pump
Commercial | Com ¦ Water Heating (DHW) Pipe Insulation (Add 3/4\ Foam)" | 2033 | Technical | MW | After Competition Groups | 2.1662 | 0 | 0 | 2512.1077 | 0.00086229 | 60 | Commercial_2033_Technical_MW_After Competition Groups_60 | Water Heating (DHW) Pipe Insulation (Add 3/4\ Foam)" | 0.08623% | 0 | 2.1662 | Commercial_2033_Technical_MW_After Competition Groups_Water Heating (DHW) Pipe Insulation (Add 3/4\ Foam)"
Commercial | Com ¦ Suction Pipe Insulation Freezer/Refrigerator | 2033 | Economic | MW | After Competition Groups | 1.4869 | 0 | 0 | 1874.9144 | 0.00079302 | 48 | Commercial_2033_Economic_MW_After Competition Groups_48 | Suction Pipe Insulation Freezer/Refrigerator | 0.0793% | 0 | 1.4869 | Commercial_2033_Economic_MW_After Competition Groups_Suction Pipe Insulation Freezer/Refrigerator
Commercial | Com ¦ Outside Air Economizer | 2033 | Technical | MW | After Competition Groups | 1.8835 | 0 | 0 | 2512.1077 | 0.00074977 | 61 | Commercial_2033_Technical_MW_After Competition Groups_61 | Outside Air Economizer | 0.07498% | 0 | 1.8835 | Commercial_2033_Technical_MW_After Competition Groups_Outside Air Economizer
Commercial | Com ¦ ENERGY STAR Dishwasher | 2033 | Economic | MW | After Competition Groups | 1.4038 | 0 | 0 | 1874.9144 | 0.0007487 | 49 | Commercial_2033_Economic_MW_After Competition Groups_49 | ENERGY STAR Dishwasher | 0.07487% | 0 | 1.4038 | Commercial_2033_Economic_MW_After Competition Groups_ENERGY STAR Dishwasher
Commercial | Com ¦ ENERGY STAR Fryer (84% eff) | 2033 | Technical | MW | After Competition Groups | 1.7305 | 0 | 0 | 2512.1077 | 0.00068888 | 62 | Commercial_2033_Technical_MW_After Competition Groups_62 | ENERGY STAR Fryer (84% eff) | 0.06889% | 0 | 1.7305 | Commercial_2033_Technical_MW_After Competition Groups_ENERGY STAR Fryer (84% eff)
Commercial | Com ¦ Suction Pipe Insulation Freezer/Refrigerator | 2033 | Technical | MW | After Competition Groups | 1.4869 | 0 | 0 | 2512.1077 | 0.00059187 | 63 | Commercial_2033_Technical_MW_After Competition Groups_63 | Suction Pipe Insulation Freezer/Refrigerator | 0.05919% | 0 | 1.4869 | Commercial_2033_Technical_MW_After Competition Groups_Suction Pipe Insulation Freezer/Refrigerator
Commercial | Com ¦ ENERGY STAR Steam Cookers | 2033 | Economic | MW | After Competition Groups | 1.1082 | 0 | 0 | 1874.9144 | 0.00059109 | 50 | Commercial_2033_Economic_MW_After Competition Groups_50 | ENERGY STAR Steam Cookers | 0.05911% | 0 | 1.1082 | Commercial_2033_Economic_MW_After Competition Groups_ENERGY STAR Steam Cookers
Commercial | Com ¦ Room AC (w/ louvered sides) 14 SEER from 12 SEER code | 2033 | Technical | MW | After Competition Groups | 1.4559 | 0 | 0 | 2512.1077 | 0.00057953 | 64 | Commercial_2033_Technical_MW_After Competition Groups_64 | Room AC (w/ louvered sides) 14 SEER from 12 SEER code | 0.05795% | 0 | 1.4559 | Commercial_2033_Technical_MW_After Competition Groups_Room AC (w/ louvered sides) 14 SEER from 12 SEER code
Commercial | Com ¦ ENERGY STAR Dishwasher | 2033 | Technical | MW | After Competition Groups | 1.4038 | 0 | 0 | 2512.1077 | 0.00055879 | 65 | Commercial_2033_Technical_MW_After Competition Groups_65 | ENERGY STAR Dishwasher | 0.05588% | 0 | 1.4038 | Commercial_2033_Technical_MW_After Competition Groups_ENERGY STAR Dishwasher
Commercial | Com ¦ ENERGY STAR FREEZER | 2033 | Achievable | MW | After Competition Groups | 0.68377 | 0 | 0 | 1227.0887 | 0.00055723 | 49 | Commercial_2033_Achievable_MW_After Competition Groups_49 | ENERGY STAR FREEZER | 0.05572% | 0 | 0.68377 | Commercial_2033_Achievable_MW_After Competition Groups_ENERGY STAR FREEZER
Commercial | Com ¦ ENERGY STAR Steam Cookers | 2033 | Achievable | MW | After Competition Groups | 0.6833 | 0 | 0 | 1227.0887 | 0.00055685 | 50 | Commercial_2033_Achievable_MW_After Competition Groups_50 | ENERGY STAR Steam Cookers | 0.05568% | 0 | 0.6833 | Commercial_2033_Achievable_MW_After Competition Groups_ENERGY STAR Steam Cookers
Commercial | Com ¦ LED RECESSED DOWNLIGHTS | 2033 | Technical | MW | After Competition Groups | 1.3603 | 0 | 0 | 2512.1077 | 0.0005415 | 66 | Commercial_2033_Technical_MW_After Competition Groups_66 | LED RECESSED DOWNLIGHTS | 0.05415% | 0 | 1.3603 | Commercial_2033_Technical_MW_After Competition Groups_LED RECESSED DOWNLIGHTS
Commercial | Com ¦ Thermostat Setback | 2033 | Achievable | MW | After Competition Groups | 0.62155 | 0 | 0 | 1227.0887 | 0.00050652 | 51 | Commercial_2033_Achievable_MW_After Competition Groups_51 | Thermostat Setback | 0.05065% | 0 | 0.62155 | Commercial_2033_Achievable_MW_After Competition Groups_Thermostat Setback
Commercial | Com ¦ Evaporator Coil Defrost (Cooler) | 2033 | Technical | MW | After Competition Groups | 1.266 | 0 | 0 | 2512.1077 | 0.00050394 | 67 | Commercial_2033_Technical_MW_After Competition Groups_67 | Evaporator Coil Defrost (Cooler) | 0.05039% | 0 | 1.266 | Commercial_2033_Technical_MW_After Competition Groups_Evaporator Coil Defrost (Cooler)
Commercial | Com ¦ Ozone Laundry Treatment | 2033 | Achievable | MW | After Competition Groups | 0.59907 | 0 | 0 | 1227.0887 | 0.0004882 | 52 | Commercial_2033_Achievable_MW_After Competition Groups_52 | Ozone Laundry Treatment | 0.04882% | 0 | 0.59907 | Commercial_2033_Achievable_MW_After Competition Groups_Ozone Laundry Treatment
Commercial | Com ¦ ENERGY STAR Dishwasher | 2033 | Achievable | MW | After Competition Groups | 0.55456 | 0 | 0 | 1227.0887 | 0.00045193 | 53 | Commercial_2033_Achievable_MW_After Competition Groups_53 | ENERGY STAR Dishwasher | 0.04519% | 0 | 0.55456 | Commercial_2033_Achievable_MW_After Competition Groups_ENERGY STAR Dishwasher
Commercial | Com ¦ ENERGY STAR Steam Cookers | 2033 | Technical | MW | After Competition Groups | 1.1082 | 0 | 0 | 2512.1077 | 0.00044116 | 68 | Commercial_2033_Technical_MW_After Competition Groups_68 | ENERGY STAR Steam Cookers | 0.04412% | 0 | 1.1082 | Commercial_2033_Technical_MW_After Competition Groups_ENERGY STAR Steam Cookers
Commercial | Com ¦ Ozone Laundry Treatment | 2033 | Economic | MW | After Competition Groups | 0.78047 | 0 | 0 | 1874.9144 | 0.00041627 | 51 | Commercial_2033_Economic_MW_After Competition Groups_51 | Ozone Laundry Treatment | 0.04163% | 0 | 0.78047 | Commercial_2033_Economic_MW_After Competition Groups_Ozone Laundry Treatment
Commercial | Com ¦ Thermostat Setback | 2033 | Economic | MW | After Competition Groups | 0.70595 | 0 | 0 | 1874.9144 | 0.00037652 | 52 | Commercial_2033_Economic_MW_After Competition Groups_52 | Thermostat Setback | 0.03765% | 0 | 0.70595 | Commercial_2033_Economic_MW_After Competition Groups_Thermostat Setback
Commercial | Com ¦ Ozone Laundry Treatment | 2033 | Technical | MW | After Competition Groups | 0.78047 | 0 | 0 | 2512.1077 | 0.00031068 | 69 | Commercial_2033_Technical_MW_After Competition Groups_69 | Ozone Laundry Treatment | 0.03107% | 0 | 0.78047 | Commercial_2033_Technical_MW_After Competition Groups_Ozone Laundry Treatment
Commercial | Com ¦ PTAC (12 EER/10,000 BTU) | 2033 | Economic | MW | After Competition Groups | 0.5325 | 0 | 0 | 1874.9144 | 0.00028401 | 53 | Commercial_2033_Economic_MW_After Competition Groups_53 | PTAC (12 EER/10,000 BTU) | 0.0284% | 0 | 0.5325 | Commercial_2033_Economic_MW_After Competition Groups_PTAC (12 EER/10,000 BTU)
Commercial | Com ¦ Thermostat Setback | 2033 | Technical | MW | After Competition Groups | 0.70595 | 0 | 0 | 2512.1077 | 0.00028102 | 70 | Commercial_2033_Technical_MW_After Competition Groups_70 | Thermostat Setback | 0.0281% | 0 | 0.70595 | Commercial_2033_Technical_MW_After Competition Groups_Thermostat Setback
Commercial | Com ¦ SYNCHRONOUS BELT | 2033 | Technical | MW | After Competition Groups | 0.70209 | 0 | 0 | 2512.1077 | 0.00027948 | 71 | Commercial_2033_Technical_MW_After Competition Groups_71 | SYNCHRONOUS BELT | 0.02795% | 0 | 0.70209 | Commercial_2033_Technical_MW_After Competition Groups_SYNCHRONOUS BELT
Commercial | Com ¦ Wall Insulation | 2033 | Technical | MW | After Competition Groups | 0.67786 | 0 | 0 | 2512.1077 | 0.00026984 | 72 | Commercial_2033_Technical_MW_After Competition Groups_72 | Wall Insulation | 0.02698% | 0 | 0.67786 | Commercial_2033_Technical_MW_After Competition Groups_Wall Insulation
Commercial | Com ¦ Solar Preheat Make up Air | 2033 | Technical | MW | After Competition Groups | 0.67067 | 0 | 0 | 2512.1077 | 0.00026697 | 73 | Commercial_2033_Technical_MW_After Competition Groups_73 | Solar Preheat Make up Air | 0.0267% | 0 | 0.67067 | Commercial_2033_Technical_MW_After Competition Groups_Solar Preheat Make up Air
Commercial | Com ¦ PTAC (12 EER/10,000 BTU) | 2033 | Technical | MW | After Competition Groups | 0.59547 | 0 | 0 | 2512.1077 | 0.00023704 | 74 | Commercial_2033_Technical_MW_After Competition Groups_74 | PTAC (12 EER/10,000 BTU) | 0.0237% | 0 | 0.59547 | Commercial_2033_Technical_MW_After Competition Groups_PTAC (12 EER/10,000 BTU)
Commercial | Com ¦ Efficient compressor motor | 2033 | Technical | MW | After Competition Groups | 0.51162 | 0 | 0 | 2512.1077 | 0.00020366 | 75 | Commercial_2033_Technical_MW_After Competition Groups_75 | Efficient compressor motor | 0.02037% | 0 | 0.51162 | Commercial_2033_Technical_MW_After Competition Groups_Efficient compressor motor
Commercial | Com ¦ ECM MOTORS FOR HVAC APPLICATION (FAN-POWERED VAV BOX) | 2033 | Achievable | MW | After Competition Groups | 0.24694 | 0 | 0 | 1227.0887 | 0.00020124 | 54 | Commercial_2033_Achievable_MW_After Competition Groups_54 | ECM MOTORS FOR HVAC APPLICATION (FAN-POWERED VAV BOX) | 0.02012% | 0 | 0.24694 | Commercial_2033_Achievable_MW_After Competition Groups_ECM MOTORS FOR HVAC APPLICATION (FAN-POWERED VAV BOX)
Commercial | Com ¦ Solar Water Preheat (Pools/DHW) | 2033 | Economic | MW | After Competition Groups | 0.3449 | 0 | 0 | 1874.9144 | 0.00018395 | 54 | Commercial_2033_Economic_MW_After Competition Groups_54 | Solar Water Preheat (Pools/DHW) | 0.0184% | 0 | 0.3449 | Commercial_2033_Economic_MW_After Competition Groups_Solar Water Preheat (Pools/DHW)
Commercial | Com ¦ PTAC (12 EER/10,000 BTU) | 2033 | Achievable | MW | After Competition Groups | 0.22355 | 0 | 0 | 1227.0887 | 0.00018218 | 55 | Commercial_2033_Achievable_MW_After Competition Groups_55 | PTAC (12 EER/10,000 BTU) | 0.01822% | 0 | 0.22355 | Commercial_2033_Achievable_MW_After Competition Groups_PTAC (12 EER/10,000 BTU)
Commercial | COM ¦ Ductless Mini-Split Heat Pumps | 2033 | Economic | MW | After Competition Groups | 0.32946 | 0 | 0 | 1874.9144 | 0.00017572 | 55 | Commercial_2033_Economic_MW_After Competition Groups_55 | Ductless Mini-Split Heat Pumps | 0.01757% | 0 | 0.32946 | Commercial_2033_Economic_MW_After Competition Groups_Ductless Mini-Split Heat Pumps
Commercial | Com ¦ Indoor Daylight Sensors/Photocell Dimming Control | 2033 | Economic | MW | After Competition Groups | 0.32725 | 0 | 0 | 1874.9144 | 0.00017454 | 56 | Commercial_2033_Economic_MW_After Competition Groups_56 | Indoor Daylight Sensors/Photocell Dimming Control | 0.01745% | 0 | 0.32725 | Commercial_2033_Economic_MW_After Competition Groups_Indoor Daylight Sensors/Photocell Dimming Control
Commercial | Com ¦ ECM MOTORS FOR HVAC APPLICATION (FAN-POWERED VAV BOX) | 2033 | Economic | MW | After Competition Groups | 0.30945 | 0 | 0 | 1874.9144 | 0.00016505 | 57 | Commercial_2033_Economic_MW_After Competition Groups_57 | ECM MOTORS FOR HVAC APPLICATION (FAN-POWERED VAV BOX) | 0.0165% | 0 | 0.30945 | Commercial_2033_Economic_MW_After Competition Groups_ECM MOTORS FOR HVAC APPLICATION (FAN-POWERED VAV BOX)
Commercial | Com ¦ Efficient compressor motor | 2033 | Economic | MW | After Competition Groups | 0.28956 | 0 | 0 | 1874.9144 | 0.00015444 | 58 | Commercial_2033_Economic_MW_After Competition Groups_58 | Efficient compressor motor | 0.01544% | 0 | 0.28956 | Commercial_2033_Economic_MW_After Competition Groups_Efficient compressor motor
Commercial | Com ¦ Door Gasket Freezer/Refrigerator | 2033 | Economic | MW | After Competition Groups | 0.28665 | 0 | 0 | 1874.9144 | 0.00015288 | 59 | Commercial_2033_Economic_MW_After Competition Groups_59 | Door Gasket Freezer/Refrigerator | 0.01529% | 0 | 0.28665 | Commercial_2033_Economic_MW_After Competition Groups_Door Gasket Freezer/Refrigerator
Commercial | COM ¦ Ductless Mini-Split Heat Pumps | 2033 | Achievable | MW | After Competition Groups | 0.17808 | 0 | 0 | 1227.0887 | 0.00014513 | 56 | Commercial_2033_Achievable_MW_After Competition Groups_56 | Ductless Mini-Split Heat Pumps | 0.01451% | 0 | 0.17808 | Commercial_2033_Achievable_MW_After Competition Groups_Ductless Mini-Split Heat Pumps
Commercial | Com ¦ Solar Water Preheat (Pools/DHW) | 2033 | Technical | MW | After Competition Groups | 0.3449 | 0 | 0 | 2512.1077 | 0.00013729 | 76 | Commercial_2033_Technical_MW_After Competition Groups_76 | Solar Water Preheat (Pools/DHW) | 0.01373% | 0 | 0.3449 | Commercial_2033_Technical_MW_After Competition Groups_Solar Water Preheat (Pools/DHW)
Commercial | COM ¦ Ductless Mini-Split Heat Pumps | 2033 | Technical | MW | After Competition Groups | 0.32946 | 0 | 0 | 2512.1077 | 0.00013115 | 77 | Commercial_2033_Technical_MW_After Competition Groups_77 | Ductless Mini-Split Heat Pumps | 0.01311% | 0 | 0.32946 | Commercial_2033_Technical_MW_After Competition Groups_Ductless Mini-Split Heat Pumps
Commercial | Com ¦ High Efficiency Chiller (avg of water and air cooled) | 2033 | Technical | MW | After Competition Groups | 0.32359 | 0 | 0 | 2512.1077 | 0.00012881 | 78 | Commercial_2033_Technical_MW_After Competition Groups_78 | High Efficiency Chiller (avg of water and air cooled) | 0.01288% | 0 | 0.32359 | Commercial_2033_Technical_MW_After Competition Groups_High Efficiency Chiller (avg of water and air cooled)
Commercial | Com ¦ ECM MOTORS FOR HVAC APPLICATION (FAN-POWERED VAV BOX) | 2033 | Technical | MW | After Competition Groups | 0.31054 | 0 | 0 | 2512.1077 | 0.00012362 | 79 | Commercial_2033_Technical_MW_After Competition Groups_79 | ECM MOTORS FOR HVAC APPLICATION (FAN-POWERED VAV BOX) | 0.01236% | 0 | 0.31054 | Commercial_2033_Technical_MW_After Competition Groups_ECM MOTORS FOR HVAC APPLICATION (FAN-POWERED VAV BOX)
Commercial | Com ¦ Auto Off Time Switch or Time Clock control | 2033 | Achievable | MW | After Competition Groups | 0.13828 | 0 | 0 | 1227.0887 | 0.00011269 | 57 | Commercial_2033_Achievable_MW_After Competition Groups_57 | Auto Off Time Switch or Time Clock control | 0.01127% | 0 | 0.13828 | Commercial_2033_Achievable_MW_After Competition Groups_Auto Off Time Switch or Time Clock control
Commercial | Com ¦ Solar Water Preheat (Pools/DHW) | 2033 | Achievable | MW | After Competition Groups | 0.13119 | 0 | 0 | 1227.0887 | 0.00010691 | 58 | Commercial_2033_Achievable_MW_After Competition Groups_58 | Solar Water Preheat (Pools/DHW) | 0.01069% | 0 | 0.13119 | Commercial_2033_Achievable_MW_After Competition Groups_Solar Water Preheat (Pools/DHW)
Commercial | Com ¦ Demand controlled Circulating Systems | 2033 | Achievable | MW | After Competition Groups | 0.12894 | 0 | 0 | 1227.0887 | 0.00010508 | 59 | Commercial_2033_Achievable_MW_After Competition Groups_59 | Demand controlled Circulating Systems | 0.01051% | 0 | 0.12894 | Commercial_2033_Achievable_MW_After Competition Groups_Demand controlled Circulating Systems
Commercial | Com ¦ Commercial Hot Food Holding Cabinets | 2033 | Technical | MW | After Competition Groups | 0.25814 | 0 | 0 | 2512.1077 | 0.00010276 | 80 | Commercial_2033_Technical_MW_After Competition Groups_80 | Commercial Hot Food Holding Cabinets | 0.01028% | 0 | 0.25814 | Commercial_2033_Technical_MW_After Competition Groups_Commercial Hot Food Holding Cabinets
Commercial | Com ¦ Auto Off Time Switch or Time Clock control | 2033 | Economic | MW | After Competition Groups | 0.1895 | 0 | 0 | 1874.9144 | 0.00010107 | 60 | Commercial_2033_Economic_MW_After Competition Groups_60 | Auto Off Time Switch or Time Clock control | 0.01011% | 0 | 0.1895 | Commercial_2033_Economic_MW_After Competition Groups_Auto Off Time Switch or Time Clock control
Commercial | Com ¦ HVAC Optimization | 2033 | Technical | MW | After Competition Groups | 0.2499 | 0 | 0 | 2512.1077 | 9.948e-05 | 81 | Commercial_2033_Technical_MW_After Competition Groups_81 | HVAC Optimization | 0.009948% | 0 | 0.2499 | Commercial_2033_Technical_MW_After Competition Groups_HVAC Optimization
Commercial | Com ¦ CEE Tier 2/Energy Star Clothes Washers | 2033 | Achievable | MW | After Competition Groups | 0.11612 | 0 | 0 | 1227.0887 | 9.4634e-05 | 60 | Commercial_2033_Achievable_MW_After Competition Groups_60 | CEE Tier 2/Energy Star Clothes Washers | 0.009463% | 0 | 0.11612 | Commercial_2033_Achievable_MW_After Competition Groups_CEE Tier 2/Energy Star Clothes Washers
Commercial | Com ¦ Notched V belts for HVAC Systems | 2033 | Economic | MW | After Competition Groups | 0.17526 | 0 | 0 | 1874.9144 | 9.3478e-05 | 61 | Commercial_2033_Economic_MW_After Competition Groups_61 | Notched V belts for HVAC Systems | 0.009348% | 0 | 0.17526 | Commercial_2033_Economic_MW_After Competition Groups_Notched V belts for HVAC Systems
Commercial | Com ¦ CEE Tier 2/Energy Star Clothes Washers | 2033 | Economic | MW | After Competition Groups | 0.16214 | 0 | 0 | 1874.9144 | 8.6478e-05 | 62 | Commercial_2033_Economic_MW_After Competition Groups_62 | CEE Tier 2/Energy Star Clothes Washers | 0.008648% | 0 | 0.16214 | Commercial_2033_Economic_MW_After Competition Groups_CEE Tier 2/Energy Star Clothes Washers
Commercial | Com ¦ HVAC Optimization | 2033 | Economic | MW | After Competition Groups | 0.15087 | 0 | 0 | 1874.9144 | 8.0469e-05 | 63 | Commercial_2033_Economic_MW_After Competition Groups_63 | HVAC Optimization | 0.008047% | 0 | 0.15087 | Commercial_2033_Economic_MW_After Competition Groups_HVAC Optimization
Commercial | Com ¦ Demand controlled Circulating Systems | 2033 | Economic | MW | After Competition Groups | 0.14334 | 0 | 0 | 1874.9144 | 7.6452e-05 | 64 | Commercial_2033_Economic_MW_After Competition Groups_64 | Demand controlled Circulating Systems | 0.007645% | 0 | 0.14334 | Commercial_2033_Economic_MW_After Competition Groups_Demand controlled Circulating Systems
Commercial | Com ¦ HVAC Optimization | 2033 | Achievable | MW | After Competition Groups | 0.093004 | 0 | 0 | 1227.0887 | 7.5792e-05 | 61 | Commercial_2033_Achievable_MW_After Competition Groups_61 | HVAC Optimization | 0.007579% | 0 | 0.093004 | Commercial_2033_Achievable_MW_After Competition Groups_HVAC Optimization
Commercial | Com ¦ Auto Off Time Switch or Time Clock control | 2033 | Technical | MW | After Competition Groups | 0.1895 | 0 | 0 | 2512.1077 | 7.5436e-05 | 82 | Commercial_2033_Technical_MW_After Competition Groups_82 | Auto Off Time Switch or Time Clock control | 0.007544% | 0 | 0.1895 | Commercial_2033_Technical_MW_After Competition Groups_Auto Off Time Switch or Time Clock control
Commercial | Com ¦ CEE Tier 2/Energy Star Clothes Washers | 2033 | Technical | MW | After Competition Groups | 0.16214 | 0 | 0 | 2512.1077 | 6.4543e-05 | 83 | Commercial_2033_Technical_MW_After Competition Groups_83 | CEE Tier 2/Energy Star Clothes Washers | 0.006454% | 0 | 0.16214 | Commercial_2033_Technical_MW_After Competition Groups_CEE Tier 2/Energy Star Clothes Washers
Commercial | Com ¦ Low Flow Pre-Rinse Spray Nozzle | 2033 | Economic | MW | After Competition Groups | 0.10783 | 0 | 0 | 1874.9144 | 5.7513e-05 | 65 | Commercial_2033_Economic_MW_After Competition Groups_65 | Low Flow Pre-Rinse Spray Nozzle | 0.005751% | 0 | 0.10783 | Commercial_2033_Economic_MW_After Competition Groups_Low Flow Pre-Rinse Spray Nozzle
Commercial | Com ¦ Low Flow Pre-Rinse Spray Nozzle | 2033 | Achievable | MW | After Competition Groups | 0.070551 | 0 | 0 | 1227.0887 | 5.7495e-05 | 62 | Commercial_2033_Achievable_MW_After Competition Groups_62 | Low Flow Pre-Rinse Spray Nozzle | 0.005749% | 0 | 0.070551 | Commercial_2033_Achievable_MW_After Competition Groups_Low Flow Pre-Rinse Spray Nozzle
Commercial | Com ¦ Demand controlled Circulating Systems | 2033 | Technical | MW | After Competition Groups | 0.14334 | 0 | 0 | 2512.1077 | 5.706e-05 | 84 | Commercial_2033_Technical_MW_After Competition Groups_84 | Demand controlled Circulating Systems | 0.005706% | 0 | 0.14334 | Commercial_2033_Technical_MW_After Competition Groups_Demand controlled Circulating Systems
Commercial | Com ¦ Commercial Hot Food Holding Cabinets | 2033 | Economic | MW | After Competition Groups | 0.097284 | 0 | 0 | 1874.9144 | 5.1887e-05 | 66 | Commercial_2033_Economic_MW_After Competition Groups_66 | Commercial Hot Food Holding Cabinets | 0.005189% | 0 | 0.097284 | Commercial_2033_Economic_MW_After Competition Groups_Commercial Hot Food Holding Cabinets
Commercial | Com ¦ LED RECESSED DOWNLIGHTS | 2033 | Economic | MW | After Competition Groups | 0.096263 | 0 | 0 | 1874.9144 | 5.1343e-05 | 67 | Commercial_2033_Economic_MW_After Competition Groups_67 | LED RECESSED DOWNLIGHTS | 0.005134% | 0 | 0.096263 | Commercial_2033_Economic_MW_After Competition Groups_LED RECESSED DOWNLIGHTS
Commercial | Com ¦ LED RECESSED DOWNLIGHTS | 2033 | Achievable | MW | After Competition Groups | 0.059836 | 0 | 0 | 1227.0887 | 4.8762e-05 | 63 | Commercial_2033_Achievable_MW_After Competition Groups_63 | LED RECESSED DOWNLIGHTS | 0.004876% | 0 | 0.059836 | Commercial_2033_Achievable_MW_After Competition Groups_LED RECESSED DOWNLIGHTS
Commercial | Com ¦ Efficient compressor motor | 2033 | Achievable | MW | After Competition Groups | 0.053868 | 0 | 0 | 1227.0887 | 4.3899e-05 | 64 | Commercial_2033_Achievable_MW_After Competition Groups_64 | Efficient compressor motor | 0.00439% | 0 | 0.053868 | Commercial_2033_Achievable_MW_After Competition Groups_Efficient compressor motor
Commercial | Com ¦ Wall Insulation | 2033 | Economic | MW | After Competition Groups | 0.081624 | 0 | 0 | 1874.9144 | 4.3535e-05 | 68 | Commercial_2033_Economic_MW_After Competition Groups_68 | Wall Insulation | 0.004354% | 0 | 0.081624 | Commercial_2033_Economic_MW_After Competition Groups_Wall Insulation
Commercial | Com ¦ Low Flow Pre-Rinse Spray Nozzle | 2033 | Technical | MW | After Competition Groups | 0.10783 | 0 | 0 | 2512.1077 | 4.2925e-05 | 85 | Commercial_2033_Technical_MW_After Competition Groups_85 | Low Flow Pre-Rinse Spray Nozzle | 0.004293% | 0 | 0.10783 | Commercial_2033_Technical_MW_After Competition Groups_Low Flow Pre-Rinse Spray Nozzle
Commercial | Com ¦ Heat Pump Water Heater (50 Gallons) | 2033 | Technical | MW | After Competition Groups | 0.10553 | 0 | 0 | 2512.1077 | 4.201e-05 | 86 | Commercial_2033_Technical_MW_After Competition Groups_86 | Heat Pump Water Heater (50 Gallons) | 0.004201% | 0 | 0.10553 | Commercial_2033_Technical_MW_After Competition Groups_Heat Pump Water Heater (50 Gallons)
Commercial | Com ¦ Commercial Hot Food Holding Cabinets | 2033 | Achievable | MW | After Competition Groups | 0.051335 | 0 | 0 | 1227.0887 | 4.1835e-05 | 65 | Commercial_2033_Achievable_MW_After Competition Groups_65 | Commercial Hot Food Holding Cabinets | 0.004184% | 0 | 0.051335 | Commercial_2033_Achievable_MW_After Competition Groups_Commercial Hot Food Holding Cabinets
Commercial | Com ¦ Wall Insulation | 2033 | Achievable | MW | After Competition Groups | 0.048756 | 0 | 0 | 1227.0887 | 3.9733e-05 | 66 | Commercial_2033_Achievable_MW_After Competition Groups_66 | Wall Insulation | 0.003973% | 0 | 0.048756 | Commercial_2033_Achievable_MW_After Competition Groups_Wall Insulation
Commercial | Com ¦ Notched V belts for HVAC Systems | 2033 | Achievable | MW | After Competition Groups | 0.046557 | 0 | 0 | 1227.0887 | 3.7941e-05 | 67 | Commercial_2033_Achievable_MW_After Competition Groups_67 | Notched V belts for HVAC Systems | 0.003794% | 0 | 0.046557 | Commercial_2033_Achievable_MW_After Competition Groups_Notched V belts for HVAC Systems
Commercial | Com ¦ High Efficiency Small Instantaneous Water Heater | 2033 | Achievable | MW | After Competition Groups | 0.044551 | 0 | 0 | 1227.0887 | 3.6307e-05 | 68 | Commercial_2033_Achievable_MW_After Competition Groups_68 | High Efficiency Small Instantaneous Water Heater | 0.003631% | 0 | 0.044551 | Commercial_2033_Achievable_MW_After Competition Groups_High Efficiency Small Instantaneous Water Heater
Commercial | Com ¦ Condensing Unit Heaters or other Efficient Unit Heating System | 2033 | Achievable | MW | After Competition Groups | 0.042818 | 0 | 0 | 1227.0887 | 3.4894e-05 | 69 | Commercial_2033_Achievable_MW_After Competition Groups_69 | Condensing Unit Heaters or other Efficient Unit Heating System | 0.003489% | 0 | 0.042818 | Commercial_2033_Achievable_MW_After Competition Groups_Condensing Unit Heaters or other Efficient Unit Heating System
Commercial | Com ¦ Room AC (w/ louvered sides) 14 SEER from 12 SEER code | 2033 | Achievable | MW | After Competition Groups | 0.032063 | 0 | 0 | 1227.0887 | 2.6129e-05 | 70 | Commercial_2033_Achievable_MW_After Competition Groups_70 | Room AC (w/ louvered sides) 14 SEER from 12 SEER code | 0.002613% | 0 | 0.032063 | Commercial_2033_Achievable_MW_After Competition Groups_Room AC (w/ louvered sides) 14 SEER from 12 SEER code
Commercial | Com ¦ Condensing Unit Heaters or other Efficient Unit Heating System | 2033 | Economic | MW | After Competition Groups | 0.04897 | 0 | 0 | 1874.9144 | 2.6119e-05 | 69 | Commercial_2033_Economic_MW_After Competition Groups_69 | Condensing Unit Heaters or other Efficient Unit Heating System | 0.002612% | 0 | 0.04897 | Commercial_2033_Economic_MW_After Competition Groups_Condensing Unit Heaters or other Efficient Unit Heating System
Commercial | Com ¦ Room AC (w/ louvered sides) 14 SEER from 12 SEER code | 2033 | Economic | MW | After Competition Groups | 0.039901 | 0 | 0 | 1874.9144 | 2.1281e-05 | 70 | Commercial_2033_Economic_MW_After Competition Groups_70 | Room AC (w/ louvered sides) 14 SEER from 12 SEER code | 0.002128% | 0 | 0.039901 | Commercial_2033_Economic_MW_After Competition Groups_Room AC (w/ louvered sides) 14 SEER from 12 SEER code
Commercial | Com ¦ Condensing Unit Heaters or other Efficient Unit Heating System | 2033 | Technical | MW | After Competition Groups | 0.04897 | 0 | 0 | 2512.1077 | 1.9494e-05 | 87 | Commercial_2033_Technical_MW_After Competition Groups_87 | Condensing Unit Heaters or other Efficient Unit Heating System | 0.001949% | 0 | 0.04897 | Commercial_2033_Technical_MW_After Competition Groups_Condensing Unit Heaters or other Efficient Unit Heating System
Commercial | Com ¦ Indoor Daylight Sensors/Photocell Dimming Control | 2033 | Achievable | MW | After Competition Groups | 0.022708 | 0 | 0 | 1227.0887 | 1.8505e-05 | 71 | Commercial_2033_Achievable_MW_After Competition Groups_71 | Indoor Daylight Sensors/Photocell Dimming Control | 0.001851% | 0 | 0.022708 | Commercial_2033_Achievable_MW_After Competition Groups_Indoor Daylight Sensors/Photocell Dimming Control
Commercial | Com ¦ EC Plug Fan for Data Center (under cabinet) | 2033 | Economic | MW | After Competition Groups | 0.027822 | 0 | 0 | 1874.9144 | 1.4839e-05 | 71 | Commercial_2033_Economic_MW_After Competition Groups_71 | EC Plug Fan for Data Center (under cabinet) | 0.001484% | 0 | 0.027822 | Commercial_2033_Economic_MW_After Competition Groups_EC Plug Fan for Data Center (under cabinet)
Commercial | Com ¦ VSD Air Compressor | 2033 | Economic | MW | After Competition Groups | 0.027489 | 0 | 0 | 1874.9144 | 1.4662e-05 | 72 | Commercial_2033_Economic_MW_After Competition Groups_72 | VSD Air Compressor | 0.001466% | 0 | 0.027489 | Commercial_2033_Economic_MW_After Competition Groups_VSD Air Compressor
Commercial | Com ¦ VSD Air Compressor | 2033 | Achievable | MW | After Competition Groups | 0.017844 | 0 | 0 | 1227.0887 | 1.4542e-05 | 72 | Commercial_2033_Achievable_MW_After Competition Groups_72 | VSD Air Compressor | 0.001454% | 0 | 0.017844 | Commercial_2033_Achievable_MW_After Competition Groups_VSD Air Compressor
Commercial | Com ¦ Super-High Efficiency Furnaces (Emerging Tech) | 2033 | Achievable | MW | After Competition Groups | 0.017263 | 0 | 0 | 1227.0887 | 1.4068e-05 | 73 | Commercial_2033_Achievable_MW_After Competition Groups_73 | Super-High Efficiency Furnaces (Emerging Tech) | 0.001407% | 0 | 0.017263 | Commercial_2033_Achievable_MW_After Competition Groups_Super-High Efficiency Furnaces (Emerging Tech)
Commercial | Com ¦ Super-High Efficiency Furnaces (Emerging Tech) | 2033 | Economic | MW | After Competition Groups | 0.021876 | 0 | 0 | 1874.9144 | 1.1668e-05 | 73 | Commercial_2033_Economic_MW_After Competition Groups_73 | Super-High Efficiency Furnaces (Emerging Tech) | 0.001167% | 0 | 0.021876 | Commercial_2033_Economic_MW_After Competition Groups_Super-High Efficiency Furnaces (Emerging Tech)
Commercial | Com ¦ Energy Recovery Ventilation and Ventilation (Enhanced) | 2033 | Achievable | MW | After Competition Groups | 0.014192 | 0 | 0 | 1227.0887 | 1.1566e-05 | 74 | Commercial_2033_Achievable_MW_After Competition Groups_74 | Energy Recovery Ventilation and Ventilation (Enhanced) | 0.001157% | 0 | 0.014192 | Commercial_2033_Achievable_MW_After Competition Groups_Energy Recovery Ventilation and Ventilation (Enhanced)
Commercial | Com ¦ EC Plug Fan for Data Center (under cabinet) | 2033 | Technical | MW | After Competition Groups | 0.027822 | 0 | 0 | 2512.1077 | 1.1075e-05 | 88 | Commercial_2033_Technical_MW_After Competition Groups_88 | EC Plug Fan for Data Center (under cabinet) | 0.001108% | 0 | 0.027822 | Commercial_2033_Technical_MW_After Competition Groups_EC Plug Fan for Data Center (under cabinet)
Commercial | Com ¦ VSD Air Compressor | 2033 | Technical | MW | After Competition Groups | 0.027489 | 0 | 0 | 2512.1077 | 1.0943e-05 | 89 | Commercial_2033_Technical_MW_After Competition Groups_89 | VSD Air Compressor | 0.001094% | 0 | 0.027489 | Commercial_2033_Technical_MW_After Competition Groups_VSD Air Compressor
Commercial | Com ¦ High Efficiency Chiller (avg of water and air cooled) | 2033 | Achievable | MW | After Competition Groups | 0.013161 | 0 | 0 | 1227.0887 | 1.0726e-05 | 75 | Commercial_2033_Achievable_MW_After Competition Groups_75 | High Efficiency Chiller (avg of water and air cooled) | 0.001073% | 0 | 0.013161 | Commercial_2033_Achievable_MW_After Competition Groups_High Efficiency Chiller (avg of water and air cooled)
Commercial | Com ¦ eCube | 2033 | Technical | MW | After Competition Groups | 0.025275 | 0 | 0 | 2512.1077 | 1.0061e-05 | 90 | Commercial_2033_Technical_MW_After Competition Groups_90 | eCube | 0.001006% | 0 | 0.025275 | Commercial_2033_Technical_MW_After Competition Groups_eCube
Commercial | Com ¦ High Efficiency Chiller (avg of water and air cooled) | 2033 | Economic | MW | After Competition Groups | 0.018462 | 0 | 0 | 1874.9144 | 9.8467e-06 | 74 | Commercial_2033_Economic_MW_After Competition Groups_74 | High Efficiency Chiller (avg of water and air cooled) | 0.0009847% | 0 | 0.018462 | Commercial_2033_Economic_MW_After Competition Groups_High Efficiency Chiller (avg of water and air cooled)
Commercial | Com ¦ Exterior Photocell | 2033 | Technical | MW | After Competition Groups | 0.015893 | 0 | 0 | 2512.1077 | 6.3267e-06 | 91 | Commercial_2033_Technical_MW_After Competition Groups_91 | Exterior Photocell | 0.0006327% | 0 | 0.015893 | Commercial_2033_Technical_MW_After Competition Groups_Exterior Photocell
Commercial | Com ¦ Air Curtains | 2033 | Achievable | MW | After Competition Groups | 0.0053122 | 0 | 0 | 1227.0887 | 4.3291e-06 | 76 | Commercial_2033_Achievable_MW_After Competition Groups_76 | Air Curtains | 0.0004329% | 0 | 0.0053122 | Commercial_2033_Achievable_MW_After Competition Groups_Air Curtains
Commercial | Com ¦ Air Curtains | 2033 | Economic | MW | After Competition Groups | 0.0069048 | 0 | 0 | 1874.9144 | 3.6827e-06 | 75 | Commercial_2033_Economic_MW_After Competition Groups_75 | Air Curtains | 0.0003683% | 0 | 0.0069048 | Commercial_2033_Economic_MW_After Competition Groups_Air Curtains
Commercial | Com ¦ EC Plug Fan for Data Center (under cabinet) | 2033 | Achievable | MW | After Competition Groups | 0.0044647 | 0 | 0 | 1227.0887 | 3.6384e-06 | 77 | Commercial_2033_Achievable_MW_After Competition Groups_77 | EC Plug Fan for Data Center (under cabinet) | 0.0003638% | 0 | 0.0044647 | Commercial_2033_Achievable_MW_After Competition Groups_EC Plug Fan for Data Center (under cabinet)
Commercial | Com ¦ Air Curtains | 2033 | Technical | MW | After Competition Groups | 0.0069048 | 0 | 0 | 2512.1077 | 2.7486e-06 | 92 | Commercial_2033_Technical_MW_After Competition Groups_92 | Air Curtains | 0.0002749% | 0 | 0.0069048 | Commercial_2033_Technical_MW_After Competition Groups_Air Curtains
Commercial | Com ¦ High Efficiency Induction Cooking | 2033 | Technical | MW | After Competition Groups | 0.0013208 | 0 | 0 | 2512.1077 | 5.2579e-07 | 93 | Commercial_2033_Technical_MW_After Competition Groups_93 | High Efficiency Induction Cooking | 5.258e-05% | 0 | 0.0013208 | Commercial_2033_Technical_MW_After Competition Groups_High Efficiency Induction Cooking
Commercial | Com ¦ Electric Convection Combination Ovens | 2033 | Achievable | MW | After Competition Groups | 0.00027828 | 0 | 0 | 1227.0887 | 2.2678e-07 | 78 | Commercial_2033_Achievable_MW_After Competition Groups_78 | Electric Convection Combination Ovens | 2.268e-05% | 0 | 0.00027828 | Commercial_2033_Achievable_MW_After Competition Groups_Electric Convection Combination Ovens
Commercial | Com ¦ Electric Convection Combination Ovens | 2033 | Economic | MW | After Competition Groups | 0.0003587 | 0 | 0 | 1874.9144 | 1.9131e-07 | 76 | Commercial_2033_Economic_MW_After Competition Groups_76 | Electric Convection Combination Ovens | 1.913e-05% | 0 | 0.0003587 | Commercial_2033_Economic_MW_After Competition Groups_Electric Convection Combination Ovens
Commercial | Com ¦ Electric Convection Combination Ovens | 2033 | Technical | MW | After Competition Groups | 0.0003587 | 0 | 0 | 2512.1077 | 1.4279e-07 | 94 | Commercial_2033_Technical_MW_After Competition Groups_94 | Electric Convection Combination Ovens | 1.428e-05% | 0 | 0.0003587 | Commercial_2033_Technical_MW_After Competition Groups_Electric Convection Combination Ovens
Commercial | Com ¦ LLLC - Low Impact Application | 2033 | Achievable | MW | After Competition Groups | 9.5701e-20 | 0 | 0 | 1227.0887 | 7.799e-23 | 79 | Commercial_2033_Achievable_MW_After Competition Groups_79 | LLLC - Low Impact Application | 7.799e-21% | 0 | 9.5701e-20 | Commercial_2033_Achievable_MW_After Competition Groups_LLLC - Low Impact Application
Commercial | Com ¦ LLLC - High Impact Application | 2033 | Achievable | MW | After Competition Groups | 4.4372e-20 | 0 | 0 | 1227.0887 | 3.616e-23 | 80 | Commercial_2033_Achievable_MW_After Competition Groups_80 | LLLC - High Impact Application | 3.616e-21% | 0 | 4.4372e-20 | Commercial_2033_Achievable_MW_After Competition Groups_LLLC - High Impact Application
Commercial | Com ¦ Networked/Connected - High Impact Application | 2033 | Achievable | MW | After Competition Groups | 6.1714e-22 | 0 | 0 | 1227.0887 | 5.0293e-25 | 81 | Commercial_2033_Achievable_MW_After Competition Groups_81 | Networked/Connected - High Impact Application | 5.029e-23% | 0 | 6.1714e-22 | Commercial_2033_Achievable_MW_After Competition Groups_Networked/Connected - High Impact Application
Commercial | Com ¦ Networked/Connected - Low Impact Application | 2033 | Achievable | MW | After Competition Groups | 3.2946e-22 | 0 | 0 | 1227.0887 | 2.6849e-25 | 82 | Commercial_2033_Achievable_MW_After Competition Groups_82 | Networked/Connected - Low Impact Application | 2.685e-23% | 0 | 3.2946e-22 | Commercial_2033_Achievable_MW_After Competition Groups_Networked/Connected - Low Impact Application
Commercial | Com ¦ Ground Source Heat Pump | 2033 | Achievable | MW | After Competition Groups | 0 | 0 | 0 | 1227.0887 | 0 | 83 | Commercial_2033_Achievable_MW_After Competition Groups_83 | Ground Source Heat Pump | 0% | 0 | 0 | Commercial_2033_Achievable_MW_After Competition Groups_Ground Source Heat Pump
Commercial | Com ¦ High R-Value Glass Doors/no-heat glass door | 2033 | Achievable | MW | After Competition Groups | 0 | 0 | 0 | 1227.0887 | 0 | 84 | Commercial_2033_Achievable_MW_After Competition Groups_84 | High R-Value Glass Doors/no-heat glass door | 0% | 0 | 0 | Commercial_2033_Achievable_MW_After Competition Groups_High R-Value Glass Doors/no-heat glass door
Commercial | Com ¦ High R-Value Glass Doors/no-heat glass door | 2033 | Economic | MW | After Competition Groups | 0 | 0 | 0 | 1874.9144 | 0 | 77 | Commercial_2033_Economic_MW_After Competition Groups_77 | High R-Value Glass Doors/no-heat glass door | 0% | 0 | 0 | Commercial_2033_Economic_MW_After Competition Groups_High R-Value Glass Doors/no-heat glass door
Commercial | Com ¦ HOTEL OCCUPANCY CONTROLS (HVAC + LIGHTING) | 2033 | Achievable | MW | After Competition Groups | 0 | 0 | 0 | 1227.0887 | 0 | 85 | Commercial_2033_Achievable_MW_After Competition Groups_85 | HOTEL OCCUPANCY CONTROLS (HVAC + LIGHTING) | 0% | 0 | 0 | Commercial_2033_Achievable_MW_After Competition Groups_HOTEL OCCUPANCY CONTROLS (HVAC + LIGHTING)
Commercial | Com ¦ HOTEL OCCUPANCY CONTROLS (HVAC + LIGHTING) | 2033 | Economic | MW | After Competition Groups | 0 | 0 | 0 | 1874.9144 | 0 | 78 | Commercial_2033_Economic_MW_After Competition Groups_78 | HOTEL OCCUPANCY CONTROLS (HVAC + LIGHTING) | 0% | 0 | 0 | Commercial_2033_Economic_MW_After Competition Groups_HOTEL OCCUPANCY CONTROLS (HVAC + LIGHTING)
Commercial | Com ¦ Refrigeration Commissioning | 2033 | Achievable | MW | After Competition Groups | 0 | 0 | 0 | 1227.0887 | 0 | 86 | Commercial_2033_Achievable_MW_After Competition Groups_86 | Refrigeration Commissioning | 0% | 0 | 0 | Commercial_2033_Achievable_MW_After Competition Groups_Refrigeration Commissioning
Commercial | Com ¦ Refrigeration Commissioning | 2033 | Economic | MW | After Competition Groups | 0 | 0 | 0 | 1874.9144 | 0 | 79 | Commercial_2033_Economic_MW_After Competition Groups_79 | Refrigeration Commissioning | 0% | 0 | 0 | Commercial_2033_Economic_MW_After Competition Groups_Refrigeration Commissioning
Commercial | Com ¦ Roof Insulation/Ceiling Insulation (R25 Code to R35) | 2033 | Achievable | MW | After Competition Groups | 0 | 0 | 0 | 1227.0887 | 0 | 87 | Commercial_2033_Achievable_MW_After Competition Groups_87 | Roof Insulation/Ceiling Insulation (R25 Code to R35) | 0% | 0 | 0 | Commercial_2033_Achievable_MW_After Competition Groups_Roof Insulation/Ceiling Insulation (R25 Code to R35)
Commercial | Com ¦ Roof Insulation/Ceiling Insulation (R25 Code to R35) | 2033 | Economic | MW | After Competition Groups | 0 | 0 | 0 | 1874.9144 | 0 | 80 | Commercial_2033_Economic_MW_After Competition Groups_80 | Roof Insulation/Ceiling Insulation (R25 Code to R35) | 0% | 0 | 0 | Commercial_2033_Economic_MW_After Competition Groups_Roof Insulation/Ceiling Insulation (R25 Code to R35)
Commercial | Com ¦ SYNCHRONOUS BELT | 2033 | Achievable | MW | After Competition Groups | 0 | 0 | 0 | 1227.0887 | 0 | 88 | Commercial_2033_Achievable_MW_After Competition Groups_88 | SYNCHRONOUS BELT | 0% | 0 | 0 | Commercial_2033_Achievable_MW_After Competition Groups_SYNCHRONOUS BELT
Commercial | Com ¦ SYNCHRONOUS BELT | 2033 | Economic | MW | After Competition Groups | 0 | 0 | 0 | 1874.9144 | 0 | 81 | Commercial_2033_Economic_MW_After Competition Groups_81 | SYNCHRONOUS BELT | 0% | 0 | 0 | Commercial_2033_Economic_MW_After Competition Groups_SYNCHRONOUS BELT
Commercial | Com ¦ Education and Capacity Building/Energy Behavior | 2034 | Achievable | MW | After Competition Groups | 191.6608 | 0 | 0 | 1331.7659 | 0.14391 | 1 | Commercial_2034_Achievable_MW_After Competition Groups_1 | Education and Capacity Building/Energy Behavior | 14.39% | 0 | 191.6608 | Commercial_2034_Achievable_MW_After Competition Groups_Education and Capacity Building/Energy Behavior
Commercial | Com ¦ Building Recommissioning, Operations and Maintenance (O&M) Improvements | 2034 | Economic | MW | After Competition Groups | 262.8012 | 0 | 0 | 1898.2228 | 0.13845 | 1 | Commercial_2034_Economic_MW_After Competition Groups_1 | Building Recommissioning, Operations and Maintenance (O&M) Improvements | 13.84% | 0 | 262.8012 | Commercial_2034_Economic_MW_After Competition Groups_Building Recommissioning, Operations and Maintenance (O&M) Improvements
Commercial | Com ¦ Education and Capacity Building/Energy Behavior | 2034 | Economic | MW | After Competition Groups | 234.9841 | 0 | 0 | 1898.2228 | 0.12379 | 2 | Commercial_2034_Economic_MW_After Competition Groups_2 | Education and Capacity Building/Energy Behavior | 12.38% | 0 | 234.9841 | Commercial_2034_Economic_MW_After Competition Groups_Education and Capacity Building/Energy Behavior
Commercial | Com ¦ LED Low/High Bay | 2034 | Achievable | MW | After Competition Groups | 156.5938 | 0 | 0 | 1331.7659 | 0.11758 | 2 | Commercial_2034_Achievable_MW_After Competition Groups_2 | LED Low/High Bay | 11.76% | 0 | 156.5938 | Commercial_2034_Achievable_MW_After Competition Groups_LED Low/High Bay
Commercial | Com ¦ Building Recommissioning, Operations and Maintenance (O&M) Improvements | 2034 | Technical | MW | After Competition Groups | 262.8012 | 0 | 0 | 2547.8456 | 0.10315 | 1 | Commercial_2034_Technical_MW_After Competition Groups_1 | Building Recommissioning, Operations and Maintenance (O&M) Improvements | 10.31% | 0 | 262.8012 | Commercial_2034_Technical_MW_After Competition Groups_Building Recommissioning, Operations and Maintenance (O&M) Improvements
Commercial | Com ¦ LED Low/High Bay | 2034 | Economic | MW | After Competition Groups | 186.3145 | 0 | 0 | 1898.2228 | 0.098152 | 3 | Commercial_2034_Economic_MW_After Competition Groups_3 | LED Low/High Bay | 9.815% | 0 | 186.3145 | Commercial_2034_Economic_MW_After Competition Groups_LED Low/High Bay
Commercial | Com ¦ LED Troffer/Surface/Suspended | 2034 | Achievable | MW | After Competition Groups | 125.9178 | 0 | 0 | 1331.7659 | 0.09455 | 3 | Commercial_2034_Achievable_MW_After Competition Groups_3 | LED Troffer/Surface/Suspended | 9.455% | 0 | 125.9178 | Commercial_2034_Achievable_MW_After Competition Groups_LED Troffer/Surface/Suspended
Commercial | Com ¦ ENERGY STAR LED LAMPS (REFLECTOR LAMPs/MR16/PAR 16) | 2034 | Achievable | MW | After Competition Groups | 123.562 | 0 | 0 | 1331.7659 | 0.092781 | 4 | Commercial_2034_Achievable_MW_After Competition Groups_4 | ENERGY STAR LED LAMPS (REFLECTOR LAMPs/MR16/PAR 16) | 9.278% | 0 | 123.562 | Commercial_2034_Achievable_MW_After Competition Groups_ENERGY STAR LED LAMPS (REFLECTOR LAMPs/MR16/PAR 16)
Commercial | Com ¦ Education and Capacity Building/Energy Behavior | 2034 | Technical | MW | After Competition Groups | 234.9841 | 0 | 0 | 2547.8456 | 0.092229 | 2 | Commercial_2034_Technical_MW_After Competition Groups_2 | Education and Capacity Building/Energy Behavior | 9.223% | 0 | 234.9841 | Commercial_2034_Technical_MW_After Competition Groups_Education and Capacity Building/Energy Behavior
Commercial | Com ¦ High Efficiency Air Source Heat Pump | 2034 | Economic | MW | After Competition Groups | 157.9211 | 0 | 0 | 1898.2228 | 0.083194 | 4 | Commercial_2034_Economic_MW_After Competition Groups_4 | High Efficiency Air Source Heat Pump | 8.319% | 0 | 157.9211 | Commercial_2034_Economic_MW_After Competition Groups_High Efficiency Air Source Heat Pump
Commercial | Com ¦ Central Lighting Control System | 2034 | Technical | MW | After Competition Groups | 211.6088 | 0 | 0 | 2547.8456 | 0.083054 | 3 | Commercial_2034_Technical_MW_After Competition Groups_3 | Central Lighting Control System | 8.305% | 0 | 211.6088 | Commercial_2034_Technical_MW_After Competition Groups_Central Lighting Control System
Commercial | Com ¦ Building Recommissioning, Operations and Maintenance (O&M) Improvements | 2034 | Achievable | MW | After Competition Groups | 100.3183 | 0 | 0 | 1331.7659 | 0.075327 | 5 | Commercial_2034_Achievable_MW_After Competition Groups_5 | Building Recommissioning, Operations and Maintenance (O&M) Improvements | 7.533% | 0 | 100.3183 | Commercial_2034_Achievable_MW_After Competition Groups_Building Recommissioning, Operations and Maintenance (O&M) Improvements
Commercial | Com ¦ LED Low/High Bay | 2034 | Technical | MW | After Competition Groups | 186.3145 | 0 | 0 | 2547.8456 | 0.073126 | 4 | Commercial_2034_Technical_MW_After Competition Groups_4 | LED Low/High Bay | 7.313% | 0 | 186.3145 | Commercial_2034_Technical_MW_After Competition Groups_LED Low/High Bay
Commercial | Com ¦ LED Troffer/Surface/Suspended | 2034 | Economic | MW | After Competition Groups | 136.368 | 0 | 0 | 1898.2228 | 0.07184 | 5 | Commercial_2034_Economic_MW_After Competition Groups_5 | LED Troffer/Surface/Suspended | 7.184% | 0 | 136.368 | Commercial_2034_Economic_MW_After Competition Groups_LED Troffer/Surface/Suspended
Commercial | Com ¦ ENERGY STAR LED LAMPS (REFLECTOR LAMPs/MR16/PAR 16) | 2034 | Economic | MW | After Competition Groups | 135.9083 | 0 | 0 | 1898.2228 | 0.071598 | 6 | Commercial_2034_Economic_MW_After Competition Groups_6 | ENERGY STAR LED LAMPS (REFLECTOR LAMPs/MR16/PAR 16) | 7.16% | 0 | 135.9083 | Commercial_2034_Economic_MW_After Competition Groups_ENERGY STAR LED LAMPS (REFLECTOR LAMPs/MR16/PAR 16)
Commercial | Com ¦ High Efficiency Air Source Heat Pump | 2034 | Technical | MW | After Competition Groups | 157.9211 | 0 | 0 | 2547.8456 | 0.061982 | 5 | Commercial_2034_Technical_MW_After Competition Groups_5 | High Efficiency Air Source Heat Pump | 6.198% | 0 | 157.9211 | Commercial_2034_Technical_MW_After Competition Groups_High Efficiency Air Source Heat Pump
Commercial | Com ¦ ENERGY STAR LED LAMPS (REFLECTOR LAMPs/MR16/PAR 16) | 2034 | Technical | MW | After Competition Groups | 137.5192 | 0 | 0 | 2547.8456 | 0.053975 | 6 | Commercial_2034_Technical_MW_After Competition Groups_6 | ENERGY STAR LED LAMPS (REFLECTOR LAMPs/MR16/PAR 16) | 5.397% | 0 | 137.5192 | Commercial_2034_Technical_MW_After Competition Groups_ENERGY STAR LED LAMPS (REFLECTOR LAMPs/MR16/PAR 16)
Commercial | Com ¦ Variable Refrigerant Flow Heat Pump | 2034 | Technical | MW | After Competition Groups | 136.4063 | 0 | 0 | 2547.8456 | 0.053538 | 7 | Commercial_2034_Technical_MW_After Competition Groups_7 | Variable Refrigerant Flow Heat Pump | 5.354% | 0 | 136.4063 | Commercial_2034_Technical_MW_After Competition Groups_Variable Refrigerant Flow Heat Pump
Commercial | Com ¦ LED Troffer/Surface/Suspended | 2034 | Technical | MW | After Competition Groups | 136.368 | 0 | 0 | 2547.8456 | 0.053523 | 8 | Commercial_2034_Technical_MW_After Competition Groups_8 | LED Troffer/Surface/Suspended | 5.352% | 0 | 136.368 | Commercial_2034_Technical_MW_After Competition Groups_LED Troffer/Surface/Suspended
Commercial | Com ¦ Advanced BAS/Controllers | 2034 | Economic | MW | After Competition Groups | 98.6419 | 0 | 0 | 1898.2228 | 0.051965 | 7 | Commercial_2034_Economic_MW_After Competition Groups_7 | Advanced BAS/Controllers | 5.197% | 0 | 98.6419 | Commercial_2034_Economic_MW_After Competition Groups_Advanced BAS/Controllers
Commercial | Com ¦ LED Replacement Lamp (Tube) | 2034 | Achievable | MW | After Competition Groups | 63.8688 | 0 | 0 | 1331.7659 | 0.047958 | 6 | Commercial_2034_Achievable_MW_After Competition Groups_6 | LED Replacement Lamp (Tube) | 4.796% | 0 | 63.8688 | Commercial_2034_Achievable_MW_After Competition Groups_LED Replacement Lamp (Tube)
Commercial | Com ¦ Unitary Air-Conditioning Unit | 2034 | Technical | MW | After Competition Groups | 106.1109 | 0 | 0 | 2547.8456 | 0.041647 | 9 | Commercial_2034_Technical_MW_After Competition Groups_9 | Unitary Air-Conditioning Unit | 4.165% | 0 | 106.1109 | Commercial_2034_Technical_MW_After Competition Groups_Unitary Air-Conditioning Unit
Commercial | Com ¦ High Efficiency Air Source Heat Pump | 2034 | Achievable | MW | After Competition Groups | 54.8048 | 0 | 0 | 1331.7659 | 0.041152 | 7 | Commercial_2034_Achievable_MW_After Competition Groups_7 | High Efficiency Air Source Heat Pump | 4.115% | 0 | 54.8048 | Commercial_2034_Achievable_MW_After Competition Groups_High Efficiency Air Source Heat Pump
Commercial | Com ¦ LED Replacement Lamp (Tube) | 2034 | Economic | MW | After Competition Groups | 77.598 | 0 | 0 | 1898.2228 | 0.040879 | 8 | Commercial_2034_Economic_MW_After Competition Groups_8 | LED Replacement Lamp (Tube) | 4.088% | 0 | 77.598 | Commercial_2034_Economic_MW_After Competition Groups_LED Replacement Lamp (Tube)
Commercial | Com ¦ Advanced BAS/Controllers | 2034 | Technical | MW | After Competition Groups | 98.6419 | 0 | 0 | 2547.8456 | 0.038716 | 10 | Commercial_2034_Technical_MW_After Competition Groups_10 | Advanced BAS/Controllers | 3.872% | 0 | 98.6419 | Commercial_2034_Technical_MW_After Competition Groups_Advanced BAS/Controllers
Commercial | Com ¦ Advanced BAS/Controllers | 2034 | Achievable | MW | After Competition Groups | 45.8457 | 0 | 0 | 1331.7659 | 0.034425 | 8 | Commercial_2034_Achievable_MW_After Competition Groups_8 | Advanced BAS/Controllers | 3.442% | 0 | 45.8457 | Commercial_2034_Achievable_MW_After Competition Groups_Advanced BAS/Controllers
Commercial | Com ¦ Unitary Air-Conditioning Unit | 2034 | Achievable | MW | After Competition Groups | 41.8739 | 0 | 0 | 1331.7659 | 0.031442 | 9 | Commercial_2034_Achievable_MW_After Competition Groups_9 | Unitary Air-Conditioning Unit | 3.144% | 0 | 41.8739 | Commercial_2034_Achievable_MW_After Competition Groups_Unitary Air-Conditioning Unit
Commercial | Com ¦ LED Replacement Lamp (Tube) | 2034 | Technical | MW | After Competition Groups | 77.598 | 0 | 0 | 2547.8456 | 0.030456 | 11 | Commercial_2034_Technical_MW_After Competition Groups_11 | LED Replacement Lamp (Tube) | 3.046% | 0 | 77.598 | Commercial_2034_Technical_MW_After Competition Groups_LED Replacement Lamp (Tube)
Commercial | Com ¦ Unitary Air-Conditioning Unit | 2034 | Economic | MW | After Competition Groups | 51.7916 | 0 | 0 | 1898.2228 | 0.027284 | 9 | Commercial_2034_Economic_MW_After Competition Groups_9 | Unitary Air-Conditioning Unit | 2.728% | 0 | 51.7916 | Commercial_2034_Economic_MW_After Competition Groups_Unitary Air-Conditioning Unit
Commercial | Com ¦ Adaptive Thermostats | 2034 | Achievable | MW | After Competition Groups | 34.8059 | 0 | 0 | 1331.7659 | 0.026135 | 10 | Commercial_2034_Achievable_MW_After Competition Groups_10 | Adaptive Thermostats | 2.614% | 0 | 34.8059 | Commercial_2034_Achievable_MW_After Competition Groups_Adaptive Thermostats
Commercial | Com ¦ Smart Strip Plug Outlets | 2034 | Technical | MW | After Competition Groups | 64.7775 | 0 | 0 | 2547.8456 | 0.025424 | 12 | Commercial_2034_Technical_MW_After Competition Groups_12 | Smart Strip Plug Outlets | 2.542% | 0 | 64.7775 | Commercial_2034_Technical_MW_After Competition Groups_Smart Strip Plug Outlets
Commercial | Com ¦ Adaptive Thermostats | 2034 | Economic | MW | After Competition Groups | 42.0653 | 0 | 0 | 1898.2228 | 0.02216 | 10 | Commercial_2034_Economic_MW_After Competition Groups_10 | Adaptive Thermostats | 2.216% | 0 | 42.0653 | Commercial_2034_Economic_MW_After Competition Groups_Adaptive Thermostats
Commercial | Com ¦ Data Center Storage/Server Virtualization | 2034 | Achievable | MW | After Competition Groups | 28.1978 | 0 | 0 | 1331.7659 | 0.021173 | 11 | Commercial_2034_Achievable_MW_After Competition Groups_11 | Data Center Storage/Server Virtualization | 2.117% | 0 | 28.1978 | Commercial_2034_Achievable_MW_After Competition Groups_Data Center Storage/Server Virtualization
Commercial | Com ¦ Strip Curtains | 2034 | Achievable | MW | After Competition Groups | 28.1389 | 0 | 0 | 1331.7659 | 0.021129 | 12 | Commercial_2034_Achievable_MW_After Competition Groups_12 | Strip Curtains | 2.113% | 0 | 28.1389 | Commercial_2034_Achievable_MW_After Competition Groups_Strip Curtains
Commercial | Com ¦ Furnace Tune-Up | 2034 | Achievable | MW | After Competition Groups | 28.0121 | 0 | 0 | 1331.7659 | 0.021034 | 13 | Commercial_2034_Achievable_MW_After Competition Groups_13 | Furnace Tune-Up | 2.103% | 0 | 28.0121 | Commercial_2034_Achievable_MW_After Competition Groups_Furnace Tune-Up
Commercial | Com ¦ Refrigerated Display Case Doors | 2034 | Achievable | MW | After Competition Groups | 27.1534 | 0 | 0 | 1331.7659 | 0.020389 | 14 | Commercial_2034_Achievable_MW_After Competition Groups_14 | Refrigerated Display Case Doors | 2.039% | 0 | 27.1534 | Commercial_2034_Achievable_MW_After Competition Groups_Refrigerated Display Case Doors
Commercial | Com ¦ Data Center Storage/Server Virtualization | 2034 | Economic | MW | After Competition Groups | 37.4416 | 0 | 0 | 1898.2228 | 0.019725 | 11 | Commercial_2034_Economic_MW_After Competition Groups_11 | Data Center Storage/Server Virtualization | 1.972% | 0 | 37.4416 | Commercial_2034_Economic_MW_After Competition Groups_Data Center Storage/Server Virtualization
Commercial | Com ¦ Refrigerated Display Case Doors | 2034 | Economic | MW | After Competition Groups | 36.4658 | 0 | 0 | 1898.2228 | 0.019211 | 12 | Commercial_2034_Economic_MW_After Competition Groups_12 | Refrigerated Display Case Doors | 1.921% | 0 | 36.4658 | Commercial_2034_Economic_MW_After Competition Groups_Refrigerated Display Case Doors
Commercial | Com ¦ Refrigerated Display Case Doors | 2034 | Technical | MW | After Competition Groups | 47.1608 | 0 | 0 | 2547.8456 | 0.01851 | 13 | Commercial_2034_Technical_MW_After Competition Groups_13 | Refrigerated Display Case Doors | 1.851% | 0 | 47.1608 | Commercial_2034_Technical_MW_After Competition Groups_Refrigerated Display Case Doors
Commercial | Com ¦ Demand Control Ventilation | 2034 | Economic | MW | After Competition Groups | 34.0102 | 0 | 0 | 1898.2228 | 0.017917 | 13 | Commercial_2034_Economic_MW_After Competition Groups_13 | Demand Control Ventilation | 1.792% | 0 | 34.0102 | Commercial_2034_Economic_MW_After Competition Groups_Demand Control Ventilation
Commercial | Com ¦ LED or Equivalent Sign Lighting | 2034 | Achievable | MW | After Competition Groups | 23.7042 | 0 | 0 | 1331.7659 | 0.017799 | 15 | Commercial_2034_Achievable_MW_After Competition Groups_15 | LED or Equivalent Sign Lighting | 1.78% | 0 | 23.7042 | Commercial_2034_Achievable_MW_After Competition Groups_LED or Equivalent Sign Lighting
Commercial | Com ¦ Reach-in Shaded Pole to ECM/PSC Evaporator Fan Motor | 2034 | Achievable | MW | After Competition Groups | 23.0443 | 0 | 0 | 1331.7659 | 0.017304 | 16 | Commercial_2034_Achievable_MW_After Competition Groups_16 | Reach-in Shaded Pole to ECM/PSC Evaporator Fan Motor | 1.73% | 0 | 23.0443 | Commercial_2034_Achievable_MW_After Competition Groups_Reach-in Shaded Pole to ECM/PSC Evaporator Fan Motor
Commercial | Com ¦ Strip Curtains | 2034 | Economic | MW | After Competition Groups | 32.1102 | 0 | 0 | 1898.2228 | 0.016916 | 14 | Commercial_2034_Economic_MW_After Competition Groups_14 | Strip Curtains | 1.692% | 0 | 32.1102 | Commercial_2034_Economic_MW_After Competition Groups_Strip Curtains
Commercial | Com ¦ Adaptive Thermostats | 2034 | Technical | MW | After Competition Groups | 42.3585 | 0 | 0 | 2547.8456 | 0.016625 | 14 | Commercial_2034_Technical_MW_After Competition Groups_14 | Adaptive Thermostats | 1.663% | 0 | 42.3585 | Commercial_2034_Technical_MW_After Competition Groups_Adaptive Thermostats
Commercial | Com ¦ Demand Control Ventilation | 2034 | Achievable | MW | After Competition Groups | 21.833 | 0 | 0 | 1331.7659 | 0.016394 | 17 | Commercial_2034_Achievable_MW_After Competition Groups_17 | Demand Control Ventilation | 1.639% | 0 | 21.833 | Commercial_2034_Achievable_MW_After Competition Groups_Demand Control Ventilation
Commercial | Com ¦ Reach-in Shaded Pole to ECM/PSC Evaporator Fan Motor | 2034 | Economic | MW | After Competition Groups | 30.8256 | 0 | 0 | 1898.2228 | 0.016239 | 15 | Commercial_2034_Economic_MW_After Competition Groups_15 | Reach-in Shaded Pole to ECM/PSC Evaporator Fan Motor | 1.624% | 0 | 30.8256 | Commercial_2034_Economic_MW_After Competition Groups_Reach-in Shaded Pole to ECM/PSC Evaporator Fan Motor
Commercial | Com ¦ Furnace Tune-Up | 2034 | Economic | MW | After Competition Groups | 29.9279 | 0 | 0 | 1898.2228 | 0.015766 | 16 | Commercial_2034_Economic_MW_After Competition Groups_16 | Furnace Tune-Up | 1.577% | 0 | 29.9279 | Commercial_2034_Economic_MW_After Competition Groups_Furnace Tune-Up
Commercial | Com ¦ Variable Frequency Drive (VFD) | 2034 | Achievable | MW | After Competition Groups | 20.0224 | 0 | 0 | 1331.7659 | 0.015034 | 18 | Commercial_2034_Achievable_MW_After Competition Groups_18 | Variable Frequency Drive (VFD) | 1.503% | 0 | 20.0224 | Commercial_2034_Achievable_MW_After Competition Groups_Variable Frequency Drive (VFD)
Commercial | Com ¦ Data Center Storage/Server Virtualization | 2034 | Technical | MW | After Competition Groups | 37.4416 | 0 | 0 | 2547.8456 | 0.014695 | 15 | Commercial_2034_Technical_MW_After Competition Groups_15 | Data Center Storage/Server Virtualization | 1.47% | 0 | 37.4416 | Commercial_2034_Technical_MW_After Competition Groups_Data Center Storage/Server Virtualization
Commercial | Com ¦ LED or Equivalent Sign Lighting | 2034 | Economic | MW | After Competition Groups | 26.9828 | 0 | 0 | 1898.2228 | 0.014215 | 17 | Commercial_2034_Economic_MW_After Competition Groups_17 | LED or Equivalent Sign Lighting | 1.421% | 0 | 26.9828 | Commercial_2034_Economic_MW_After Competition Groups_LED or Equivalent Sign Lighting
Commercial | Com ¦ Centrally controlled desktop PC/NETWORK PC POWER MANAGEMENT SOFTWARE | 2034 | Achievable | MW | After Competition Groups | 18.8361 | 0 | 0 | 1331.7659 | 0.014144 | 19 | Commercial_2034_Achievable_MW_After Competition Groups_19 | Centrally controlled desktop PC/NETWORK PC POWER MANAGEMENT SOFTWARE | 1.414% | 0 | 18.8361 | Commercial_2034_Achievable_MW_After Competition Groups_Centrally controlled desktop PC/NETWORK PC POWER MANAGEMENT SOFTWARE
Commercial | Com ¦ VFD on Pumps | 2034 | Achievable | MW | After Competition Groups | 18.8043 | 0 | 0 | 1331.7659 | 0.01412 | 20 | Commercial_2034_Achievable_MW_After Competition Groups_20 | VFD on Pumps | 1.412% | 0 | 18.8043 | Commercial_2034_Achievable_MW_After Competition Groups_VFD on Pumps
Commercial | Com ¦ Demand Control Ventilation | 2034 | Technical | MW | After Competition Groups | 34.5875 | 0 | 0 | 2547.8456 | 0.013575 | 16 | Commercial_2034_Technical_MW_After Competition Groups_16 | Demand Control Ventilation | 1.358% | 0 | 34.5875 | Commercial_2034_Technical_MW_After Competition Groups_Demand Control Ventilation
Commercial | Com ¦ Chilled Water Optimization | 2034 | Economic | MW | After Competition Groups | 25.6454 | 0 | 0 | 1898.2228 | 0.01351 | 18 | Commercial_2034_Economic_MW_After Competition Groups_18 | Chilled Water Optimization | 1.351% | 0 | 25.6454 | Commercial_2034_Economic_MW_After Competition Groups_Chilled Water Optimization
Commercial | Com ¦ Centrally controlled desktop PC/NETWORK PC POWER MANAGEMENT SOFTWARE | 2034 | Economic | MW | After Competition Groups | 24.5129 | 0 | 0 | 1898.2228 | 0.012914 | 19 | Commercial_2034_Economic_MW_After Competition Groups_19 | Centrally controlled desktop PC/NETWORK PC POWER MANAGEMENT SOFTWARE | 1.291% | 0 | 24.5129 | Commercial_2034_Economic_MW_After Competition Groups_Centrally controlled desktop PC/NETWORK PC POWER MANAGEMENT SOFTWARE
Commercial | Com ¦ Strip Curtains | 2034 | Technical | MW | After Competition Groups | 32.1102 | 0 | 0 | 2547.8456 | 0.012603 | 17 | Commercial_2034_Technical_MW_After Competition Groups_17 | Strip Curtains | 1.26% | 0 | 32.1102 | Commercial_2034_Technical_MW_After Competition Groups_Strip Curtains
Commercial | Com ¦ Reach-in Shaded Pole to ECM/PSC Evaporator Fan Motor | 2034 | Technical | MW | After Competition Groups | 30.8256 | 0 | 0 | 2547.8456 | 0.012099 | 18 | Commercial_2034_Technical_MW_After Competition Groups_18 | Reach-in Shaded Pole to ECM/PSC Evaporator Fan Motor | 1.21% | 0 | 30.8256 | Commercial_2034_Technical_MW_After Competition Groups_Reach-in Shaded Pole to ECM/PSC Evaporator Fan Motor
Commercial | Com ¦ Furnace Tune-Up | 2034 | Technical | MW | After Competition Groups | 29.9279 | 0 | 0 | 2547.8456 | 0.011746 | 19 | Commercial_2034_Technical_MW_After Competition Groups_19 | Furnace Tune-Up | 1.175% | 0 | 29.9279 | Commercial_2034_Technical_MW_After Competition Groups_Furnace Tune-Up
Commercial | Com ¦ Variable Frequency Drive (VFD) | 2034 | Economic | MW | After Competition Groups | 21.2717 | 0 | 0 | 1898.2228 | 0.011206 | 20 | Commercial_2034_Economic_MW_After Competition Groups_20 | Variable Frequency Drive (VFD) | 1.121% | 0 | 21.2717 | Commercial_2034_Economic_MW_After Competition Groups_Variable Frequency Drive (VFD)
Commercial | Com ¦ LED or Equivalent Sign Lighting | 2034 | Technical | MW | After Competition Groups | 26.9828 | 0 | 0 | 2547.8456 | 0.01059 | 20 | Commercial_2034_Technical_MW_After Competition Groups_20 | LED or Equivalent Sign Lighting | 1.059% | 0 | 26.9828 | Commercial_2034_Technical_MW_After Competition Groups_LED or Equivalent Sign Lighting
Commercial | Com ¦ Chilled Water Optimization | 2034 | Achievable | MW | After Competition Groups | 14.0777 | 0 | 0 | 1331.7659 | 0.010571 | 21 | Commercial_2034_Achievable_MW_After Competition Groups_21 | Chilled Water Optimization | 1.057% | 0 | 14.0777 | Commercial_2034_Achievable_MW_After Competition Groups_Chilled Water Optimization
Commercial | Com ¦ VFD on Pumps | 2034 | Economic | MW | After Competition Groups | 19.9983 | 0 | 0 | 1898.2228 | 0.010535 | 21 | Commercial_2034_Economic_MW_After Competition Groups_21 | VFD on Pumps | 1.054% | 0 | 19.9983 | Commercial_2034_Economic_MW_After Competition Groups_VFD on Pumps
Commercial | Com ¦ Chilled Water Optimization | 2034 | Technical | MW | After Competition Groups | 25.6454 | 0 | 0 | 2547.8456 | 0.010066 | 21 | Commercial_2034_Technical_MW_After Competition Groups_21 | Chilled Water Optimization | 1.007% | 0 | 25.6454 | Commercial_2034_Technical_MW_After Competition Groups_Chilled Water Optimization
Commercial | Com ¦ Adding reflective (White) roof treatment or a green roof | 2034 | Technical | MW | After Competition Groups | 25.0752 | 0 | 0 | 2547.8456 | 0.0098417 | 22 | Commercial_2034_Technical_MW_After Competition Groups_22 | Adding reflective (White) roof treatment or a green roof | 0.9842% | 0 | 25.0752 | Commercial_2034_Technical_MW_After Competition Groups_Adding reflective (White) roof treatment or a green roof
Commercial | Com ¦ Centrally controlled desktop PC/NETWORK PC POWER MANAGEMENT SOFTWARE | 2034 | Technical | MW | After Competition Groups | 24.5129 | 0 | 0 | 2547.8456 | 0.009621 | 23 | Commercial_2034_Technical_MW_After Competition Groups_23 | Centrally controlled desktop PC/NETWORK PC POWER MANAGEMENT SOFTWARE | 0.9621% | 0 | 24.5129 | Commercial_2034_Technical_MW_After Competition Groups_Centrally controlled desktop PC/NETWORK PC POWER MANAGEMENT SOFTWARE
Commercial | Com ¦ Door Gasket Freezer/Refrigerator | 2034 | Technical | MW | After Competition Groups | 24.0932 | 0 | 0 | 2547.8456 | 0.0094563 | 24 | Commercial_2034_Technical_MW_After Competition Groups_24 | Door Gasket Freezer/Refrigerator | 0.9456% | 0 | 24.0932 | Commercial_2034_Technical_MW_After Competition Groups_Door Gasket Freezer/Refrigerator
Commercial | Com ¦ Refrigerated Display Case LED | 2034 | Technical | MW | After Competition Groups | 23.7519 | 0 | 0 | 2547.8456 | 0.0093223 | 25 | Commercial_2034_Technical_MW_After Competition Groups_25 | Refrigerated Display Case LED | 0.9322% | 0 | 23.7519 | Commercial_2034_Technical_MW_After Competition Groups_Refrigerated Display Case LED
Commercial | Com ¦ Refrigerated Display Case LED | 2034 | Economic | MW | After Competition Groups | 17.2057 | 0 | 0 | 1898.2228 | 0.0090641 | 22 | Commercial_2034_Economic_MW_After Competition Groups_22 | Refrigerated Display Case LED | 0.9064% | 0 | 17.2057 | Commercial_2034_Economic_MW_After Competition Groups_Refrigerated Display Case LED
Commercial | Com ¦ Air Handler with Dedicated Outdoor Air Systems | 2034 | Achievable | MW | After Competition Groups | 11.6847 | 0 | 0 | 1331.7659 | 0.0087739 | 22 | Commercial_2034_Achievable_MW_After Competition Groups_22 | Air Handler with Dedicated Outdoor Air Systems | 0.8774% | 0 | 11.6847 | Commercial_2034_Achievable_MW_After Competition Groups_Air Handler with Dedicated Outdoor Air Systems
Commercial | Com ¦ Air Handler with Dedicated Outdoor Air Systems | 2034 | Economic | MW | After Competition Groups | 16.6011 | 0 | 0 | 1898.2228 | 0.0087456 | 23 | Commercial_2034_Economic_MW_After Competition Groups_23 | Air Handler with Dedicated Outdoor Air Systems | 0.8746% | 0 | 16.6011 | Commercial_2034_Economic_MW_After Competition Groups_Air Handler with Dedicated Outdoor Air Systems
Commercial | Com ¦ Variable Frequency Drive (VFD) | 2034 | Technical | MW | After Competition Groups | 21.2717 | 0 | 0 | 2547.8456 | 0.0083489 | 26 | Commercial_2034_Technical_MW_After Competition Groups_26 | Variable Frequency Drive (VFD) | 0.8349% | 0 | 21.2717 | Commercial_2034_Technical_MW_After Competition Groups_Variable Frequency Drive (VFD)
Commercial | Com ¦ VFD on Pumps | 2034 | Technical | MW | After Competition Groups | 19.9983 | 0 | 0 | 2547.8456 | 0.0078491 | 27 | Commercial_2034_Technical_MW_After Competition Groups_27 | VFD on Pumps | 0.7849% | 0 | 19.9983 | Commercial_2034_Technical_MW_After Competition Groups_VFD on Pumps
Commercial | Com ¦ Refrigeration Optimization | 2034 | Technical | MW | After Competition Groups | 19.8014 | 0 | 0 | 2547.8456 | 0.0077718 | 28 | Commercial_2034_Technical_MW_After Competition Groups_28 | Refrigeration Optimization | 0.7772% | 0 | 19.8014 | Commercial_2034_Technical_MW_After Competition Groups_Refrigeration Optimization
Commercial | Com ¦ ECM MOTORS FOR EVAPORATOR FANS for refrigeration (WALK-IN) | 2034 | Achievable | MW | After Competition Groups | 10.2584 | 0 | 0 | 1331.7659 | 0.0077028 | 23 | Commercial_2034_Achievable_MW_After Competition Groups_23 | ECM MOTORS FOR EVAPORATOR FANS for refrigeration (WALK-IN) | 0.7703% | 0 | 10.2584 | Commercial_2034_Achievable_MW_After Competition Groups_ECM MOTORS FOR EVAPORATOR FANS for refrigeration (WALK-IN)
Commercial | Com ¦ HOTEL OCCUPANCY CONTROLS (HVAC + LIGHTING) | 2034 | Technical | MW | After Competition Groups | 19.5765 | 0 | 0 | 2547.8456 | 0.0076835 | 29 | Commercial_2034_Technical_MW_After Competition Groups_29 | HOTEL OCCUPANCY CONTROLS (HVAC + LIGHTING) | 0.7684% | 0 | 19.5765 | Commercial_2034_Technical_MW_After Competition Groups_HOTEL OCCUPANCY CONTROLS (HVAC + LIGHTING)
Commercial | Com ¦ Variable Refrigerant Flow Heat Pump | 2034 | Achievable | MW | After Competition Groups | 10.1752 | 0 | 0 | 1331.7659 | 0.0076404 | 24 | Commercial_2034_Achievable_MW_After Competition Groups_24 | Variable Refrigerant Flow Heat Pump | 0.764% | 0 | 10.1752 | Commercial_2034_Achievable_MW_After Competition Groups_Variable Refrigerant Flow Heat Pump
Commercial | Com ¦ ENERGY STAR LED LAMPS (General Service Lamps) | 2034 | Achievable | MW | After Competition Groups | 9.9219 | 0 | 0 | 1331.7659 | 0.0074502 | 25 | Commercial_2034_Achievable_MW_After Competition Groups_25 | ENERGY STAR LED LAMPS (General Service Lamps) | 0.745% | 0 | 9.9219 | Commercial_2034_Achievable_MW_After Competition Groups_ENERGY STAR LED LAMPS (General Service Lamps)
Commercial | Com ¦ Air Handler with Dedicated Outdoor Air Systems | 2034 | Technical | MW | After Competition Groups | 16.6011 | 0 | 0 | 2547.8456 | 0.0065157 | 30 | Commercial_2034_Technical_MW_After Competition Groups_30 | Air Handler with Dedicated Outdoor Air Systems | 0.6516% | 0 | 16.6011 | Commercial_2034_Technical_MW_After Competition Groups_Air Handler with Dedicated Outdoor Air Systems
Commercial | Com ¦ Evaporator Fan Controls | 2034 | Achievable | MW | After Competition Groups | 8.6555 | 0 | 0 | 1331.7659 | 0.0064992 | 26 | Commercial_2034_Achievable_MW_After Competition Groups_26 | Evaporator Fan Controls | 0.6499% | 0 | 8.6555 | Commercial_2034_Achievable_MW_After Competition Groups_Evaporator Fan Controls
Commercial | Com ¦ Demand Control Kitchen Ventilation | 2034 | Economic | MW | After Competition Groups | 12.0613 | 0 | 0 | 1898.2228 | 0.006354 | 24 | Commercial_2034_Economic_MW_After Competition Groups_24 | Demand Control Kitchen Ventilation | 0.6354% | 0 | 12.0613 | Commercial_2034_Economic_MW_After Competition Groups_Demand Control Kitchen Ventilation
Commercial | Com ¦ Freezer Case Light Sensor | 2034 | Achievable | MW | After Competition Groups | 8.1749 | 0 | 0 | 1331.7659 | 0.0061384 | 27 | Commercial_2034_Achievable_MW_After Competition Groups_27 | Freezer Case Light Sensor | 0.6138% | 0 | 8.1749 | Commercial_2034_Achievable_MW_After Competition Groups_Freezer Case Light Sensor
Commercial | Com ¦ ENERGY STAR LED LAMPS (General Service Lamps) | 2034 | Economic | MW | After Competition Groups | 11.3849 | 0 | 0 | 1898.2228 | 0.0059976 | 25 | Commercial_2034_Economic_MW_After Competition Groups_25 | ENERGY STAR LED LAMPS (General Service Lamps) | 0.5998% | 0 | 11.3849 | Commercial_2034_Economic_MW_After Competition Groups_ENERGY STAR LED LAMPS (General Service Lamps)
Commercial | Com ¦ ENERGY STAR FREEZER | 2034 | Technical | MW | After Competition Groups | 15.025 | 0 | 0 | 2547.8456 | 0.0058971 | 31 | Commercial_2034_Technical_MW_After Competition Groups_31 | ENERGY STAR FREEZER | 0.5897% | 0 | 15.025 | Commercial_2034_Technical_MW_After Competition Groups_ENERGY STAR FREEZER
Commercial | Com ¦ Demand Control Kitchen Ventilation | 2034 | Achievable | MW | After Competition Groups | 7.7805 | 0 | 0 | 1331.7659 | 0.0058422 | 28 | Commercial_2034_Achievable_MW_After Competition Groups_28 | Demand Control Kitchen Ventilation | 0.5842% | 0 | 7.7805 | Commercial_2034_Achievable_MW_After Competition Groups_Demand Control Kitchen Ventilation
Commercial | Com ¦ ECM MOTORS FOR EVAPORATOR FANS for refrigeration (WALK-IN) | 2034 | Economic | MW | After Competition Groups | 10.9806 | 0 | 0 | 1898.2228 | 0.0057847 | 26 | Commercial_2034_Economic_MW_After Competition Groups_26 | ECM MOTORS FOR EVAPORATOR FANS for refrigeration (WALK-IN) | 0.5785% | 0 | 10.9806 | Commercial_2034_Economic_MW_After Competition Groups_ECM MOTORS FOR EVAPORATOR FANS for refrigeration (WALK-IN)
Commercial | Com ¦ Indoor Daylight Sensors/Photocell Dimming Control | 2034 | Technical | MW | After Competition Groups | 14.5198 | 0 | 0 | 2547.8456 | 0.0056988 | 32 | Commercial_2034_Technical_MW_After Competition Groups_32 | Indoor Daylight Sensors/Photocell Dimming Control | 0.5699% | 0 | 14.5198 | Commercial_2034_Technical_MW_After Competition Groups_Indoor Daylight Sensors/Photocell Dimming Control
Commercial | Com ¦ Occupancy Sensors | 2034 | Economic | MW | After Competition Groups | 10.1515 | 0 | 0 | 1898.2228 | 0.0053479 | 27 | Commercial_2034_Economic_MW_After Competition Groups_27 | Occupancy Sensors | 0.5348% | 0 | 10.1515 | Commercial_2034_Economic_MW_After Competition Groups_Occupancy Sensors
Commercial | Com ¦ Variable Refrigerant Flow Heat Pump | 2034 | Economic | MW | After Competition Groups | 10.149 | 0 | 0 | 1898.2228 | 0.0053466 | 28 | Commercial_2034_Economic_MW_After Competition Groups_28 | Variable Refrigerant Flow Heat Pump | 0.5347% | 0 | 10.149 | Commercial_2034_Economic_MW_After Competition Groups_Variable Refrigerant Flow Heat Pump
Commercial | Com ¦ ENERGY STAR ICE MACHINES - Ice Making Head | 2034 | Technical | MW | After Competition Groups | 13.0887 | 0 | 0 | 2547.8456 | 0.0051371 | 33 | Commercial_2034_Technical_MW_After Competition Groups_33 | ENERGY STAR ICE MACHINES - Ice Making Head | 0.5137% | 0 | 13.0887 | Commercial_2034_Technical_MW_After Competition Groups_ENERGY STAR ICE MACHINES - Ice Making Head
Commercial | Com ¦ ENERGY STAR LED LAMPS (General Service Lamps) | 2034 | Technical | MW | After Competition Groups | 12.8206 | 0 | 0 | 2547.8456 | 0.0050319 | 34 | Commercial_2034_Technical_MW_After Competition Groups_34 | ENERGY STAR LED LAMPS (General Service Lamps) | 0.5032% | 0 | 12.8206 | Commercial_2034_Technical_MW_After Competition Groups_ENERGY STAR LED LAMPS (General Service Lamps)
Commercial | Com ¦ Freezer Case Light Sensor | 2034 | Economic | MW | After Competition Groups | 9.5255 | 0 | 0 | 1898.2228 | 0.0050181 | 29 | Commercial_2034_Economic_MW_After Competition Groups_29 | Freezer Case Light Sensor | 0.5018% | 0 | 9.5255 | Commercial_2034_Economic_MW_After Competition Groups_Freezer Case Light Sensor
Commercial | Com ¦ Evaporator Fan Controls | 2034 | Economic | MW | After Competition Groups | 9.2786 | 0 | 0 | 1898.2228 | 0.0048881 | 30 | Commercial_2034_Economic_MW_After Competition Groups_30 | Evaporator Fan Controls | 0.4888% | 0 | 9.2786 | Commercial_2034_Economic_MW_After Competition Groups_Evaporator Fan Controls
Commercial | Com ¦ Demand Control Kitchen Ventilation | 2034 | Technical | MW | After Competition Groups | 12.0613 | 0 | 0 | 2547.8456 | 0.0047339 | 35 | Commercial_2034_Technical_MW_After Competition Groups_35 | Demand Control Kitchen Ventilation | 0.4734% | 0 | 12.0613 | Commercial_2034_Technical_MW_After Competition Groups_Demand Control Kitchen Ventilation
Commercial | Com ¦ Refrigerated Display Case LED | 2034 | Achievable | MW | After Competition Groups | 6.1012 | 0 | 0 | 1331.7659 | 0.0045813 | 29 | Commercial_2034_Achievable_MW_After Competition Groups_29 | Refrigerated Display Case LED | 0.4581% | 0 | 6.1012 | Commercial_2034_Achievable_MW_After Competition Groups_Refrigerated Display Case LED
Commercial | Com ¦ LED EXTERIOR AREA LIGHTS - LED fixture (200W) | 2034 | Achievable | MW | After Competition Groups | 6.0684 | 0 | 0 | 1331.7659 | 0.0045567 | 30 | Commercial_2034_Achievable_MW_After Competition Groups_30 | LED EXTERIOR AREA LIGHTS - LED fixture (200W) | 0.4557% | 0 | 6.0684 | Commercial_2034_Achievable_MW_After Competition Groups_LED EXTERIOR AREA LIGHTS - LED fixture (200W)
Commercial | Com ¦ LED parking lot fixture | 2034 | Achievable | MW | After Competition Groups | 5.7979 | 0 | 0 | 1331.7659 | 0.0043536 | 31 | Commercial_2034_Achievable_MW_After Competition Groups_31 | LED parking lot fixture | 0.4354% | 0 | 5.7979 | Commercial_2034_Achievable_MW_After Competition Groups_LED parking lot fixture
Commercial | Com ¦ ECM MOTORS FOR EVAPORATOR FANS for refrigeration (WALK-IN) | 2034 | Technical | MW | After Competition Groups | 10.9806 | 0 | 0 | 2547.8456 | 0.0043098 | 36 | Commercial_2034_Technical_MW_After Competition Groups_36 | ECM MOTORS FOR EVAPORATOR FANS for refrigeration (WALK-IN) | 0.431% | 0 | 10.9806 | Commercial_2034_Technical_MW_After Competition Groups_ECM MOTORS FOR EVAPORATOR FANS for refrigeration (WALK-IN)
Commercial | Com ¦ High R-Value Glass Doors/no-heat glass door | 2034 | Technical | MW | After Competition Groups | 10.4457 | 0 | 0 | 2547.8456 | 0.0040998 | 37 | Commercial_2034_Technical_MW_After Competition Groups_37 | High R-Value Glass Doors/no-heat glass door | 0.41% | 0 | 10.4457 | Commercial_2034_Technical_MW_After Competition Groups_High R-Value Glass Doors/no-heat glass door
Commercial | Com ¦ Occupancy Sensors | 2034 | Technical | MW | After Competition Groups | 10.1515 | 0 | 0 | 2547.8456 | 0.0039843 | 38 | Commercial_2034_Technical_MW_After Competition Groups_38 | Occupancy Sensors | 0.3984% | 0 | 10.1515 | Commercial_2034_Technical_MW_After Competition Groups_Occupancy Sensors
Commercial | Com ¦ Duct Insulation, R8 | 2034 | Achievable | MW | After Competition Groups | 5.2111 | 0 | 0 | 1331.7659 | 0.0039129 | 32 | Commercial_2034_Achievable_MW_After Competition Groups_32 | Duct Insulation, R8 | 0.3913% | 0 | 5.2111 | Commercial_2034_Achievable_MW_After Competition Groups_Duct Insulation, R8
Commercial | Com ¦ ENERGY STAR FREEZER | 2034 | Economic | MW | After Competition Groups | 7.1652 | 0 | 0 | 1898.2228 | 0.0037747 | 31 | Commercial_2034_Economic_MW_After Competition Groups_31 | ENERGY STAR FREEZER | 0.3775% | 0 | 7.1652 | Commercial_2034_Economic_MW_After Competition Groups_ENERGY STAR FREEZER
Commercial | Com ¦ Water Source Heat Pump (4 ton) | 2034 | Economic | MW | After Competition Groups | 7.1249 | 0 | 0 | 1898.2228 | 0.0037535 | 32 | Commercial_2034_Economic_MW_After Competition Groups_32 | Water Source Heat Pump (4 ton) | 0.3753% | 0 | 7.1249 | Commercial_2034_Economic_MW_After Competition Groups_Water Source Heat Pump (4 ton)
Commercial | Com ¦ Freezer Case Light Sensor | 2034 | Technical | MW | After Competition Groups | 9.5255 | 0 | 0 | 2547.8456 | 0.0037387 | 39 | Commercial_2034_Technical_MW_After Competition Groups_39 | Freezer Case Light Sensor | 0.3739% | 0 | 9.5255 | Commercial_2034_Technical_MW_After Competition Groups_Freezer Case Light Sensor
Commercial | Com ¦ Evaporator Fan Controls | 2034 | Technical | MW | After Competition Groups | 9.2786 | 0 | 0 | 2547.8456 | 0.0036417 | 40 | Commercial_2034_Technical_MW_After Competition Groups_40 | Evaporator Fan Controls | 0.3642% | 0 | 9.2786 | Commercial_2034_Technical_MW_After Competition Groups_Evaporator Fan Controls
Commercial | Com ¦ LED EXTERIOR AREA LIGHTS - LED fixture (200W) | 2034 | Economic | MW | After Competition Groups | 6.852 | 0 | 0 | 1898.2228 | 0.0036097 | 33 | Commercial_2034_Economic_MW_After Competition Groups_33 | LED EXTERIOR AREA LIGHTS - LED fixture (200W) | 0.361% | 0 | 6.852 | Commercial_2034_Economic_MW_After Competition Groups_LED EXTERIOR AREA LIGHTS - LED fixture (200W)
Commercial | Com ¦ LED parking lot fixture | 2034 | Economic | MW | After Competition Groups | 6.5197 | 0 | 0 | 1898.2228 | 0.0034346 | 34 | Commercial_2034_Economic_MW_After Competition Groups_34 | LED parking lot fixture | 0.3435% | 0 | 6.5197 | Commercial_2034_Economic_MW_After Competition Groups_LED parking lot fixture
Commercial | Com ¦ Water Source Heat Pump (4 ton) | 2034 | Technical | MW | After Competition Groups | 8.5263 | 0 | 0 | 2547.8456 | 0.0033465 | 41 | Commercial_2034_Technical_MW_After Competition Groups_41 | Water Source Heat Pump (4 ton) | 0.3346% | 0 | 8.5263 | Commercial_2034_Technical_MW_After Competition Groups_Water Source Heat Pump (4 ton)
Commercial | Com ¦ ENERGY STAR Griddle (74% eff) | 2034 | Economic | MW | After Competition Groups | 6.2667 | 0 | 0 | 1898.2228 | 0.0033014 | 35 | Commercial_2034_Economic_MW_After Competition Groups_35 | ENERGY STAR Griddle (74% eff) | 0.3301% | 0 | 6.2667 | Commercial_2034_Economic_MW_After Competition Groups_ENERGY STAR Griddle (74% eff)
Commercial | Com ¦ Water Source Heat Pump (4 ton) | 2034 | Achievable | MW | After Competition Groups | 4.2771 | 0 | 0 | 1331.7659 | 0.0032116 | 33 | Commercial_2034_Achievable_MW_After Competition Groups_33 | Water Source Heat Pump (4 ton) | 0.3212% | 0 | 4.2771 | Commercial_2034_Achievable_MW_After Competition Groups_Water Source Heat Pump (4 ton)
Commercial | Com ¦ ENERGY STAR Griddle (74% eff) | 2034 | Achievable | MW | After Competition Groups | 3.9607 | 0 | 0 | 1331.7659 | 0.002974 | 34 | Commercial_2034_Achievable_MW_After Competition Groups_34 | ENERGY STAR Griddle (74% eff) | 0.2974% | 0 | 3.9607 | Commercial_2034_Achievable_MW_After Competition Groups_ENERGY STAR Griddle (74% eff)
Commercial | Com ¦ Duct Insulation, R8 | 2034 | Economic | MW | After Competition Groups | 5.5374 | 0 | 0 | 1898.2228 | 0.0029172 | 36 | Commercial_2034_Economic_MW_After Competition Groups_36 | Duct Insulation, R8 | 0.2917% | 0 | 5.5374 | Commercial_2034_Economic_MW_After Competition Groups_Duct Insulation, R8
Commercial | Com ¦ ENERGY STAR Refrigerator | 2034 | Technical | MW | After Competition Groups | 7.22 | 0 | 0 | 2547.8456 | 0.0028338 | 42 | Commercial_2034_Technical_MW_After Competition Groups_42 | ENERGY STAR Refrigerator | 0.2834% | 0 | 7.22 | Commercial_2034_Technical_MW_After Competition Groups_ENERGY STAR Refrigerator
Commercial | Com ¦ LED street light fixture | 2034 | Achievable | MW | After Competition Groups | 3.7586 | 0 | 0 | 1331.7659 | 0.0028223 | 35 | Commercial_2034_Achievable_MW_After Competition Groups_35 | LED street light fixture | 0.2822% | 0 | 3.7586 | Commercial_2034_Achievable_MW_After Competition Groups_LED street light fixture
Commercial | Com ¦ Condensing Make Up Air Unit | 2034 | Economic | MW | After Competition Groups | 5.3086 | 0 | 0 | 1898.2228 | 0.0027966 | 37 | Commercial_2034_Economic_MW_After Competition Groups_37 | Condensing Make Up Air Unit | 0.2797% | 0 | 5.3086 | Commercial_2034_Economic_MW_After Competition Groups_Condensing Make Up Air Unit
Commercial | Com ¦ Elec Storage WH 2.30 Et | 2034 | Economic | MW | After Competition Groups | 5.1735 | 0 | 0 | 1898.2228 | 0.0027255 | 38 | Commercial_2034_Economic_MW_After Competition Groups_38 | Elec Storage WH 2.30 Et | 0.2725% | 0 | 5.1735 | Commercial_2034_Economic_MW_After Competition Groups_Elec Storage WH 2.30 Et
Commercial | Com ¦ LED EXTERIOR AREA LIGHTS - LED fixture (200W) | 2034 | Technical | MW | After Competition Groups | 6.852 | 0 | 0 | 2547.8456 | 0.0026893 | 43 | Commercial_2034_Technical_MW_After Competition Groups_43 | LED EXTERIOR AREA LIGHTS - LED fixture (200W) | 0.2689% | 0 | 6.852 | Commercial_2034_Technical_MW_After Competition Groups_LED EXTERIOR AREA LIGHTS - LED fixture (200W)
Commercial | Com ¦ BEVERAGE VENDING MACHINE CONTROLS | 2034 | Economic | MW | After Competition Groups | 4.8917 | 0 | 0 | 1898.2228 | 0.002577 | 39 | Commercial_2034_Economic_MW_After Competition Groups_39 | BEVERAGE VENDING MACHINE CONTROLS | 0.2577% | 0 | 4.8917 | Commercial_2034_Economic_MW_After Competition Groups_BEVERAGE VENDING MACHINE CONTROLS
Commercial | Com ¦ BEVERAGE VENDING MACHINE CONTROLS | 2034 | Achievable | MW | After Competition Groups | 3.4103 | 0 | 0 | 1331.7659 | 0.0025607 | 36 | Commercial_2034_Achievable_MW_After Competition Groups_36 | BEVERAGE VENDING MACHINE CONTROLS | 0.2561% | 0 | 3.4103 | Commercial_2034_Achievable_MW_After Competition Groups_BEVERAGE VENDING MACHINE CONTROLS
Commercial | Com ¦ LED parking lot fixture | 2034 | Technical | MW | After Competition Groups | 6.5197 | 0 | 0 | 2547.8456 | 0.0025589 | 44 | Commercial_2034_Technical_MW_After Competition Groups_44 | LED parking lot fixture | 0.2559% | 0 | 6.5197 | Commercial_2034_Technical_MW_After Competition Groups_LED parking lot fixture
Commercial | Com ¦ Refrigeration Commissioning | 2034 | Technical | MW | After Competition Groups | 6.4763 | 0 | 0 | 2547.8456 | 0.0025419 | 45 | Commercial_2034_Technical_MW_After Competition Groups_45 | Refrigeration Commissioning | 0.2542% | 0 | 6.4763 | Commercial_2034_Technical_MW_After Competition Groups_Refrigeration Commissioning
Commercial | Com ¦ Condensing Make Up Air Unit | 2034 | Achievable | MW | After Competition Groups | 3.3217 | 0 | 0 | 1331.7659 | 0.0024942 | 37 | Commercial_2034_Achievable_MW_After Competition Groups_37 | Condensing Make Up Air Unit | 0.2494% | 0 | 3.3217 | Commercial_2034_Achievable_MW_After Competition Groups_Condensing Make Up Air Unit
Commercial | Com ¦ ENERGY STAR Griddle (74% eff) | 2034 | Technical | MW | After Competition Groups | 6.2667 | 0 | 0 | 2547.8456 | 0.0024596 | 46 | Commercial_2034_Technical_MW_After Competition Groups_46 | ENERGY STAR Griddle (74% eff) | 0.246% | 0 | 6.2667 | Commercial_2034_Technical_MW_After Competition Groups_ENERGY STAR Griddle (74% eff)
Commercial | Com ¦ Condensing Make Up Air Unit | 2034 | Technical | MW | After Competition Groups | 6.1872 | 0 | 0 | 2547.8456 | 0.0024284 | 47 | Commercial_2034_Technical_MW_After Competition Groups_47 | Condensing Make Up Air Unit | 0.2428% | 0 | 6.1872 | Commercial_2034_Technical_MW_After Competition Groups_Condensing Make Up Air Unit
Commercial | Com ¦ Temperature Adjustment in Commercial Freezers | 2034 | Achievable | MW | After Competition Groups | 3.1602 | 0 | 0 | 1331.7659 | 0.0023729 | 38 | Commercial_2034_Achievable_MW_After Competition Groups_38 | Temperature Adjustment in Commercial Freezers | 0.2373% | 0 | 3.1602 | Commercial_2034_Achievable_MW_After Competition Groups_Temperature Adjustment in Commercial Freezers
Commercial | Com ¦ Super-High Efficiency Furnaces (Emerging Tech) | 2034 | Technical | MW | After Competition Groups | 5.8833 | 0 | 0 | 2547.8456 | 0.0023091 | 48 | Commercial_2034_Technical_MW_After Competition Groups_48 | Super-High Efficiency Furnaces (Emerging Tech) | 0.2309% | 0 | 5.8833 | Commercial_2034_Technical_MW_After Competition Groups_Super-High Efficiency Furnaces (Emerging Tech)
Commercial | Com ¦ Elec Storage WH 2.30 Et | 2034 | Achievable | MW | After Competition Groups | 3.0534 | 0 | 0 | 1331.7659 | 0.0022927 | 39 | Commercial_2034_Achievable_MW_After Competition Groups_39 | Elec Storage WH 2.30 Et | 0.2293% | 0 | 3.0534 | Commercial_2034_Achievable_MW_After Competition Groups_Elec Storage WH 2.30 Et
Commercial | Com ¦ Occupancy Sensors | 2034 | Achievable | MW | After Competition Groups | 2.9989 | 0 | 0 | 1331.7659 | 0.0022518 | 40 | Commercial_2034_Achievable_MW_After Competition Groups_40 | Occupancy Sensors | 0.2252% | 0 | 2.9989 | Commercial_2034_Achievable_MW_After Competition Groups_Occupancy Sensors
Commercial | Com ¦ LED street light fixture | 2034 | Economic | MW | After Competition Groups | 4.2738 | 0 | 0 | 1898.2228 | 0.0022515 | 40 | Commercial_2034_Economic_MW_After Competition Groups_40 | LED street light fixture | 0.2251% | 0 | 4.2738 | Commercial_2034_Economic_MW_After Competition Groups_LED street light fixture
Commercial | Com ¦ Duct Insulation, R8 | 2034 | Technical | MW | After Competition Groups | 5.5374 | 0 | 0 | 2547.8456 | 0.0021734 | 49 | Commercial_2034_Technical_MW_After Competition Groups_49 | Duct Insulation, R8 | 0.2173% | 0 | 5.5374 | Commercial_2034_Technical_MW_After Competition Groups_Duct Insulation, R8
Commercial | Com ¦ Elec Storage WH 2.30 Et | 2034 | Technical | MW | After Competition Groups | 5.1312 | 0 | 0 | 2547.8456 | 0.0020139 | 50 | Commercial_2034_Technical_MW_After Competition Groups_50 | Elec Storage WH 2.30 Et | 0.2014% | 0 | 5.1312 | Commercial_2034_Technical_MW_After Competition Groups_Elec Storage WH 2.30 Et
Commercial | Com ¦ Vertical Night Covers | 2034 | Achievable | MW | After Competition Groups | 2.6237 | 0 | 0 | 1331.7659 | 0.0019701 | 41 | Commercial_2034_Achievable_MW_After Competition Groups_41 | Vertical Night Covers | 0.197% | 0 | 2.6237 | Commercial_2034_Achievable_MW_After Competition Groups_Vertical Night Covers
Commercial | Com ¦ CO Sensors for parking garage exhaust fans | 2034 | Achievable | MW | After Competition Groups | 2.6168 | 0 | 0 | 1331.7659 | 0.0019649 | 42 | Commercial_2034_Achievable_MW_After Competition Groups_42 | CO Sensors for parking garage exhaust fans | 0.1965% | 0 | 2.6168 | Commercial_2034_Achievable_MW_After Competition Groups_CO Sensors for parking garage exhaust fans
Commercial | Com ¦ Door Gasket Freezer/Refrigerator | 2034 | Achievable | MW | After Competition Groups | 2.6006 | 0 | 0 | 1331.7659 | 0.0019527 | 43 | Commercial_2034_Achievable_MW_After Competition Groups_43 | Door Gasket Freezer/Refrigerator | 0.1953% | 0 | 2.6006 | Commercial_2034_Achievable_MW_After Competition Groups_Door Gasket Freezer/Refrigerator
Commercial | Com ¦ Energy Efficient Laboratory Fume Hood | 2034 | Achievable | MW | After Competition Groups | 2.5621 | 0 | 0 | 1331.7659 | 0.0019238 | 44 | Commercial_2034_Achievable_MW_After Competition Groups_44 | Energy Efficient Laboratory Fume Hood | 0.1924% | 0 | 2.5621 | Commercial_2034_Achievable_MW_After Competition Groups_Energy Efficient Laboratory Fume Hood
Commercial | Com ¦ BEVERAGE VENDING MACHINE CONTROLS | 2034 | Technical | MW | After Competition Groups | 4.8917 | 0 | 0 | 2547.8456 | 0.0019199 | 51 | Commercial_2034_Technical_MW_After Competition Groups_51 | BEVERAGE VENDING MACHINE CONTROLS | 0.192% | 0 | 4.8917 | Commercial_2034_Technical_MW_After Competition Groups_BEVERAGE VENDING MACHINE CONTROLS
Commercial | Com ¦ Temperature Adjustment in Commercial Freezers | 2034 | Economic | MW | After Competition Groups | 3.386 | 0 | 0 | 1898.2228 | 0.0017838 | 41 | Commercial_2034_Economic_MW_After Competition Groups_41 | Temperature Adjustment in Commercial Freezers | 0.1784% | 0 | 3.386 | Commercial_2034_Economic_MW_After Competition Groups_Temperature Adjustment in Commercial Freezers
Commercial | Com ¦ CO Sensors for parking garage exhaust fans | 2034 | Economic | MW | After Competition Groups | 3.2721 | 0 | 0 | 1898.2228 | 0.0017238 | 42 | Commercial_2034_Economic_MW_After Competition Groups_42 | CO Sensors for parking garage exhaust fans | 0.1724% | 0 | 3.2721 | Commercial_2034_Economic_MW_After Competition Groups_CO Sensors for parking garage exhaust fans
Commercial | Com ¦ LED street light fixture | 2034 | Technical | MW | After Competition Groups | 4.2738 | 0 | 0 | 2547.8456 | 0.0016774 | 52 | Commercial_2034_Technical_MW_After Competition Groups_52 | LED street light fixture | 0.1677% | 0 | 4.2738 | Commercial_2034_Technical_MW_After Competition Groups_LED street light fixture
Commercial | Com ¦ Roof Insulation/Ceiling Insulation (R25 Code to R35) | 2034 | Technical | MW | After Competition Groups | 3.9957 | 0 | 0 | 2547.8456 | 0.0015683 | 53 | Commercial_2034_Technical_MW_After Competition Groups_53 | Roof Insulation/Ceiling Insulation (R25 Code to R35) | 0.1568% | 0 | 3.9957 | Commercial_2034_Technical_MW_After Competition Groups_Roof Insulation/Ceiling Insulation (R25 Code to R35)
Commercial | Com ¦ Water Heating (DHW) Pipe Insulation (Add 3/4\ Foam)" | 2034 | Achievable | MW | After Competition Groups | 1.9859 | 0 | 0 | 1331.7659 | 0.0014912 | 45 | Commercial_2034_Achievable_MW_After Competition Groups_45 | Water Heating (DHW) Pipe Insulation (Add 3/4\ Foam)" | 0.1491% | 0 | 1.9859 | Commercial_2034_Achievable_MW_After Competition Groups_Water Heating (DHW) Pipe Insulation (Add 3/4\ Foam)"
Commercial | Com ¦ Vertical Night Covers | 2034 | Economic | MW | After Competition Groups | 2.8126 | 0 | 0 | 1898.2228 | 0.0014817 | 43 | Commercial_2034_Economic_MW_After Competition Groups_43 | Vertical Night Covers | 0.1482% | 0 | 2.8126 | Commercial_2034_Economic_MW_After Competition Groups_Vertical Night Covers
Commercial | Com ¦ Energy Efficient Laboratory Fume Hood | 2034 | Economic | MW | After Competition Groups | 2.7231 | 0 | 0 | 1898.2228 | 0.0014346 | 44 | Commercial_2034_Economic_MW_After Competition Groups_44 | Energy Efficient Laboratory Fume Hood | 0.1435% | 0 | 2.7231 | Commercial_2034_Economic_MW_After Competition Groups_Energy Efficient Laboratory Fume Hood
Commercial | Com ¦ Temperature Adjustment in Commercial Freezers | 2034 | Technical | MW | After Competition Groups | 3.386 | 0 | 0 | 2547.8456 | 0.001329 | 54 | Commercial_2034_Technical_MW_After Competition Groups_54 | Temperature Adjustment in Commercial Freezers | 0.1329% | 0 | 3.386 | Commercial_2034_Technical_MW_After Competition Groups_Temperature Adjustment in Commercial Freezers
Commercial | Com ¦ Anti-sweat heat (ASH) controls - Cooler/Freezer | 2034 | Technical | MW | After Competition Groups | 3.3541 | 0 | 0 | 2547.8456 | 0.0013165 | 55 | Commercial_2034_Technical_MW_After Competition Groups_55 | Anti-sweat heat (ASH) controls - Cooler/Freezer | 0.1316% | 0 | 3.3541 | Commercial_2034_Technical_MW_After Competition Groups_Anti-sweat heat (ASH) controls - Cooler/Freezer
Commercial | Com ¦ CO Sensors for parking garage exhaust fans | 2034 | Technical | MW | After Competition Groups | 3.2721 | 0 | 0 | 2547.8456 | 0.0012843 | 56 | Commercial_2034_Technical_MW_After Competition Groups_56 | CO Sensors for parking garage exhaust fans | 0.1284% | 0 | 3.2721 | Commercial_2034_Technical_MW_After Competition Groups_CO Sensors for parking garage exhaust fans
Commercial | Com ¦ Outside Air Economizer | 2034 | Achievable | MW | After Competition Groups | 1.6706 | 0 | 0 | 1331.7659 | 0.0012544 | 46 | Commercial_2034_Achievable_MW_After Competition Groups_46 | Outside Air Economizer | 0.1254% | 0 | 1.6706 | Commercial_2034_Achievable_MW_After Competition Groups_Outside Air Economizer
Commercial | Com ¦ Water Heating (DHW) Pipe Insulation (Add 3/4\ Foam)" | 2034 | Economic | MW | After Competition Groups | 2.1226 | 0 | 0 | 1898.2228 | 0.0011182 | 45 | Commercial_2034_Economic_MW_After Competition Groups_45 | Water Heating (DHW) Pipe Insulation (Add 3/4\ Foam)" | 0.1118% | 0 | 2.1226 | Commercial_2034_Economic_MW_After Competition Groups_Water Heating (DHW) Pipe Insulation (Add 3/4\ Foam)"
Commercial | Com ¦ Vertical Night Covers | 2034 | Technical | MW | After Competition Groups | 2.8126 | 0 | 0 | 2547.8456 | 0.0011039 | 57 | Commercial_2034_Technical_MW_After Competition Groups_57 | Vertical Night Covers | 0.1104% | 0 | 2.8126 | Commercial_2034_Technical_MW_After Competition Groups_Vertical Night Covers
Commercial | Com ¦ Energy Efficient Laboratory Fume Hood | 2034 | Technical | MW | After Competition Groups | 2.7231 | 0 | 0 | 2547.8456 | 0.0010688 | 58 | Commercial_2034_Technical_MW_After Competition Groups_58 | Energy Efficient Laboratory Fume Hood | 0.1069% | 0 | 2.7231 | Commercial_2034_Technical_MW_After Competition Groups_Energy Efficient Laboratory Fume Hood
Commercial | Com ¦ Suction Pipe Insulation Freezer/Refrigerator | 2034 | Achievable | MW | After Competition Groups | 1.3602 | 0 | 0 | 1331.7659 | 0.0010213 | 47 | Commercial_2034_Achievable_MW_After Competition Groups_47 | Suction Pipe Insulation Freezer/Refrigerator | 0.1021% | 0 | 1.3602 | Commercial_2034_Achievable_MW_After Competition Groups_Suction Pipe Insulation Freezer/Refrigerator
Commercial | Com ¦ Outside Air Economizer | 2034 | Economic | MW | After Competition Groups | 1.8974 | 0 | 0 | 1898.2228 | 0.00099955 | 46 | Commercial_2034_Economic_MW_After Competition Groups_46 | Outside Air Economizer | 0.09996% | 0 | 1.8974 | Commercial_2034_Economic_MW_After Competition Groups_Outside Air Economizer
Commercial | Com ¦ ENERGY STAR FREEZER | 2034 | Achievable | MW | After Competition Groups | 1.3024 | 0 | 0 | 1331.7659 | 0.00097793 | 48 | Commercial_2034_Achievable_MW_After Competition Groups_48 | ENERGY STAR FREEZER | 0.09779% | 0 | 1.3024 | Commercial_2034_Achievable_MW_After Competition Groups_ENERGY STAR FREEZER
Commercial | Com ¦ ENERGY STAR Fryer (84% eff) | 2034 | Economic | MW | After Competition Groups | 1.8389 | 0 | 0 | 1898.2228 | 0.00096875 | 47 | Commercial_2034_Economic_MW_After Competition Groups_47 | ENERGY STAR Fryer (84% eff) | 0.09687% | 0 | 1.8389 | Commercial_2034_Economic_MW_After Competition Groups_ENERGY STAR Fryer (84% eff)
Commercial | Com ¦ Ground Source Heat Pump | 2034 | Technical | MW | After Competition Groups | 2.3311 | 0 | 0 | 2547.8456 | 0.00091492 | 59 | Commercial_2034_Technical_MW_After Competition Groups_59 | Ground Source Heat Pump | 0.09149% | 0 | 2.3311 | Commercial_2034_Technical_MW_After Competition Groups_Ground Source Heat Pump
Commercial | Com ¦ ENERGY STAR Fryer (84% eff) | 2034 | Achievable | MW | After Competition Groups | 1.1873 | 0 | 0 | 1331.7659 | 0.00089153 | 49 | Commercial_2034_Achievable_MW_After Competition Groups_49 | ENERGY STAR Fryer (84% eff) | 0.08915% | 0 | 1.1873 | Commercial_2034_Achievable_MW_After Competition Groups_ENERGY STAR Fryer (84% eff)
Commercial | Com ¦ Water Heating (DHW) Pipe Insulation (Add 3/4\ Foam)" | 2034 | Technical | MW | After Competition Groups | 2.1226 | 0 | 0 | 2547.8456 | 0.0008331 | 60 | Commercial_2034_Technical_MW_After Competition Groups_60 | Water Heating (DHW) Pipe Insulation (Add 3/4\ Foam)" | 0.08331% | 0 | 2.1226 | Commercial_2034_Technical_MW_After Competition Groups_Water Heating (DHW) Pipe Insulation (Add 3/4\ Foam)"
Commercial | Com ¦ Suction Pipe Insulation Freezer/Refrigerator | 2034 | Economic | MW | After Competition Groups | 1.457 | 0 | 0 | 1898.2228 | 0.00076754 | 48 | Commercial_2034_Economic_MW_After Competition Groups_48 | Suction Pipe Insulation Freezer/Refrigerator | 0.07675% | 0 | 1.457 | Commercial_2034_Economic_MW_After Competition Groups_Suction Pipe Insulation Freezer/Refrigerator
Commercial | Com ¦ ENERGY STAR Dishwasher | 2034 | Economic | MW | After Competition Groups | 1.438 | 0 | 0 | 1898.2228 | 0.00075754 | 49 | Commercial_2034_Economic_MW_After Competition Groups_49 | ENERGY STAR Dishwasher | 0.07575% | 0 | 1.438 | Commercial_2034_Economic_MW_After Competition Groups_ENERGY STAR Dishwasher
Commercial | Com ¦ Outside Air Economizer | 2034 | Technical | MW | After Competition Groups | 1.8974 | 0 | 0 | 2547.8456 | 0.0007447 | 61 | Commercial_2034_Technical_MW_After Competition Groups_61 | Outside Air Economizer | 0.07447% | 0 | 1.8974 | Commercial_2034_Technical_MW_After Competition Groups_Outside Air Economizer
Commercial | Com ¦ ENERGY STAR Fryer (84% eff) | 2034 | Technical | MW | After Competition Groups | 1.8389 | 0 | 0 | 2547.8456 | 0.00072175 | 62 | Commercial_2034_Technical_MW_After Competition Groups_62 | ENERGY STAR Fryer (84% eff) | 0.07217% | 0 | 1.8389 | Commercial_2034_Technical_MW_After Competition Groups_ENERGY STAR Fryer (84% eff)
Commercial | Com ¦ ENERGY STAR Steam Cookers | 2034 | Economic | MW | After Competition Groups | 1.1763 | 0 | 0 | 1898.2228 | 0.00061967 | 50 | Commercial_2034_Economic_MW_After Competition Groups_50 | ENERGY STAR Steam Cookers | 0.06197% | 0 | 1.1763 | Commercial_2034_Economic_MW_After Competition Groups_ENERGY STAR Steam Cookers
Commercial | Com ¦ Room AC (w/ louvered sides) 14 SEER from 12 SEER code | 2034 | Technical | MW | After Competition Groups | 1.5332 | 0 | 0 | 2547.8456 | 0.00060177 | 63 | Commercial_2034_Technical_MW_After Competition Groups_63 | Room AC (w/ louvered sides) 14 SEER from 12 SEER code | 0.06018% | 0 | 1.5332 | Commercial_2034_Technical_MW_After Competition Groups_Room AC (w/ louvered sides) 14 SEER from 12 SEER code
Commercial | Com ¦ Suction Pipe Insulation Freezer/Refrigerator | 2034 | Technical | MW | After Competition Groups | 1.457 | 0 | 0 | 2547.8456 | 0.00057184 | 64 | Commercial_2034_Technical_MW_After Competition Groups_64 | Suction Pipe Insulation Freezer/Refrigerator | 0.05718% | 0 | 1.457 | Commercial_2034_Technical_MW_After Competition Groups_Suction Pipe Insulation Freezer/Refrigerator
Commercial | Com ¦ ENERGY STAR Dishwasher | 2034 | Technical | MW | After Competition Groups | 1.438 | 0 | 0 | 2547.8456 | 0.00056439 | 65 | Commercial_2034_Technical_MW_After Competition Groups_65 | ENERGY STAR Dishwasher | 0.05644% | 0 | 1.438 | Commercial_2034_Technical_MW_After Competition Groups_ENERGY STAR Dishwasher
Commercial | Com ¦ ENERGY STAR Steam Cookers | 2034 | Achievable | MW | After Competition Groups | 0.74165 | 0 | 0 | 1331.7659 | 0.00055689 | 50 | Commercial_2034_Achievable_MW_After Competition Groups_50 | ENERGY STAR Steam Cookers | 0.05569% | 0 | 0.74165 | Commercial_2034_Achievable_MW_After Competition Groups_ENERGY STAR Steam Cookers
Commercial | Com ¦ LED RECESSED DOWNLIGHTS | 2034 | Technical | MW | After Competition Groups | 1.3763 | 0 | 0 | 2547.8456 | 0.00054017 | 66 | Commercial_2034_Technical_MW_After Competition Groups_66 | LED RECESSED DOWNLIGHTS | 0.05402% | 0 | 1.3763 | Commercial_2034_Technical_MW_After Competition Groups_LED RECESSED DOWNLIGHTS
Commercial | Com ¦ Evaporator Coil Defrost (Cooler) | 2034 | Technical | MW | After Competition Groups | 1.2405 | 0 | 0 | 2547.8456 | 0.00048689 | 67 | Commercial_2034_Technical_MW_After Competition Groups_67 | Evaporator Coil Defrost (Cooler) | 0.04869% | 0 | 1.2405 | Commercial_2034_Technical_MW_After Competition Groups_Evaporator Coil Defrost (Cooler)
Commercial | Com ¦ Thermostat Setback | 2034 | Achievable | MW | After Competition Groups | 0.64098 | 0 | 0 | 1331.7659 | 0.0004813 | 51 | Commercial_2034_Achievable_MW_After Competition Groups_51 | Thermostat Setback | 0.04813% | 0 | 0.64098 | Commercial_2034_Achievable_MW_After Competition Groups_Thermostat Setback
Commercial | Com ¦ Ozone Laundry Treatment | 2034 | Achievable | MW | After Competition Groups | 0.63872 | 0 | 0 | 1331.7659 | 0.00047961 | 52 | Commercial_2034_Achievable_MW_After Competition Groups_52 | Ozone Laundry Treatment | 0.04796% | 0 | 0.63872 | Commercial_2034_Achievable_MW_After Competition Groups_Ozone Laundry Treatment
Commercial | Com ¦ ENERGY STAR Steam Cookers | 2034 | Technical | MW | After Competition Groups | 1.1763 | 0 | 0 | 2547.8456 | 0.00046167 | 68 | Commercial_2034_Technical_MW_After Competition Groups_68 | ENERGY STAR Steam Cookers | 0.04617% | 0 | 1.1763 | Commercial_2034_Technical_MW_After Competition Groups_ENERGY STAR Steam Cookers
Commercial | Com ¦ ENERGY STAR Dishwasher | 2034 | Achievable | MW | After Competition Groups | 0.61031 | 0 | 0 | 1331.7659 | 0.00045827 | 53 | Commercial_2034_Achievable_MW_After Competition Groups_53 | ENERGY STAR Dishwasher | 0.04583% | 0 | 0.61031 | Commercial_2034_Achievable_MW_After Competition Groups_ENERGY STAR Dishwasher
Commercial | Com ¦ Ozone Laundry Treatment | 2034 | Economic | MW | After Competition Groups | 0.78535 | 0 | 0 | 1898.2228 | 0.00041373 | 51 | Commercial_2034_Economic_MW_After Competition Groups_51 | Ozone Laundry Treatment | 0.04137% | 0 | 0.78535 | Commercial_2034_Economic_MW_After Competition Groups_Ozone Laundry Treatment
Commercial | Com ¦ Thermostat Setback | 2034 | Economic | MW | After Competition Groups | 0.72589 | 0 | 0 | 1898.2228 | 0.00038241 | 52 | Commercial_2034_Economic_MW_After Competition Groups_52 | Thermostat Setback | 0.03824% | 0 | 0.72589 | Commercial_2034_Economic_MW_After Competition Groups_Thermostat Setback
Commercial | Com ¦ Ozone Laundry Treatment | 2034 | Technical | MW | After Competition Groups | 0.78535 | 0 | 0 | 2547.8456 | 0.00030824 | 69 | Commercial_2034_Technical_MW_After Competition Groups_69 | Ozone Laundry Treatment | 0.03082% | 0 | 0.78535 | Commercial_2034_Technical_MW_After Competition Groups_Ozone Laundry Treatment
Commercial | Com ¦ PTAC (12 EER/10,000 BTU) | 2034 | Economic | MW | After Competition Groups | 0.55476 | 0 | 0 | 1898.2228 | 0.00029225 | 53 | Commercial_2034_Economic_MW_After Competition Groups_53 | PTAC (12 EER/10,000 BTU) | 0.02922% | 0 | 0.55476 | Commercial_2034_Economic_MW_After Competition Groups_PTAC (12 EER/10,000 BTU)
Commercial | Com ¦ Thermostat Setback | 2034 | Technical | MW | After Competition Groups | 0.72589 | 0 | 0 | 2547.8456 | 0.0002849 | 70 | Commercial_2034_Technical_MW_After Competition Groups_70 | Thermostat Setback | 0.02849% | 0 | 0.72589 | Commercial_2034_Technical_MW_After Competition Groups_Thermostat Setback
Commercial | Com ¦ SYNCHRONOUS BELT | 2034 | Technical | MW | After Competition Groups | 0.71311 | 0 | 0 | 2547.8456 | 0.00027989 | 71 | Commercial_2034_Technical_MW_After Competition Groups_71 | SYNCHRONOUS BELT | 0.02799% | 0 | 0.71311 | Commercial_2034_Technical_MW_After Competition Groups_SYNCHRONOUS BELT
Commercial | Com ¦ Door Gasket Freezer/Refrigerator | 2034 | Economic | MW | After Competition Groups | 0.50163 | 0 | 0 | 1898.2228 | 0.00026426 | 54 | Commercial_2034_Economic_MW_After Competition Groups_54 | Door Gasket Freezer/Refrigerator | 0.02643% | 0 | 0.50163 | Commercial_2034_Economic_MW_After Competition Groups_Door Gasket Freezer/Refrigerator
Commercial | Com ¦ Super-High Efficiency Furnaces (Emerging Tech) | 2034 | Achievable | MW | After Competition Groups | 0.35107 | 0 | 0 | 1331.7659 | 0.00026361 | 54 | Commercial_2034_Achievable_MW_After Competition Groups_54 | Super-High Efficiency Furnaces (Emerging Tech) | 0.02636% | 0 | 0.35107 | Commercial_2034_Achievable_MW_After Competition Groups_Super-High Efficiency Furnaces (Emerging Tech)
Commercial | Com ¦ Wall Insulation | 2034 | Technical | MW | After Competition Groups | 0.66424 | 0 | 0 | 2547.8456 | 0.00026071 | 72 | Commercial_2034_Technical_MW_After Competition Groups_72 | Wall Insulation | 0.02607% | 0 | 0.66424 | Commercial_2034_Technical_MW_After Competition Groups_Wall Insulation
Commercial | Com ¦ Solar Preheat Make up Air | 2034 | Technical | MW | After Competition Groups | 0.65719 | 0 | 0 | 2547.8456 | 0.00025794 | 73 | Commercial_2034_Technical_MW_After Competition Groups_73 | Solar Preheat Make up Air | 0.02579% | 0 | 0.65719 | Commercial_2034_Technical_MW_After Competition Groups_Solar Preheat Make up Air
Commercial | Com ¦ PTAC (12 EER/10,000 BTU) | 2034 | Technical | MW | After Competition Groups | 0.61773 | 0 | 0 | 2547.8456 | 0.00024245 | 74 | Commercial_2034_Technical_MW_After Competition Groups_74 | PTAC (12 EER/10,000 BTU) | 0.02425% | 0 | 0.61773 | Commercial_2034_Technical_MW_After Competition Groups_PTAC (12 EER/10,000 BTU)
Commercial | Com ¦ Super-High Efficiency Furnaces (Emerging Tech) | 2034 | Economic | MW | After Competition Groups | 0.39259 | 0 | 0 | 1898.2228 | 0.00020682 | 55 | Commercial_2034_Economic_MW_After Competition Groups_55 | Super-High Efficiency Furnaces (Emerging Tech) | 0.02068% | 0 | 0.39259 | Commercial_2034_Economic_MW_After Competition Groups_Super-High Efficiency Furnaces (Emerging Tech)
Commercial | Com ¦ ECM MOTORS FOR HVAC APPLICATION (FAN-POWERED VAV BOX) | 2034 | Achievable | MW | After Competition Groups | 0.26339 | 0 | 0 | 1331.7659 | 0.00019778 | 55 | Commercial_2034_Achievable_MW_After Competition Groups_55 | ECM MOTORS FOR HVAC APPLICATION (FAN-POWERED VAV BOX) | 0.01978% | 0 | 0.26339 | Commercial_2034_Achievable_MW_After Competition Groups_ECM MOTORS FOR HVAC APPLICATION (FAN-POWERED VAV BOX)
Commercial | Com ¦ Efficient compressor motor | 2034 | Technical | MW | After Competition Groups | 0.50134 | 0 | 0 | 2547.8456 | 0.00019677 | 75 | Commercial_2034_Technical_MW_After Competition Groups_75 | Efficient compressor motor | 0.01968% | 0 | 0.50134 | Commercial_2034_Technical_MW_After Competition Groups_Efficient compressor motor
Commercial | Com ¦ Solar Water Preheat (Pools/DHW) | 2034 | Economic | MW | After Competition Groups | 0.36823 | 0 | 0 | 1898.2228 | 0.00019399 | 56 | Commercial_2034_Economic_MW_After Competition Groups_56 | Solar Water Preheat (Pools/DHW) | 0.0194% | 0 | 0.36823 | Commercial_2034_Economic_MW_After Competition Groups_Solar Water Preheat (Pools/DHW)
Commercial | Com ¦ PTAC (12 EER/10,000 BTU) | 2034 | Achievable | MW | After Competition Groups | 0.258 | 0 | 0 | 1331.7659 | 0.00019373 | 56 | Commercial_2034_Achievable_MW_After Competition Groups_56 | PTAC (12 EER/10,000 BTU) | 0.01937% | 0 | 0.258 | Commercial_2034_Achievable_MW_After Competition Groups_PTAC (12 EER/10,000 BTU)
Commercial | COM ¦ Ductless Mini-Split Heat Pumps | 2034 | Economic | MW | After Competition Groups | 0.3516 | 0 | 0 | 1898.2228 | 0.00018523 | 57 | Commercial_2034_Economic_MW_After Competition Groups_57 | Ductless Mini-Split Heat Pumps | 0.01852% | 0 | 0.3516 | Commercial_2034_Economic_MW_After Competition Groups_Ductless Mini-Split Heat Pumps
Commercial | Com ¦ Indoor Daylight Sensors/Photocell Dimming Control | 2034 | Economic | MW | After Competition Groups | 0.33027 | 0 | 0 | 1898.2228 | 0.00017399 | 58 | Commercial_2034_Economic_MW_After Competition Groups_58 | Indoor Daylight Sensors/Photocell Dimming Control | 0.0174% | 0 | 0.33027 | Commercial_2034_Economic_MW_After Competition Groups_Indoor Daylight Sensors/Photocell Dimming Control
Commercial | Com ¦ ECM MOTORS FOR HVAC APPLICATION (FAN-POWERED VAV BOX) | 2034 | Economic | MW | After Competition Groups | 0.3116 | 0 | 0 | 1898.2228 | 0.00016415 | 59 | Commercial_2034_Economic_MW_After Competition Groups_59 | ECM MOTORS FOR HVAC APPLICATION (FAN-POWERED VAV BOX) | 0.01642% | 0 | 0.3116 | Commercial_2034_Economic_MW_After Competition Groups_ECM MOTORS FOR HVAC APPLICATION (FAN-POWERED VAV BOX)
Commercial | COM ¦ Ductless Mini-Split Heat Pumps | 2034 | Achievable | MW | After Competition Groups | 0.2007 | 0 | 0 | 1331.7659 | 0.0001507 | 57 | Commercial_2034_Achievable_MW_After Competition Groups_57 | Ductless Mini-Split Heat Pumps | 0.01507% | 0 | 0.2007 | Commercial_2034_Achievable_MW_After Competition Groups_Ductless Mini-Split Heat Pumps
Commercial | Com ¦ Efficient compressor motor | 2034 | Economic | MW | After Competition Groups | 0.28374 | 0 | 0 | 1898.2228 | 0.00014948 | 60 | Commercial_2034_Economic_MW_After Competition Groups_60 | Efficient compressor motor | 0.01495% | 0 | 0.28374 | Commercial_2034_Economic_MW_After Competition Groups_Efficient compressor motor
Commercial | Com ¦ Solar Water Preheat (Pools/DHW) | 2034 | Technical | MW | After Competition Groups | 0.36823 | 0 | 0 | 2547.8456 | 0.00014453 | 76 | Commercial_2034_Technical_MW_After Competition Groups_76 | Solar Water Preheat (Pools/DHW) | 0.01445% | 0 | 0.36823 | Commercial_2034_Technical_MW_After Competition Groups_Solar Water Preheat (Pools/DHW)
Commercial | COM ¦ Ductless Mini-Split Heat Pumps | 2034 | Technical | MW | After Competition Groups | 0.3516 | 0 | 0 | 2547.8456 | 0.000138 | 77 | Commercial_2034_Technical_MW_After Competition Groups_77 | Ductless Mini-Split Heat Pumps | 0.0138% | 0 | 0.3516 | Commercial_2034_Technical_MW_After Competition Groups_Ductless Mini-Split Heat Pumps
Commercial | Com ¦ High Efficiency Chiller (avg of water and air cooled) | 2034 | Technical | MW | After Competition Groups | 0.34754 | 0 | 0 | 2547.8456 | 0.00013641 | 78 | Commercial_2034_Technical_MW_After Competition Groups_78 | High Efficiency Chiller (avg of water and air cooled) | 0.01364% | 0 | 0.34754 | Commercial_2034_Technical_MW_After Competition Groups_High Efficiency Chiller (avg of water and air cooled)
Commercial | Com ¦ ECM MOTORS FOR HVAC APPLICATION (FAN-POWERED VAV BOX) | 2034 | Technical | MW | After Competition Groups | 0.31269 | 0 | 0 | 2547.8456 | 0.00012273 | 79 | Commercial_2034_Technical_MW_After Competition Groups_79 | ECM MOTORS FOR HVAC APPLICATION (FAN-POWERED VAV BOX) | 0.01227% | 0 | 0.31269 | Commercial_2034_Technical_MW_After Competition Groups_ECM MOTORS FOR HVAC APPLICATION (FAN-POWERED VAV BOX)
Commercial | Com ¦ Solar Water Preheat (Pools/DHW) | 2034 | Achievable | MW | After Competition Groups | 0.1554 | 0 | 0 | 1331.7659 | 0.00011668 | 58 | Commercial_2034_Achievable_MW_After Competition Groups_58 | Solar Water Preheat (Pools/DHW) | 0.01167% | 0 | 0.1554 | Commercial_2034_Achievable_MW_After Competition Groups_Solar Water Preheat (Pools/DHW)
Commercial | Com ¦ Auto Off Time Switch or Time Clock control | 2034 | Achievable | MW | After Competition Groups | 0.14787 | 0 | 0 | 1331.7659 | 0.00011103 | 59 | Commercial_2034_Achievable_MW_After Competition Groups_59 | Auto Off Time Switch or Time Clock control | 0.0111% | 0 | 0.14787 | Commercial_2034_Achievable_MW_After Competition Groups_Auto Off Time Switch or Time Clock control
Commercial | Com ¦ Commercial Hot Food Holding Cabinets | 2034 | Technical | MW | After Competition Groups | 0.27408 | 0 | 0 | 2547.8456 | 0.00010757 | 80 | Commercial_2034_Technical_MW_After Competition Groups_80 | Commercial Hot Food Holding Cabinets | 0.01076% | 0 | 0.27408 | Commercial_2034_Technical_MW_After Competition Groups_Commercial Hot Food Holding Cabinets
Commercial | Com ¦ Demand controlled Circulating Systems | 2034 | Achievable | MW | After Competition Groups | 0.13507 | 0 | 0 | 1331.7659 | 0.00010142 | 60 | Commercial_2034_Achievable_MW_After Competition Groups_60 | Demand controlled Circulating Systems | 0.01014% | 0 | 0.13507 | Commercial_2034_Achievable_MW_After Competition Groups_Demand controlled Circulating Systems
Commercial | Com ¦ Auto Off Time Switch or Time Clock control | 2034 | Economic | MW | After Competition Groups | 0.19081 | 0 | 0 | 1898.2228 | 0.00010052 | 61 | Commercial_2034_Economic_MW_After Competition Groups_61 | Auto Off Time Switch or Time Clock control | 0.01005% | 0 | 0.19081 | Commercial_2034_Economic_MW_After Competition Groups_Auto Off Time Switch or Time Clock control
Commercial | Com ¦ HVAC Optimization | 2034 | Technical | MW | After Competition Groups | 0.25508 | 0 | 0 | 2547.8456 | 0.00010012 | 81 | Commercial_2034_Technical_MW_After Competition Groups_81 | HVAC Optimization | 0.01001% | 0 | 0.25508 | Commercial_2034_Technical_MW_After Competition Groups_HVAC Optimization
Commercial | Com ¦ Notched V belts for HVAC Systems | 2034 | Economic | MW | After Competition Groups | 0.18077 | 0 | 0 | 1898.2228 | 9.5234e-05 | 62 | Commercial_2034_Economic_MW_After Competition Groups_62 | Notched V belts for HVAC Systems | 0.009523% | 0 | 0.18077 | Commercial_2034_Economic_MW_After Competition Groups_Notched V belts for HVAC Systems
Commercial | Com ¦ CEE Tier 2/Energy Star Clothes Washers | 2034 | Achievable | MW | After Competition Groups | 0.12509 | 0 | 0 | 1331.7659 | 9.3926e-05 | 61 | Commercial_2034_Achievable_MW_After Competition Groups_61 | CEE Tier 2/Energy Star Clothes Washers | 0.009393% | 0 | 0.12509 | Commercial_2034_Achievable_MW_After Competition Groups_CEE Tier 2/Energy Star Clothes Washers
Commercial | Com ¦ CEE Tier 2/Energy Star Clothes Washers | 2034 | Economic | MW | After Competition Groups | 0.16962 | 0 | 0 | 1898.2228 | 8.9358e-05 | 63 | Commercial_2034_Economic_MW_After Competition Groups_63 | CEE Tier 2/Energy Star Clothes Washers | 0.008936% | 0 | 0.16962 | Commercial_2034_Economic_MW_After Competition Groups_CEE Tier 2/Energy Star Clothes Washers
Commercial | Com ¦ HVAC Optimization | 2034 | Economic | MW | After Competition Groups | 0.15389 | 0 | 0 | 1898.2228 | 8.1071e-05 | 64 | Commercial_2034_Economic_MW_After Competition Groups_64 | HVAC Optimization | 0.008107% | 0 | 0.15389 | Commercial_2034_Economic_MW_After Competition Groups_HVAC Optimization
Commercial | Com ¦ Auto Off Time Switch or Time Clock control | 2034 | Technical | MW | After Competition Groups | 0.19081 | 0 | 0 | 2547.8456 | 7.4892e-05 | 82 | Commercial_2034_Technical_MW_After Competition Groups_82 | Auto Off Time Switch or Time Clock control | 0.007489% | 0 | 0.19081 | Commercial_2034_Technical_MW_After Competition Groups_Auto Off Time Switch or Time Clock control
Commercial | Com ¦ Demand controlled Circulating Systems | 2034 | Economic | MW | After Competition Groups | 0.14046 | 0 | 0 | 1898.2228 | 7.3996e-05 | 65 | Commercial_2034_Economic_MW_After Competition Groups_65 | Demand controlled Circulating Systems | 0.0074% | 0 | 0.14046 | Commercial_2034_Economic_MW_After Competition Groups_Demand controlled Circulating Systems
Commercial | Com ¦ HVAC Optimization | 2034 | Achievable | MW | After Competition Groups | 0.09848 | 0 | 0 | 1331.7659 | 7.3947e-05 | 62 | Commercial_2034_Achievable_MW_After Competition Groups_62 | HVAC Optimization | 0.007395% | 0 | 0.09848 | Commercial_2034_Achievable_MW_After Competition Groups_HVAC Optimization
Commercial | Com ¦ LED RECESSED DOWNLIGHTS | 2034 | Economic | MW | After Competition Groups | 0.13069 | 0 | 0 | 1898.2228 | 6.8847e-05 | 66 | Commercial_2034_Economic_MW_After Competition Groups_66 | LED RECESSED DOWNLIGHTS | 0.006885% | 0 | 0.13069 | Commercial_2034_Economic_MW_After Competition Groups_LED RECESSED DOWNLIGHTS
Commercial | Com ¦ CEE Tier 2/Energy Star Clothes Washers | 2034 | Technical | MW | After Competition Groups | 0.16962 | 0 | 0 | 2547.8456 | 6.6575e-05 | 83 | Commercial_2034_Technical_MW_After Competition Groups_83 | CEE Tier 2/Energy Star Clothes Washers | 0.006657% | 0 | 0.16962 | Commercial_2034_Technical_MW_After Competition Groups_CEE Tier 2/Energy Star Clothes Washers
Commercial | Com ¦ LED RECESSED DOWNLIGHTS | 2034 | Achievable | MW | After Competition Groups | 0.08343 | 0 | 0 | 1331.7659 | 6.2646e-05 | 63 | Commercial_2034_Achievable_MW_After Competition Groups_63 | LED RECESSED DOWNLIGHTS | 0.006265% | 0 | 0.08343 | Commercial_2034_Achievable_MW_After Competition Groups_LED RECESSED DOWNLIGHTS
Commercial | Com ¦ Low Flow Pre-Rinse Spray Nozzle | 2034 | Economic | MW | After Competition Groups | 0.10986 | 0 | 0 | 1898.2228 | 5.7875e-05 | 67 | Commercial_2034_Economic_MW_After Competition Groups_67 | Low Flow Pre-Rinse Spray Nozzle | 0.005787% | 0 | 0.10986 | Commercial_2034_Economic_MW_After Competition Groups_Low Flow Pre-Rinse Spray Nozzle
Commercial | Com ¦ Efficient compressor motor | 2034 | Achievable | MW | After Competition Groups | 0.075739 | 0 | 0 | 1331.7659 | 5.6871e-05 | 64 | Commercial_2034_Achievable_MW_After Competition Groups_64 | Efficient compressor motor | 0.005687% | 0 | 0.075739 | Commercial_2034_Achievable_MW_After Competition Groups_Efficient compressor motor
Commercial | Com ¦ Low Flow Pre-Rinse Spray Nozzle | 2034 | Achievable | MW | After Competition Groups | 0.074635 | 0 | 0 | 1331.7659 | 5.6042e-05 | 65 | Commercial_2034_Achievable_MW_After Competition Groups_65 | Low Flow Pre-Rinse Spray Nozzle | 0.005604% | 0 | 0.074635 | Commercial_2034_Achievable_MW_After Competition Groups_Low Flow Pre-Rinse Spray Nozzle
Commercial | Com ¦ Demand controlled Circulating Systems | 2034 | Technical | MW | After Competition Groups | 0.14046 | 0 | 0 | 2547.8456 | 5.5129e-05 | 84 | Commercial_2034_Technical_MW_After Competition Groups_84 | Demand controlled Circulating Systems | 0.005513% | 0 | 0.14046 | Commercial_2034_Technical_MW_After Competition Groups_Demand controlled Circulating Systems
Commercial | Com ¦ Commercial Hot Food Holding Cabinets | 2034 | Economic | MW | After Competition Groups | 0.10326 | 0 | 0 | 1898.2228 | 5.4396e-05 | 68 | Commercial_2034_Economic_MW_After Competition Groups_68 | Commercial Hot Food Holding Cabinets | 0.00544% | 0 | 0.10326 | Commercial_2034_Economic_MW_After Competition Groups_Commercial Hot Food Holding Cabinets
Commercial | Com ¦ Wall Insulation | 2034 | Economic | MW | After Competition Groups | 0.096714 | 0 | 0 | 1898.2228 | 5.095e-05 | 69 | Commercial_2034_Economic_MW_After Competition Groups_69 | Wall Insulation | 0.005095% | 0 | 0.096714 | Commercial_2034_Economic_MW_After Competition Groups_Wall Insulation
Commercial | Com ¦ Notched V belts for HVAC Systems | 2034 | Achievable | MW | After Competition Groups | 0.060819 | 0 | 0 | 1331.7659 | 4.5668e-05 | 66 | Commercial_2034_Achievable_MW_After Competition Groups_66 | Notched V belts for HVAC Systems | 0.004567% | 0 | 0.060819 | Commercial_2034_Achievable_MW_After Competition Groups_Notched V belts for HVAC Systems
Commercial | Com ¦ Heat Pump Water Heater (50 Gallons) | 2034 | Technical | MW | After Competition Groups | 0.11225 | 0 | 0 | 2547.8456 | 4.4055e-05 | 85 | Commercial_2034_Technical_MW_After Competition Groups_85 | Heat Pump Water Heater (50 Gallons) | 0.004406% | 0 | 0.11225 | Commercial_2034_Technical_MW_After Competition Groups_Heat Pump Water Heater (50 Gallons)
Commercial | Com ¦ Commercial Hot Food Holding Cabinets | 2034 | Achievable | MW | After Competition Groups | 0.057826 | 0 | 0 | 1331.7659 | 4.342e-05 | 67 | Commercial_2034_Achievable_MW_After Competition Groups_67 | Commercial Hot Food Holding Cabinets | 0.004342% | 0 | 0.057826 | Commercial_2034_Achievable_MW_After Competition Groups_Commercial Hot Food Holding Cabinets
Commercial | Com ¦ Low Flow Pre-Rinse Spray Nozzle | 2034 | Technical | MW | After Competition Groups | 0.10986 | 0 | 0 | 2547.8456 | 4.3118e-05 | 86 | Commercial_2034_Technical_MW_After Competition Groups_86 | Low Flow Pre-Rinse Spray Nozzle | 0.004312% | 0 | 0.10986 | Commercial_2034_Technical_MW_After Competition Groups_Low Flow Pre-Rinse Spray Nozzle
Commercial | Com ¦ High Efficiency Small Instantaneous Water Heater | 2034 | Achievable | MW | After Competition Groups | 0.054736 | 0 | 0 | 1331.7659 | 4.11e-05 | 68 | Commercial_2034_Achievable_MW_After Competition Groups_68 | High Efficiency Small Instantaneous Water Heater | 0.00411% | 0 | 0.054736 | Commercial_2034_Achievable_MW_After Competition Groups_High Efficiency Small Instantaneous Water Heater
Commercial | Com ¦ Wall Insulation | 2034 | Achievable | MW | After Competition Groups | 0.054167 | 0 | 0 | 1331.7659 | 4.0673e-05 | 69 | Commercial_2034_Achievable_MW_After Competition Groups_69 | Wall Insulation | 0.004067% | 0 | 0.054167 | Commercial_2034_Achievable_MW_After Competition Groups_Wall Insulation
Commercial | Com ¦ Condensing Unit Heaters or other Efficient Unit Heating System | 2034 | Achievable | MW | After Competition Groups | 0.045041 | 0 | 0 | 1331.7659 | 3.382e-05 | 70 | Commercial_2034_Achievable_MW_After Competition Groups_70 | Condensing Unit Heaters or other Efficient Unit Heating System | 0.003382% | 0 | 0.045041 | Commercial_2034_Achievable_MW_After Competition Groups_Condensing Unit Heaters or other Efficient Unit Heating System
Commercial | Com ¦ Room AC (w/ louvered sides) 14 SEER from 12 SEER code | 2034 | Achievable | MW | After Competition Groups | 0.038581 | 0 | 0 | 1331.7659 | 2.897e-05 | 71 | Commercial_2034_Achievable_MW_After Competition Groups_71 | Room AC (w/ louvered sides) 14 SEER from 12 SEER code | 0.002897% | 0 | 0.038581 | Commercial_2034_Achievable_MW_After Competition Groups_Room AC (w/ louvered sides) 14 SEER from 12 SEER code
Commercial | Com ¦ Condensing Unit Heaters or other Efficient Unit Heating System | 2034 | Economic | MW | After Competition Groups | 0.047986 | 0 | 0 | 1898.2228 | 2.5279e-05 | 70 | Commercial_2034_Economic_MW_After Competition Groups_70 | Condensing Unit Heaters or other Efficient Unit Heating System | 0.002528% | 0 | 0.047986 | Commercial_2034_Economic_MW_After Competition Groups_Condensing Unit Heaters or other Efficient Unit Heating System
Commercial | Com ¦ Indoor Daylight Sensors/Photocell Dimming Control | 2034 | Achievable | MW | After Competition Groups | 0.033092 | 0 | 0 | 1331.7659 | 2.4848e-05 | 72 | Commercial_2034_Achievable_MW_After Competition Groups_72 | Indoor Daylight Sensors/Photocell Dimming Control | 0.002485% | 0 | 0.033092 | Commercial_2034_Achievable_MW_After Competition Groups_Indoor Daylight Sensors/Photocell Dimming Control
Commercial | Com ¦ Room AC (w/ louvered sides) 14 SEER from 12 SEER code | 2034 | Economic | MW | After Competition Groups | 0.044821 | 0 | 0 | 1898.2228 | 2.3612e-05 | 71 | Commercial_2034_Economic_MW_After Competition Groups_71 | Room AC (w/ louvered sides) 14 SEER from 12 SEER code | 0.002361% | 0 | 0.044821 | Commercial_2034_Economic_MW_After Competition Groups_Room AC (w/ louvered sides) 14 SEER from 12 SEER code
Commercial | Com ¦ Condensing Unit Heaters or other Efficient Unit Heating System | 2034 | Technical | MW | After Competition Groups | 0.047986 | 0 | 0 | 2547.8456 | 1.8834e-05 | 87 | Commercial_2034_Technical_MW_After Competition Groups_87 | Condensing Unit Heaters or other Efficient Unit Heating System | 0.001883% | 0 | 0.047986 | Commercial_2034_Technical_MW_After Competition Groups_Condensing Unit Heaters or other Efficient Unit Heating System
Commercial | Com ¦ VSD Air Compressor | 2034 | Economic | MW | After Competition Groups | 0.029236 | 0 | 0 | 1898.2228 | 1.5402e-05 | 72 | Commercial_2034_Economic_MW_After Competition Groups_72 | VSD Air Compressor | 0.00154% | 0 | 0.029236 | Commercial_2034_Economic_MW_After Competition Groups_VSD Air Compressor
Commercial | Com ¦ EC Plug Fan for Data Center (under cabinet) | 2034 | Economic | MW | After Competition Groups | 0.027948 | 0 | 0 | 1898.2228 | 1.4723e-05 | 73 | Commercial_2034_Economic_MW_After Competition Groups_73 | EC Plug Fan for Data Center (under cabinet) | 0.001472% | 0 | 0.027948 | Commercial_2034_Economic_MW_After Competition Groups_EC Plug Fan for Data Center (under cabinet)
Commercial | Com ¦ VSD Air Compressor | 2034 | Achievable | MW | After Competition Groups | 0.019601 | 0 | 0 | 1331.7659 | 1.4718e-05 | 73 | Commercial_2034_Achievable_MW_After Competition Groups_73 | VSD Air Compressor | 0.001472% | 0 | 0.019601 | Commercial_2034_Achievable_MW_After Competition Groups_VSD Air Compressor
Commercial | Com ¦ Energy Recovery Ventilation and Ventilation (Enhanced) | 2034 | Achievable | MW | After Competition Groups | 0.016875 | 0 | 0 | 1331.7659 | 1.2671e-05 | 74 | Commercial_2034_Achievable_MW_After Competition Groups_74 | Energy Recovery Ventilation and Ventilation (Enhanced) | 0.001267% | 0 | 0.016875 | Commercial_2034_Achievable_MW_After Competition Groups_Energy Recovery Ventilation and Ventilation (Enhanced)
Commercial | Com ¦ High Efficiency Chiller (avg of water and air cooled) | 2034 | Achievable | MW | After Competition Groups | 0.0159 | 0 | 0 | 1331.7659 | 1.1939e-05 | 75 | Commercial_2034_Achievable_MW_After Competition Groups_75 | High Efficiency Chiller (avg of water and air cooled) | 0.001194% | 0 | 0.0159 | Commercial_2034_Achievable_MW_After Competition Groups_High Efficiency Chiller (avg of water and air cooled)
Commercial | Com ¦ VSD Air Compressor | 2034 | Technical | MW | After Competition Groups | 0.029236 | 0 | 0 | 2547.8456 | 1.1475e-05 | 88 | Commercial_2034_Technical_MW_After Competition Groups_88 | VSD Air Compressor | 0.001147% | 0 | 0.029236 | Commercial_2034_Technical_MW_After Competition Groups_VSD Air Compressor
Commercial | Com ¦ High Efficiency Chiller (avg of water and air cooled) | 2034 | Economic | MW | After Competition Groups | 0.02142 | 0 | 0 | 1898.2228 | 1.1284e-05 | 74 | Commercial_2034_Economic_MW_After Competition Groups_74 | High Efficiency Chiller (avg of water and air cooled) | 0.001128% | 0 | 0.02142 | Commercial_2034_Economic_MW_After Competition Groups_High Efficiency Chiller (avg of water and air cooled)
Commercial | Com ¦ EC Plug Fan for Data Center (under cabinet) | 2034 | Technical | MW | After Competition Groups | 0.027948 | 0 | 0 | 2547.8456 | 1.0969e-05 | 89 | Commercial_2034_Technical_MW_After Competition Groups_89 | EC Plug Fan for Data Center (under cabinet) | 0.001097% | 0 | 0.027948 | Commercial_2034_Technical_MW_After Competition Groups_EC Plug Fan for Data Center (under cabinet)
Commercial | Com ¦ eCube | 2034 | Technical | MW | After Competition Groups | 0.027378 | 0 | 0 | 2547.8456 | 1.0745e-05 | 90 | Commercial_2034_Technical_MW_After Competition Groups_90 | eCube | 0.001075% | 0 | 0.027378 | Commercial_2034_Technical_MW_After Competition Groups_eCube
Commercial | Com ¦ Exterior Photocell | 2034 | Technical | MW | After Competition Groups | 0.015574 | 0 | 0 | 2547.8456 | 6.1125e-06 | 91 | Commercial_2034_Technical_MW_After Competition Groups_91 | Exterior Photocell | 0.0006113% | 0 | 0.015574 | Commercial_2034_Technical_MW_After Competition Groups_Exterior Photocell
Commercial | Com ¦ EC Plug Fan for Data Center (under cabinet) | 2034 | Achievable | MW | After Competition Groups | 0.0066918 | 0 | 0 | 1331.7659 | 5.0248e-06 | 76 | Commercial_2034_Achievable_MW_After Competition Groups_76 | EC Plug Fan for Data Center (under cabinet) | 0.0005025% | 0 | 0.0066918 | Commercial_2034_Achievable_MW_After Competition Groups_EC Plug Fan for Data Center (under cabinet)
Commercial | Com ¦ Air Curtains | 2034 | Achievable | MW | After Competition Groups | 0.0056912 | 0 | 0 | 1331.7659 | 4.2734e-06 | 77 | Commercial_2034_Achievable_MW_After Competition Groups_77 | Air Curtains | 0.0004273% | 0 | 0.0056912 | Commercial_2034_Achievable_MW_After Competition Groups_Air Curtains
Commercial | Com ¦ Air Curtains | 2034 | Economic | MW | After Competition Groups | 0.0069927 | 0 | 0 | 1898.2228 | 3.6838e-06 | 75 | Commercial_2034_Economic_MW_After Competition Groups_75 | Air Curtains | 0.0003684% | 0 | 0.0069927 | Commercial_2034_Economic_MW_After Competition Groups_Air Curtains
Commercial | Com ¦ Air Curtains | 2034 | Technical | MW | After Competition Groups | 0.0069927 | 0 | 0 | 2547.8456 | 2.7446e-06 | 92 | Commercial_2034_Technical_MW_After Competition Groups_92 | Air Curtains | 0.0002745% | 0 | 0.0069927 | Commercial_2034_Technical_MW_After Competition Groups_Air Curtains
Commercial | Com ¦ High Efficiency Induction Cooking | 2034 | Technical | MW | After Competition Groups | 0.0013516 | 0 | 0 | 2547.8456 | 5.3048e-07 | 93 | Commercial_2034_Technical_MW_After Competition Groups_93 | High Efficiency Induction Cooking | 5.305e-05% | 0 | 0.0013516 | Commercial_2034_Technical_MW_After Competition Groups_High Efficiency Induction Cooking
Commercial | Com ¦ Electric Convection Combination Ovens | 2034 | Achievable | MW | After Competition Groups | 0.00030045 | 0 | 0 | 1331.7659 | 2.2561e-07 | 78 | Commercial_2034_Achievable_MW_After Competition Groups_78 | Electric Convection Combination Ovens | 2.256e-05% | 0 | 0.00030045 | Commercial_2034_Achievable_MW_After Competition Groups_Electric Convection Combination Ovens
Commercial | Com ¦ Electric Convection Combination Ovens | 2034 | Economic | MW | After Competition Groups | 0.00038129 | 0 | 0 | 1898.2228 | 2.0087e-07 | 76 | Commercial_2034_Economic_MW_After Competition Groups_76 | Electric Convection Combination Ovens | 2.009e-05% | 0 | 0.00038129 | Commercial_2034_Economic_MW_After Competition Groups_Electric Convection Combination Ovens
Commercial | Com ¦ Electric Convection Combination Ovens | 2034 | Technical | MW | After Competition Groups | 0.00038129 | 0 | 0 | 2547.8456 | 1.4965e-07 | 94 | Commercial_2034_Technical_MW_After Competition Groups_94 | Electric Convection Combination Ovens | 1.497e-05% | 0 | 0.00038129 | Commercial_2034_Technical_MW_After Competition Groups_Electric Convection Combination Ovens
Commercial | Com ¦ LLLC - Low Impact Application | 2034 | Achievable | MW | After Competition Groups | 9.9745e-20 | 0 | 0 | 1331.7659 | 7.4897e-23 | 79 | Commercial_2034_Achievable_MW_After Competition Groups_79 | LLLC - Low Impact Application | 7.49e-21% | 0 | 9.9745e-20 | Commercial_2034_Achievable_MW_After Competition Groups_LLLC - Low Impact Application
Commercial | Com ¦ LLLC - High Impact Application | 2034 | Achievable | MW | After Competition Groups | 4.6976e-20 | 0 | 0 | 1331.7659 | 3.5274e-23 | 80 | Commercial_2034_Achievable_MW_After Competition Groups_80 | LLLC - High Impact Application | 3.527e-21% | 0 | 4.6976e-20 | Commercial_2034_Achievable_MW_After Competition Groups_LLLC - High Impact Application
Commercial | Com ¦ Networked/Connected - High Impact Application | 2034 | Achievable | MW | After Competition Groups | 7.5553e-22 | 0 | 0 | 1331.7659 | 5.6731e-25 | 81 | Commercial_2034_Achievable_MW_After Competition Groups_81 | Networked/Connected - High Impact Application | 5.673e-23% | 0 | 7.5553e-22 | Commercial_2034_Achievable_MW_After Competition Groups_Networked/Connected - High Impact Application
Commercial | Com ¦ Networked/Connected - Low Impact Application | 2034 | Achievable | MW | After Competition Groups | 3.7599e-22 | 0 | 0 | 1331.7659 | 2.8233e-25 | 82 | Commercial_2034_Achievable_MW_After Competition Groups_82 | Networked/Connected - Low Impact Application | 2.823e-23% | 0 | 3.7599e-22 | Commercial_2034_Achievable_MW_After Competition Groups_Networked/Connected - Low Impact Application
Commercial | Com ¦ Ground Source Heat Pump | 2034 | Achievable | MW | After Competition Groups | 0 | 0 | 0 | 1331.7659 | 0 | 83 | Commercial_2034_Achievable_MW_After Competition Groups_83 | Ground Source Heat Pump | 0% | 0 | 0 | Commercial_2034_Achievable_MW_After Competition Groups_Ground Source Heat Pump
Commercial | Com ¦ High R-Value Glass Doors/no-heat glass door | 2034 | Achievable | MW | After Competition Groups | 0 | 0 | 0 | 1331.7659 | 0 | 84 | Commercial_2034_Achievable_MW_After Competition Groups_84 | High R-Value Glass Doors/no-heat glass door | 0% | 0 | 0 | Commercial_2034_Achievable_MW_After Competition Groups_High R-Value Glass Doors/no-heat glass door
Commercial | Com ¦ High R-Value Glass Doors/no-heat glass door | 2034 | Economic | MW | After Competition Groups | 0 | 0 | 0 | 1898.2228 | 0 | 77 | Commercial_2034_Economic_MW_After Competition Groups_77 | High R-Value Glass Doors/no-heat glass door | 0% | 0 | 0 | Commercial_2034_Economic_MW_After Competition Groups_High R-Value Glass Doors/no-heat glass door
Commercial | Com ¦ HOTEL OCCUPANCY CONTROLS (HVAC + LIGHTING) | 2034 | Achievable | MW | After Competition Groups | 0 | 0 | 0 | 1331.7659 | 0 | 85 | Commercial_2034_Achievable_MW_After Competition Groups_85 | HOTEL OCCUPANCY CONTROLS (HVAC + LIGHTING) | 0% | 0 | 0 | Commercial_2034_Achievable_MW_After Competition Groups_HOTEL OCCUPANCY CONTROLS (HVAC + LIGHTING)
Commercial | Com ¦ HOTEL OCCUPANCY CONTROLS (HVAC + LIGHTING) | 2034 | Economic | MW | After Competition Groups | 0 | 0 | 0 | 1898.2228 | 0 | 78 | Commercial_2034_Economic_MW_After Competition Groups_78 | HOTEL OCCUPANCY CONTROLS (HVAC + LIGHTING) | 0% | 0 | 0 | Commercial_2034_Economic_MW_After Competition Groups_HOTEL OCCUPANCY CONTROLS (HVAC + LIGHTING)
Commercial | Com ¦ Refrigeration Commissioning | 2034 | Achievable | MW | After Competition Groups | 0 | 0 | 0 | 1331.7659 | 0 | 86 | Commercial_2034_Achievable_MW_After Competition Groups_86 | Refrigeration Commissioning | 0% | 0 | 0 | Commercial_2034_Achievable_MW_After Competition Groups_Refrigeration Commissioning
Commercial | Com ¦ Refrigeration Commissioning | 2034 | Economic | MW | After Competition Groups | 0 | 0 | 0 | 1898.2228 | 0 | 79 | Commercial_2034_Economic_MW_After Competition Groups_79 | Refrigeration Commissioning | 0% | 0 | 0 | Commercial_2034_Economic_MW_After Competition Groups_Refrigeration Commissioning
Commercial | Com ¦ Roof Insulation/Ceiling Insulation (R25 Code to R35) | 2034 | Achievable | MW | After Competition Groups | 0 | 0 | 0 | 1331.7659 | 0 | 87 | Commercial_2034_Achievable_MW_After Competition Groups_87 | Roof Insulation/Ceiling Insulation (R25 Code to R35) | 0% | 0 | 0 | Commercial_2034_Achievable_MW_After Competition Groups_Roof Insulation/Ceiling Insulation (R25 Code to R35)
Commercial | Com ¦ Roof Insulation/Ceiling Insulation (R25 Code to R35) | 2034 | Economic | MW | After Competition Groups | 0 | 0 | 0 | 1898.2228 | 0 | 80 | Commercial_2034_Economic_MW_After Competition Groups_80 | Roof Insulation/Ceiling Insulation (R25 Code to R35) | 0% | 0 | 0 | Commercial_2034_Economic_MW_After Competition Groups_Roof Insulation/Ceiling Insulation (R25 Code to R35)
Commercial | Com ¦ SYNCHRONOUS BELT | 2034 | Achievable | MW | After Competition Groups | 0 | 0 | 0 | 1331.7659 | 0 | 88 | Commercial_2034_Achievable_MW_After Competition Groups_88 | SYNCHRONOUS BELT | 0% | 0 | 0 | Commercial_2034_Achievable_MW_After Competition Groups_SYNCHRONOUS BELT
Commercial | Com ¦ SYNCHRONOUS BELT | 2034 | Economic | MW | After Competition Groups | 0 | 0 | 0 | 1898.2228 | 0 | 81 | Commercial_2034_Economic_MW_After Competition Groups_81 | SYNCHRONOUS BELT | 0% | 0 | 0 | Commercial_2034_Economic_MW_After Competition Groups_SYNCHRONOUS BELT
Commercial | Com ¦ Education and Capacity Building/Energy Behavior | 2035 | Achievable | MW | After Competition Groups | 196.6546 | 0 | 0 | 1425.3003 | 0.13797 | 1 | Commercial_2035_Achievable_MW_After Competition Groups_1 | Education and Capacity Building/Energy Behavior | 13.8% | 0 | 196.6546 | Commercial_2035_Achievable_MW_After Competition Groups_Education and Capacity Building/Energy Behavior
Commercial | Com ¦ Building Recommissioning, Operations and Maintenance (O&M) Improvements | 2035 | Economic | MW | After Competition Groups | 257.5189 | 0 | 0 | 1925.4742 | 0.13374 | 1 | Commercial_2035_Economic_MW_After Competition Groups_1 | Building Recommissioning, Operations and Maintenance (O&M) Improvements | 13.37% | 0 | 257.5189 | Commercial_2035_Economic_MW_After Competition Groups_Building Recommissioning, Operations and Maintenance (O&M) Improvements
Commercial | Com ¦ Education and Capacity Building/Energy Behavior | 2035 | Economic | MW | After Competition Groups | 230.261 | 0 | 0 | 1925.4742 | 0.11959 | 2 | Commercial_2035_Economic_MW_After Competition Groups_2 | Education and Capacity Building/Energy Behavior | 11.96% | 0 | 230.261 | Commercial_2035_Economic_MW_After Competition Groups_Education and Capacity Building/Energy Behavior
Commercial | Com ¦ LED Low/High Bay | 2035 | Achievable | MW | After Competition Groups | 165.5387 | 0 | 0 | 1425.3003 | 0.11614 | 2 | Commercial_2035_Achievable_MW_After Competition Groups_2 | LED Low/High Bay | 11.61% | 0 | 165.5387 | Commercial_2035_Achievable_MW_After Competition Groups_LED Low/High Bay
Commercial | Com ¦ Building Recommissioning, Operations and Maintenance (O&M) Improvements | 2035 | Technical | MW | After Competition Groups | 257.5189 | 0 | 0 | 2581.3574 | 0.099761 | 1 | Commercial_2035_Technical_MW_After Competition Groups_1 | Building Recommissioning, Operations and Maintenance (O&M) Improvements | 9.976% | 0 | 257.5189 | Commercial_2035_Technical_MW_After Competition Groups_Building Recommissioning, Operations and Maintenance (O&M) Improvements
Commercial | Com ¦ LED Low/High Bay | 2035 | Economic | MW | After Competition Groups | 182.5695 | 0 | 0 | 1925.4742 | 0.094818 | 3 | Commercial_2035_Economic_MW_After Competition Groups_3 | LED Low/High Bay | 9.482% | 0 | 182.5695 | Commercial_2035_Economic_MW_After Competition Groups_LED Low/High Bay
Commercial | Com ¦ LED Troffer/Surface/Suspended | 2035 | Achievable | MW | After Competition Groups | 131.1104 | 0 | 0 | 1425.3003 | 0.091988 | 3 | Commercial_2035_Achievable_MW_After Competition Groups_3 | LED Troffer/Surface/Suspended | 9.199% | 0 | 131.1104 | Commercial_2035_Achievable_MW_After Competition Groups_LED Troffer/Surface/Suspended
Commercial | Com ¦ Education and Capacity Building/Energy Behavior | 2035 | Technical | MW | After Competition Groups | 230.261 | 0 | 0 | 2581.3574 | 0.089202 | 2 | Commercial_2035_Technical_MW_After Competition Groups_2 | Education and Capacity Building/Energy Behavior | 8.92% | 0 | 230.261 | Commercial_2035_Technical_MW_After Competition Groups_Education and Capacity Building/Energy Behavior
Commercial | Com ¦ ENERGY STAR LED LAMPS (REFLECTOR LAMPs/MR16/PAR 16) | 2035 | Achievable | MW | After Competition Groups | 127.0616 | 0 | 0 | 1425.3003 | 0.089147 | 4 | Commercial_2035_Achievable_MW_After Competition Groups_4 | ENERGY STAR LED LAMPS (REFLECTOR LAMPs/MR16/PAR 16) | 8.915% | 0 | 127.0616 | Commercial_2035_Achievable_MW_After Competition Groups_ENERGY STAR LED LAMPS (REFLECTOR LAMPs/MR16/PAR 16)
Commercial | Com ¦ High Efficiency Air Source Heat Pump | 2035 | Economic | MW | After Competition Groups | 167.6 | 0 | 0 | 1925.4742 | 0.087043 | 4 | Commercial_2035_Economic_MW_After Competition Groups_4 | High Efficiency Air Source Heat Pump | 8.704% | 0 | 167.6 | Commercial_2035_Economic_MW_After Competition Groups_High Efficiency Air Source Heat Pump
Commercial | Com ¦ Central Lighting Control System | 2035 | Technical | MW | After Competition Groups | 224.2849 | 0 | 0 | 2581.3574 | 0.086886 | 3 | Commercial_2035_Technical_MW_After Competition Groups_3 | Central Lighting Control System | 8.689% | 0 | 224.2849 | Commercial_2035_Technical_MW_After Competition Groups_Central Lighting Control System
Commercial | Com ¦ Building Recommissioning, Operations and Maintenance (O&M) Improvements | 2035 | Achievable | MW | After Competition Groups | 115.9241 | 0 | 0 | 1425.3003 | 0.081333 | 5 | Commercial_2035_Achievable_MW_After Competition Groups_5 | Building Recommissioning, Operations and Maintenance (O&M) Improvements | 8.133% | 0 | 115.9241 | Commercial_2035_Achievable_MW_After Competition Groups_Building Recommissioning, Operations and Maintenance (O&M) Improvements
Commercial | Com ¦ ENERGY STAR LED LAMPS (REFLECTOR LAMPs/MR16/PAR 16) | 2035 | Economic | MW | After Competition Groups | 136.3695 | 0 | 0 | 1925.4742 | 0.070824 | 5 | Commercial_2035_Economic_MW_After Competition Groups_5 | ENERGY STAR LED LAMPS (REFLECTOR LAMPs/MR16/PAR 16) | 7.082% | 0 | 136.3695 | Commercial_2035_Economic_MW_After Competition Groups_ENERGY STAR LED LAMPS (REFLECTOR LAMPs/MR16/PAR 16)
Commercial | Com ¦ LED Low/High Bay | 2035 | Technical | MW | After Competition Groups | 182.5695 | 0 | 0 | 2581.3574 | 0.070726 | 4 | Commercial_2035_Technical_MW_After Competition Groups_4 | LED Low/High Bay | 7.073% | 0 | 182.5695 | Commercial_2035_Technical_MW_After Competition Groups_LED Low/High Bay
Commercial | Com ¦ LED Troffer/Surface/Suspended | 2035 | Economic | MW | After Competition Groups | 133.627 | 0 | 0 | 1925.4742 | 0.0694 | 6 | Commercial_2035_Economic_MW_After Competition Groups_6 | LED Troffer/Surface/Suspended | 6.94% | 0 | 133.627 | Commercial_2035_Economic_MW_After Competition Groups_LED Troffer/Surface/Suspended
Commercial | Com ¦ High Efficiency Air Source Heat Pump | 2035 | Technical | MW | After Competition Groups | 167.6 | 0 | 0 | 2581.3574 | 0.064927 | 5 | Commercial_2035_Technical_MW_After Competition Groups_5 | High Efficiency Air Source Heat Pump | 6.493% | 0 | 167.6 | Commercial_2035_Technical_MW_After Competition Groups_High Efficiency Air Source Heat Pump
Commercial | Com ¦ Variable Refrigerant Flow Heat Pump | 2035 | Technical | MW | After Competition Groups | 139.4817 | 0 | 0 | 2581.3574 | 0.054034 | 6 | Commercial_2035_Technical_MW_After Competition Groups_6 | Variable Refrigerant Flow Heat Pump | 5.403% | 0 | 139.4817 | Commercial_2035_Technical_MW_After Competition Groups_Variable Refrigerant Flow Heat Pump
Commercial | Com ¦ ENERGY STAR LED LAMPS (REFLECTOR LAMPs/MR16/PAR 16) | 2035 | Technical | MW | After Competition Groups | 137.9804 | 0 | 0 | 2581.3574 | 0.053453 | 7 | Commercial_2035_Technical_MW_After Competition Groups_7 | ENERGY STAR LED LAMPS (REFLECTOR LAMPs/MR16/PAR 16) | 5.345% | 0 | 137.9804 | Commercial_2035_Technical_MW_After Competition Groups_ENERGY STAR LED LAMPS (REFLECTOR LAMPs/MR16/PAR 16)
Commercial | Com ¦ LED Troffer/Surface/Suspended | 2035 | Technical | MW | After Competition Groups | 133.627 | 0 | 0 | 2581.3574 | 0.051766 | 8 | Commercial_2035_Technical_MW_After Competition Groups_8 | LED Troffer/Surface/Suspended | 5.177% | 0 | 133.627 | Commercial_2035_Technical_MW_After Competition Groups_LED Troffer/Surface/Suspended
Commercial | Com ¦ Advanced BAS/Controllers | 2035 | Economic | MW | After Competition Groups | 99.0821 | 0 | 0 | 1925.4742 | 0.051459 | 7 | Commercial_2035_Economic_MW_After Competition Groups_7 | Advanced BAS/Controllers | 5.146% | 0 | 99.0821 | Commercial_2035_Economic_MW_After Competition Groups_Advanced BAS/Controllers
Commercial | Com ¦ LED Replacement Lamp (Tube) | 2035 | Achievable | MW | After Competition Groups | 67.9462 | 0 | 0 | 1425.3003 | 0.047671 | 6 | Commercial_2035_Achievable_MW_After Competition Groups_6 | LED Replacement Lamp (Tube) | 4.767% | 0 | 67.9462 | Commercial_2035_Achievable_MW_After Competition Groups_LED Replacement Lamp (Tube)
Commercial | Com ¦ Unitary Air-Conditioning Unit | 2035 | Technical | MW | After Competition Groups | 112.4743 | 0 | 0 | 2581.3574 | 0.043572 | 9 | Commercial_2035_Technical_MW_After Competition Groups_9 | Unitary Air-Conditioning Unit | 4.357% | 0 | 112.4743 | Commercial_2035_Technical_MW_After Competition Groups_Unitary Air-Conditioning Unit
Commercial | Com ¦ LED Replacement Lamp (Tube) | 2035 | Economic | MW | After Competition Groups | 82.2483 | 0 | 0 | 1925.4742 | 0.042716 | 8 | Commercial_2035_Economic_MW_After Competition Groups_8 | LED Replacement Lamp (Tube) | 4.272% | 0 | 82.2483 | Commercial_2035_Economic_MW_After Competition Groups_LED Replacement Lamp (Tube)
Commercial | Com ¦ High Efficiency Air Source Heat Pump | 2035 | Achievable | MW | After Competition Groups | 59.991 | 0 | 0 | 1425.3003 | 0.04209 | 7 | Commercial_2035_Achievable_MW_After Competition Groups_7 | High Efficiency Air Source Heat Pump | 4.209% | 0 | 59.991 | Commercial_2035_Achievable_MW_After Competition Groups_High Efficiency Air Source Heat Pump
Commercial | Com ¦ Advanced BAS/Controllers | 2035 | Technical | MW | After Competition Groups | 99.0821 | 0 | 0 | 2581.3574 | 0.038384 | 10 | Commercial_2035_Technical_MW_After Competition Groups_10 | Advanced BAS/Controllers | 3.838% | 0 | 99.0821 | Commercial_2035_Technical_MW_After Competition Groups_Advanced BAS/Controllers
Commercial | Com ¦ Advanced BAS/Controllers | 2035 | Achievable | MW | After Competition Groups | 51.9908 | 0 | 0 | 1425.3003 | 0.036477 | 8 | Commercial_2035_Achievable_MW_After Competition Groups_8 | Advanced BAS/Controllers | 3.648% | 0 | 51.9908 | Commercial_2035_Achievable_MW_After Competition Groups_Advanced BAS/Controllers
Commercial | Com ¦ Unitary Air-Conditioning Unit | 2035 | Achievable | MW | After Competition Groups | 49.1768 | 0 | 0 | 1425.3003 | 0.034503 | 9 | Commercial_2035_Achievable_MW_After Competition Groups_9 | Unitary Air-Conditioning Unit | 3.45% | 0 | 49.1768 | Commercial_2035_Achievable_MW_After Competition Groups_Unitary Air-Conditioning Unit
Commercial | Com ¦ LED Replacement Lamp (Tube) | 2035 | Technical | MW | After Competition Groups | 82.2483 | 0 | 0 | 2581.3574 | 0.031862 | 11 | Commercial_2035_Technical_MW_After Competition Groups_11 | LED Replacement Lamp (Tube) | 3.186% | 0 | 82.2483 | Commercial_2035_Technical_MW_After Competition Groups_LED Replacement Lamp (Tube)
Commercial | Com ¦ Unitary Air-Conditioning Unit | 2035 | Economic | MW | After Competition Groups | 58.1021 | 0 | 0 | 1925.4742 | 0.030175 | 9 | Commercial_2035_Economic_MW_After Competition Groups_9 | Unitary Air-Conditioning Unit | 3.018% | 0 | 58.1021 | Commercial_2035_Economic_MW_After Competition Groups_Unitary Air-Conditioning Unit
Commercial | Com ¦ Smart Strip Plug Outlets | 2035 | Technical | MW | After Competition Groups | 67.3937 | 0 | 0 | 2581.3574 | 0.026108 | 12 | Commercial_2035_Technical_MW_After Competition Groups_12 | Smart Strip Plug Outlets | 2.611% | 0 | 67.3937 | Commercial_2035_Technical_MW_After Competition Groups_Smart Strip Plug Outlets
Commercial | Com ¦ Adaptive Thermostats | 2035 | Achievable | MW | After Competition Groups | 36.804 | 0 | 0 | 1425.3003 | 0.025822 | 10 | Commercial_2035_Achievable_MW_After Competition Groups_10 | Adaptive Thermostats | 2.582% | 0 | 36.804 | Commercial_2035_Achievable_MW_After Competition Groups_Adaptive Thermostats
Commercial | Com ¦ Adaptive Thermostats | 2035 | Economic | MW | After Competition Groups | 42.3741 | 0 | 0 | 1925.4742 | 0.022007 | 10 | Commercial_2035_Economic_MW_After Competition Groups_10 | Adaptive Thermostats | 2.201% | 0 | 42.3741 | Commercial_2035_Economic_MW_After Competition Groups_Adaptive Thermostats
Commercial | Com ¦ Refrigerated Display Case Doors | 2035 | Achievable | MW | After Competition Groups | 29.9251 | 0 | 0 | 1425.3003 | 0.020996 | 11 | Commercial_2035_Achievable_MW_After Competition Groups_11 | Refrigerated Display Case Doors | 2.1% | 0 | 29.9251 | Commercial_2035_Achievable_MW_After Competition Groups_Refrigerated Display Case Doors
Commercial | Com ¦ Strip Curtains | 2035 | Achievable | MW | After Competition Groups | 29.6045 | 0 | 0 | 1425.3003 | 0.020771 | 12 | Commercial_2035_Achievable_MW_After Competition Groups_12 | Strip Curtains | 2.077% | 0 | 29.6045 | Commercial_2035_Achievable_MW_After Competition Groups_Strip Curtains
Commercial | Com ¦ Furnace Tune-Up | 2035 | Achievable | MW | After Competition Groups | 29.0951 | 0 | 0 | 1425.3003 | 0.020413 | 13 | Commercial_2035_Achievable_MW_After Competition Groups_13 | Furnace Tune-Up | 2.041% | 0 | 29.0951 | Commercial_2035_Achievable_MW_After Competition Groups_Furnace Tune-Up
Commercial | Com ¦ Data Center Storage/Server Virtualization | 2035 | Achievable | MW | After Competition Groups | 28.9415 | 0 | 0 | 1425.3003 | 0.020306 | 14 | Commercial_2035_Achievable_MW_After Competition Groups_14 | Data Center Storage/Server Virtualization | 2.031% | 0 | 28.9415 | Commercial_2035_Achievable_MW_After Competition Groups_Data Center Storage/Server Virtualization
Commercial | Com ¦ Refrigerated Display Case Doors | 2035 | Economic | MW | After Competition Groups | 39.0578 | 0 | 0 | 1925.4742 | 0.020285 | 11 | Commercial_2035_Economic_MW_After Competition Groups_11 | Refrigerated Display Case Doors | 2.028% | 0 | 39.0578 | Commercial_2035_Economic_MW_After Competition Groups_Refrigerated Display Case Doors
Commercial | Com ¦ Data Center Storage/Server Virtualization | 2035 | Economic | MW | After Competition Groups | 37.7478 | 0 | 0 | 1925.4742 | 0.019604 | 12 | Commercial_2035_Economic_MW_After Competition Groups_12 | Data Center Storage/Server Virtualization | 1.96% | 0 | 37.7478 | Commercial_2035_Economic_MW_After Competition Groups_Data Center Storage/Server Virtualization
Commercial | Com ¦ Refrigerated Display Case Doors | 2035 | Technical | MW | After Competition Groups | 49.7527 | 0 | 0 | 2581.3574 | 0.019274 | 13 | Commercial_2035_Technical_MW_After Competition Groups_13 | Refrigerated Display Case Doors | 1.927% | 0 | 49.7527 | Commercial_2035_Technical_MW_After Competition Groups_Refrigerated Display Case Doors
Commercial | Com ¦ Demand Control Ventilation | 2035 | Economic | MW | After Competition Groups | 34.7728 | 0 | 0 | 1925.4742 | 0.018059 | 13 | Commercial_2035_Economic_MW_After Competition Groups_13 | Demand Control Ventilation | 1.806% | 0 | 34.7728 | Commercial_2035_Economic_MW_After Competition Groups_Demand Control Ventilation
Commercial | Com ¦ Reach-in Shaded Pole to ECM/PSC Evaporator Fan Motor | 2035 | Achievable | MW | After Competition Groups | 24.7554 | 0 | 0 | 1425.3003 | 0.017369 | 15 | Commercial_2035_Achievable_MW_After Competition Groups_15 | Reach-in Shaded Pole to ECM/PSC Evaporator Fan Motor | 1.737% | 0 | 24.7554 | Commercial_2035_Achievable_MW_After Competition Groups_Reach-in Shaded Pole to ECM/PSC Evaporator Fan Motor
Commercial | Com ¦ LED or Equivalent Sign Lighting | 2035 | Achievable | MW | After Competition Groups | 24.6224 | 0 | 0 | 1425.3003 | 0.017275 | 16 | Commercial_2035_Achievable_MW_After Competition Groups_16 | LED or Equivalent Sign Lighting | 1.728% | 0 | 24.6224 | Commercial_2035_Achievable_MW_After Competition Groups_LED or Equivalent Sign Lighting
Commercial | Com ¦ Reach-in Shaded Pole to ECM/PSC Evaporator Fan Motor | 2035 | Economic | MW | After Competition Groups | 32.6836 | 0 | 0 | 1925.4742 | 0.016974 | 14 | Commercial_2035_Economic_MW_After Competition Groups_14 | Reach-in Shaded Pole to ECM/PSC Evaporator Fan Motor | 1.697% | 0 | 32.6836 | Commercial_2035_Economic_MW_After Competition Groups_Reach-in Shaded Pole to ECM/PSC Evaporator Fan Motor
Commercial | Com ¦ Strip Curtains | 2035 | Economic | MW | After Competition Groups | 32.3362 | 0 | 0 | 1925.4742 | 0.016794 | 15 | Commercial_2035_Economic_MW_After Competition Groups_15 | Strip Curtains | 1.679% | 0 | 32.3362 | Commercial_2035_Economic_MW_After Competition Groups_Strip Curtains
Commercial | Com ¦ Demand Control Ventilation | 2035 | Achievable | MW | After Competition Groups | 23.5801 | 0 | 0 | 1425.3003 | 0.016544 | 17 | Commercial_2035_Achievable_MW_After Competition Groups_17 | Demand Control Ventilation | 1.654% | 0 | 23.5801 | Commercial_2035_Achievable_MW_After Competition Groups_Demand Control Ventilation
Commercial | Com ¦ Adaptive Thermostats | 2035 | Technical | MW | After Competition Groups | 42.6674 | 0 | 0 | 2581.3574 | 0.016529 | 14 | Commercial_2035_Technical_MW_After Competition Groups_14 | Adaptive Thermostats | 1.653% | 0 | 42.6674 | Commercial_2035_Technical_MW_After Competition Groups_Adaptive Thermostats
Commercial | Com ¦ Furnace Tune-Up | 2035 | Economic | MW | After Competition Groups | 29.3263 | 0 | 0 | 1925.4742 | 0.015231 | 16 | Commercial_2035_Economic_MW_After Competition Groups_16 | Furnace Tune-Up | 1.523% | 0 | 29.3263 | Commercial_2035_Economic_MW_After Competition Groups_Furnace Tune-Up
Commercial | Com ¦ Data Center Storage/Server Virtualization | 2035 | Technical | MW | After Competition Groups | 37.7478 | 0 | 0 | 2581.3574 | 0.014623 | 15 | Commercial_2035_Technical_MW_After Competition Groups_15 | Data Center Storage/Server Virtualization | 1.462% | 0 | 37.7478 | Commercial_2035_Technical_MW_After Competition Groups_Data Center Storage/Server Virtualization
Commercial | Com ¦ Variable Frequency Drive (VFD) | 2035 | Achievable | MW | After Competition Groups | 20.7779 | 0 | 0 | 1425.3003 | 0.014578 | 18 | Commercial_2035_Achievable_MW_After Competition Groups_18 | Variable Frequency Drive (VFD) | 1.458% | 0 | 20.7779 | Commercial_2035_Achievable_MW_After Competition Groups_Variable Frequency Drive (VFD)
Commercial | Com ¦ LED or Equivalent Sign Lighting | 2035 | Economic | MW | After Competition Groups | 27.3068 | 0 | 0 | 1925.4742 | 0.014182 | 17 | Commercial_2035_Economic_MW_After Competition Groups_17 | LED or Equivalent Sign Lighting | 1.418% | 0 | 27.3068 | Commercial_2035_Economic_MW_After Competition Groups_LED or Equivalent Sign Lighting
Commercial | Com ¦ Chilled Water Optimization | 2035 | Economic | MW | After Competition Groups | 27.2814 | 0 | 0 | 1925.4742 | 0.014169 | 18 | Commercial_2035_Economic_MW_After Competition Groups_18 | Chilled Water Optimization | 1.417% | 0 | 27.2814 | Commercial_2035_Economic_MW_After Competition Groups_Chilled Water Optimization
Commercial | Com ¦ Centrally controlled desktop PC/NETWORK PC POWER MANAGEMENT SOFTWARE | 2035 | Achievable | MW | After Competition Groups | 19.9713 | 0 | 0 | 1425.3003 | 0.014012 | 19 | Commercial_2035_Achievable_MW_After Competition Groups_19 | Centrally controlled desktop PC/NETWORK PC POWER MANAGEMENT SOFTWARE | 1.401% | 0 | 19.9713 | Commercial_2035_Achievable_MW_After Competition Groups_Centrally controlled desktop PC/NETWORK PC POWER MANAGEMENT SOFTWARE
Commercial | Com ¦ Demand Control Ventilation | 2035 | Technical | MW | After Competition Groups | 35.3621 | 0 | 0 | 2581.3574 | 0.013699 | 16 | Commercial_2035_Technical_MW_After Competition Groups_16 | Demand Control Ventilation | 1.37% | 0 | 35.3621 | Commercial_2035_Technical_MW_After Competition Groups_Demand Control Ventilation
Commercial | Com ¦ VFD on Pumps | 2035 | Achievable | MW | After Competition Groups | 19.517 | 0 | 0 | 1425.3003 | 0.013693 | 20 | Commercial_2035_Achievable_MW_After Competition Groups_20 | VFD on Pumps | 1.369% | 0 | 19.517 | Commercial_2035_Achievable_MW_After Competition Groups_VFD on Pumps
Commercial | Com ¦ Centrally controlled desktop PC/NETWORK PC POWER MANAGEMENT SOFTWARE | 2035 | Economic | MW | After Competition Groups | 24.7821 | 0 | 0 | 1925.4742 | 0.012871 | 19 | Commercial_2035_Economic_MW_After Competition Groups_19 | Centrally controlled desktop PC/NETWORK PC POWER MANAGEMENT SOFTWARE | 1.287% | 0 | 24.7821 | Commercial_2035_Economic_MW_After Competition Groups_Centrally controlled desktop PC/NETWORK PC POWER MANAGEMENT SOFTWARE
Commercial | Com ¦ Reach-in Shaded Pole to ECM/PSC Evaporator Fan Motor | 2035 | Technical | MW | After Competition Groups | 32.6836 | 0 | 0 | 2581.3574 | 0.012661 | 17 | Commercial_2035_Technical_MW_After Competition Groups_17 | Reach-in Shaded Pole to ECM/PSC Evaporator Fan Motor | 1.266% | 0 | 32.6836 | Commercial_2035_Technical_MW_After Competition Groups_Reach-in Shaded Pole to ECM/PSC Evaporator Fan Motor
Commercial | Com ¦ Strip Curtains | 2035 | Technical | MW | After Competition Groups | 32.3362 | 0 | 0 | 2581.3574 | 0.012527 | 18 | Commercial_2035_Technical_MW_After Competition Groups_18 | Strip Curtains | 1.253% | 0 | 32.3362 | Commercial_2035_Technical_MW_After Competition Groups_Strip Curtains
Commercial | Com ¦ Furnace Tune-Up | 2035 | Technical | MW | After Competition Groups | 29.3263 | 0 | 0 | 2581.3574 | 0.011361 | 19 | Commercial_2035_Technical_MW_After Competition Groups_19 | Furnace Tune-Up | 1.136% | 0 | 29.3263 | Commercial_2035_Technical_MW_After Competition Groups_Furnace Tune-Up
Commercial | Com ¦ Variable Refrigerant Flow Heat Pump | 2035 | Achievable | MW | After Competition Groups | 15.6306 | 0 | 0 | 1425.3003 | 0.010967 | 21 | Commercial_2035_Achievable_MW_After Competition Groups_21 | Variable Refrigerant Flow Heat Pump | 1.097% | 0 | 15.6306 | Commercial_2035_Achievable_MW_After Competition Groups_Variable Refrigerant Flow Heat Pump
Commercial | Com ¦ Refrigerated Display Case LED | 2035 | Economic | MW | After Competition Groups | 21.0545 | 0 | 0 | 1925.4742 | 0.010935 | 20 | Commercial_2035_Economic_MW_After Competition Groups_20 | Refrigerated Display Case LED | 1.093% | 0 | 21.0545 | Commercial_2035_Economic_MW_After Competition Groups_Refrigerated Display Case LED
Commercial | Com ¦ Variable Frequency Drive (VFD) | 2035 | Economic | MW | After Competition Groups | 20.8441 | 0 | 0 | 1925.4742 | 0.010825 | 21 | Commercial_2035_Economic_MW_After Competition Groups_21 | Variable Frequency Drive (VFD) | 1.083% | 0 | 20.8441 | Commercial_2035_Economic_MW_After Competition Groups_Variable Frequency Drive (VFD)
Commercial | Com ¦ Chilled Water Optimization | 2035 | Achievable | MW | After Competition Groups | 15.3879 | 0 | 0 | 1425.3003 | 0.010796 | 22 | Commercial_2035_Achievable_MW_After Competition Groups_22 | Chilled Water Optimization | 1.08% | 0 | 15.3879 | Commercial_2035_Achievable_MW_After Competition Groups_Chilled Water Optimization
Commercial | Com ¦ LED or Equivalent Sign Lighting | 2035 | Technical | MW | After Competition Groups | 27.3068 | 0 | 0 | 2581.3574 | 0.010578 | 20 | Commercial_2035_Technical_MW_After Competition Groups_20 | LED or Equivalent Sign Lighting | 1.058% | 0 | 27.3068 | Commercial_2035_Technical_MW_After Competition Groups_LED or Equivalent Sign Lighting
Commercial | Com ¦ Chilled Water Optimization | 2035 | Technical | MW | After Competition Groups | 27.2814 | 0 | 0 | 2581.3574 | 0.010569 | 21 | Commercial_2035_Technical_MW_After Competition Groups_21 | Chilled Water Optimization | 1.057% | 0 | 27.2814 | Commercial_2035_Technical_MW_After Competition Groups_Chilled Water Optimization
Commercial | Com ¦ VFD on Pumps | 2035 | Economic | MW | After Competition Groups | 19.5963 | 0 | 0 | 1925.4742 | 0.010177 | 22 | Commercial_2035_Economic_MW_After Competition Groups_22 | VFD on Pumps | 1.018% | 0 | 19.5963 | Commercial_2035_Economic_MW_After Competition Groups_VFD on Pumps
Commercial | Com ¦ Adding reflective (White) roof treatment or a green roof | 2035 | Technical | MW | After Competition Groups | 25.2478 | 0 | 0 | 2581.3574 | 0.0097808 | 22 | Commercial_2035_Technical_MW_After Competition Groups_22 | Adding reflective (White) roof treatment or a green roof | 0.9781% | 0 | 25.2478 | Commercial_2035_Technical_MW_After Competition Groups_Adding reflective (White) roof treatment or a green roof
Commercial | Com ¦ Centrally controlled desktop PC/NETWORK PC POWER MANAGEMENT SOFTWARE | 2035 | Technical | MW | After Competition Groups | 24.7821 | 0 | 0 | 2581.3574 | 0.0096004 | 23 | Commercial_2035_Technical_MW_After Competition Groups_23 | Centrally controlled desktop PC/NETWORK PC POWER MANAGEMENT SOFTWARE | 0.96% | 0 | 24.7821 | Commercial_2035_Technical_MW_After Competition Groups_Centrally controlled desktop PC/NETWORK PC POWER MANAGEMENT SOFTWARE
Commercial | Com ¦ Door Gasket Freezer/Refrigerator | 2035 | Technical | MW | After Competition Groups | 24.2902 | 0 | 0 | 2581.3574 | 0.0094099 | 24 | Commercial_2035_Technical_MW_After Competition Groups_24 | Door Gasket Freezer/Refrigerator | 0.941% | 0 | 24.2902 | Commercial_2035_Technical_MW_After Competition Groups_Door Gasket Freezer/Refrigerator
Commercial | Com ¦ Refrigerated Display Case LED | 2035 | Technical | MW | After Competition Groups | 23.5854 | 0 | 0 | 2581.3574 | 0.0091368 | 25 | Commercial_2035_Technical_MW_After Competition Groups_25 | Refrigerated Display Case LED | 0.9137% | 0 | 23.5854 | Commercial_2035_Technical_MW_After Competition Groups_Refrigerated Display Case LED
Commercial | Com ¦ Air Handler with Dedicated Outdoor Air Systems | 2035 | Achievable | MW | After Competition Groups | 12.4473 | 0 | 0 | 1425.3003 | 0.0087331 | 23 | Commercial_2035_Achievable_MW_After Competition Groups_23 | Air Handler with Dedicated Outdoor Air Systems | 0.8733% | 0 | 12.4473 | Commercial_2035_Achievable_MW_After Competition Groups_Air Handler with Dedicated Outdoor Air Systems
Commercial | Com ¦ Air Handler with Dedicated Outdoor Air Systems | 2035 | Economic | MW | After Competition Groups | 16.2674 | 0 | 0 | 1925.4742 | 0.0084485 | 23 | Commercial_2035_Economic_MW_After Competition Groups_23 | Air Handler with Dedicated Outdoor Air Systems | 0.8449% | 0 | 16.2674 | Commercial_2035_Economic_MW_After Competition Groups_Air Handler with Dedicated Outdoor Air Systems
Commercial | Com ¦ Variable Frequency Drive (VFD) | 2035 | Technical | MW | After Competition Groups | 20.8441 | 0 | 0 | 2581.3574 | 0.0080749 | 26 | Commercial_2035_Technical_MW_After Competition Groups_26 | Variable Frequency Drive (VFD) | 0.8075% | 0 | 20.8441 | Commercial_2035_Technical_MW_After Competition Groups_Variable Frequency Drive (VFD)
Commercial | Com ¦ Refrigeration Optimization | 2035 | Technical | MW | After Competition Groups | 20.2149 | 0 | 0 | 2581.3574 | 0.0078311 | 27 | Commercial_2035_Technical_MW_After Competition Groups_27 | Refrigeration Optimization | 0.7831% | 0 | 20.2149 | Commercial_2035_Technical_MW_After Competition Groups_Refrigeration Optimization
Commercial | Com ¦ HOTEL OCCUPANCY CONTROLS (HVAC + LIGHTING) | 2035 | Technical | MW | After Competition Groups | 19.6558 | 0 | 0 | 2581.3574 | 0.0076145 | 28 | Commercial_2035_Technical_MW_After Competition Groups_28 | HOTEL OCCUPANCY CONTROLS (HVAC + LIGHTING) | 0.7615% | 0 | 19.6558 | Commercial_2035_Technical_MW_After Competition Groups_HOTEL OCCUPANCY CONTROLS (HVAC + LIGHTING)
Commercial | Com ¦ VFD on Pumps | 2035 | Technical | MW | After Competition Groups | 19.5963 | 0 | 0 | 2581.3574 | 0.0075915 | 29 | Commercial_2035_Technical_MW_After Competition Groups_29 | VFD on Pumps | 0.7591% | 0 | 19.5963 | Commercial_2035_Technical_MW_After Competition Groups_VFD on Pumps
Commercial | Com ¦ Variable Refrigerant Flow Heat Pump | 2035 | Economic | MW | After Competition Groups | 14.606 | 0 | 0 | 1925.4742 | 0.0075857 | 24 | Commercial_2035_Economic_MW_After Competition Groups_24 | Variable Refrigerant Flow Heat Pump | 0.7586% | 0 | 14.606 | Commercial_2035_Economic_MW_After Competition Groups_Variable Refrigerant Flow Heat Pump
Commercial | Com ¦ ECM MOTORS FOR EVAPORATOR FANS for refrigeration (WALK-IN) | 2035 | Achievable | MW | After Competition Groups | 10.6582 | 0 | 0 | 1425.3003 | 0.0074778 | 24 | Commercial_2035_Achievable_MW_After Competition Groups_24 | ECM MOTORS FOR EVAPORATOR FANS for refrigeration (WALK-IN) | 0.7478% | 0 | 10.6582 | Commercial_2035_Achievable_MW_After Competition Groups_ECM MOTORS FOR EVAPORATOR FANS for refrigeration (WALK-IN)
Commercial | Com ¦ ENERGY STAR LED LAMPS (General Service Lamps) | 2035 | Achievable | MW | After Competition Groups | 10.2782 | 0 | 0 | 1425.3003 | 0.0072113 | 25 | Commercial_2035_Achievable_MW_After Competition Groups_25 | ENERGY STAR LED LAMPS (General Service Lamps) | 0.7211% | 0 | 10.2782 | Commercial_2035_Achievable_MW_After Competition Groups_ENERGY STAR LED LAMPS (General Service Lamps)
Commercial | Com ¦ Demand Control Kitchen Ventilation | 2035 | Economic | MW | After Competition Groups | 12.341 | 0 | 0 | 1925.4742 | 0.0064093 | 25 | Commercial_2035_Economic_MW_After Competition Groups_25 | Demand Control Kitchen Ventilation | 0.6409% | 0 | 12.341 | Commercial_2035_Economic_MW_After Competition Groups_Demand Control Kitchen Ventilation
Commercial | Com ¦ Evaporator Fan Controls | 2035 | Achievable | MW | After Competition Groups | 8.9949 | 0 | 0 | 1425.3003 | 0.0063109 | 26 | Commercial_2035_Achievable_MW_After Competition Groups_26 | Evaporator Fan Controls | 0.6311% | 0 | 8.9949 | Commercial_2035_Achievable_MW_After Competition Groups_Evaporator Fan Controls
Commercial | Com ¦ Air Handler with Dedicated Outdoor Air Systems | 2035 | Technical | MW | After Competition Groups | 16.2674 | 0 | 0 | 2581.3574 | 0.0063019 | 30 | Commercial_2035_Technical_MW_After Competition Groups_30 | Air Handler with Dedicated Outdoor Air Systems | 0.6302% | 0 | 16.2674 | Commercial_2035_Technical_MW_After Competition Groups_Air Handler with Dedicated Outdoor Air Systems
Commercial | Com ¦ Freezer Case Light Sensor | 2035 | Achievable | MW | After Competition Groups | 8.583 | 0 | 0 | 1425.3003 | 0.0060219 | 27 | Commercial_2035_Achievable_MW_After Competition Groups_27 | Freezer Case Light Sensor | 0.6022% | 0 | 8.583 | Commercial_2035_Achievable_MW_After Competition Groups_Freezer Case Light Sensor
Commercial | Com ¦ ENERGY STAR LED LAMPS (General Service Lamps) | 2035 | Economic | MW | After Competition Groups | 11.4785 | 0 | 0 | 1925.4742 | 0.0059614 | 26 | Commercial_2035_Economic_MW_After Competition Groups_26 | ENERGY STAR LED LAMPS (General Service Lamps) | 0.5961% | 0 | 11.4785 | Commercial_2035_Economic_MW_After Competition Groups_ENERGY STAR LED LAMPS (General Service Lamps)
Commercial | Com ¦ ENERGY STAR FREEZER | 2035 | Technical | MW | After Competition Groups | 15.3412 | 0 | 0 | 2581.3574 | 0.0059431 | 31 | Commercial_2035_Technical_MW_After Competition Groups_31 | ENERGY STAR FREEZER | 0.5943% | 0 | 15.3412 | Commercial_2035_Technical_MW_After Competition Groups_ENERGY STAR FREEZER
Commercial | Com ¦ Demand Control Kitchen Ventilation | 2035 | Achievable | MW | After Competition Groups | 8.4659 | 0 | 0 | 1425.3003 | 0.0059398 | 28 | Commercial_2035_Achievable_MW_After Competition Groups_28 | Demand Control Kitchen Ventilation | 0.594% | 0 | 8.4659 | Commercial_2035_Achievable_MW_After Competition Groups_Demand Control Kitchen Ventilation
Commercial | Com ¦ Indoor Daylight Sensors/Photocell Dimming Control | 2035 | Technical | MW | After Competition Groups | 14.6195 | 0 | 0 | 2581.3574 | 0.0056635 | 32 | Commercial_2035_Technical_MW_After Competition Groups_32 | Indoor Daylight Sensors/Photocell Dimming Control | 0.5664% | 0 | 14.6195 | Commercial_2035_Technical_MW_After Competition Groups_Indoor Daylight Sensors/Photocell Dimming Control
Commercial | Com ¦ ECM MOTORS FOR EVAPORATOR FANS for refrigeration (WALK-IN) | 2035 | Economic | MW | After Competition Groups | 10.7599 | 0 | 0 | 1925.4742 | 0.0055882 | 27 | Commercial_2035_Economic_MW_After Competition Groups_27 | ECM MOTORS FOR EVAPORATOR FANS for refrigeration (WALK-IN) | 0.5588% | 0 | 10.7599 | Commercial_2035_Economic_MW_After Competition Groups_ECM MOTORS FOR EVAPORATOR FANS for refrigeration (WALK-IN)
Commercial | Com ¦ Refrigerated Display Case LED | 2035 | Achievable | MW | After Competition Groups | 7.6597 | 0 | 0 | 1425.3003 | 0.0053741 | 29 | Commercial_2035_Achievable_MW_After Competition Groups_29 | Refrigerated Display Case LED | 0.5374% | 0 | 7.6597 | Commercial_2035_Achievable_MW_After Competition Groups_Refrigerated Display Case LED
Commercial | Com ¦ Occupancy Sensors | 2035 | Economic | MW | After Competition Groups | 10.2239 | 0 | 0 | 1925.4742 | 0.0053098 | 28 | Commercial_2035_Economic_MW_After Competition Groups_28 | Occupancy Sensors | 0.531% | 0 | 10.2239 | Commercial_2035_Economic_MW_After Competition Groups_Occupancy Sensors
Commercial | Com ¦ ENERGY STAR ICE MACHINES - Ice Making Head | 2035 | Technical | MW | After Competition Groups | 13.6038 | 0 | 0 | 2581.3574 | 0.00527 | 33 | Commercial_2035_Technical_MW_After Competition Groups_33 | ENERGY STAR ICE MACHINES - Ice Making Head | 0.527% | 0 | 13.6038 | Commercial_2035_Technical_MW_After Competition Groups_ENERGY STAR ICE MACHINES - Ice Making Head
Commercial | Com ¦ ENERGY STAR LED LAMPS (General Service Lamps) | 2035 | Technical | MW | After Competition Groups | 12.9142 | 0 | 0 | 2581.3574 | 0.0050029 | 34 | Commercial_2035_Technical_MW_After Competition Groups_34 | ENERGY STAR LED LAMPS (General Service Lamps) | 0.5003% | 0 | 12.9142 | Commercial_2035_Technical_MW_After Competition Groups_ENERGY STAR LED LAMPS (General Service Lamps)
Commercial | Com ¦ Freezer Case Light Sensor | 2035 | Economic | MW | After Competition Groups | 9.3341 | 0 | 0 | 1925.4742 | 0.0048477 | 29 | Commercial_2035_Economic_MW_After Competition Groups_29 | Freezer Case Light Sensor | 0.4848% | 0 | 9.3341 | Commercial_2035_Economic_MW_After Competition Groups_Freezer Case Light Sensor
Commercial | Com ¦ Demand Control Kitchen Ventilation | 2035 | Technical | MW | After Competition Groups | 12.341 | 0 | 0 | 2581.3574 | 0.0047808 | 35 | Commercial_2035_Technical_MW_After Competition Groups_35 | Demand Control Kitchen Ventilation | 0.4781% | 0 | 12.341 | Commercial_2035_Technical_MW_After Competition Groups_Demand Control Kitchen Ventilation
Commercial | Com ¦ Evaporator Fan Controls | 2035 | Economic | MW | After Competition Groups | 9.0921 | 0 | 0 | 1925.4742 | 0.004722 | 30 | Commercial_2035_Economic_MW_After Competition Groups_30 | Evaporator Fan Controls | 0.4722% | 0 | 9.0921 | Commercial_2035_Economic_MW_After Competition Groups_Evaporator Fan Controls
Commercial | Com ¦ LED EXTERIOR AREA LIGHTS - LED fixture (200W) | 2035 | Achievable | MW | After Competition Groups | 6.2855 | 0 | 0 | 1425.3003 | 0.00441 | 30 | Commercial_2035_Achievable_MW_After Competition Groups_30 | LED EXTERIOR AREA LIGHTS - LED fixture (200W) | 0.441% | 0 | 6.2855 | Commercial_2035_Achievable_MW_After Competition Groups_LED EXTERIOR AREA LIGHTS - LED fixture (200W)
Commercial | Com ¦ ENERGY STAR FREEZER | 2035 | Economic | MW | After Competition Groups | 8.1114 | 0 | 0 | 1925.4742 | 0.0042127 | 31 | Commercial_2035_Economic_MW_After Competition Groups_31 | ENERGY STAR FREEZER | 0.4213% | 0 | 8.1114 | Commercial_2035_Economic_MW_After Competition Groups_ENERGY STAR FREEZER
Commercial | Com ¦ LED parking lot fixture | 2035 | Achievable | MW | After Competition Groups | 5.9932 | 0 | 0 | 1425.3003 | 0.0042049 | 31 | Commercial_2035_Achievable_MW_After Competition Groups_31 | LED parking lot fixture | 0.4205% | 0 | 5.9932 | Commercial_2035_Achievable_MW_After Competition Groups_LED parking lot fixture
Commercial | Com ¦ ECM MOTORS FOR EVAPORATOR FANS for refrigeration (WALK-IN) | 2035 | Technical | MW | After Competition Groups | 10.7599 | 0 | 0 | 2581.3574 | 0.0041683 | 36 | Commercial_2035_Technical_MW_After Competition Groups_36 | ECM MOTORS FOR EVAPORATOR FANS for refrigeration (WALK-IN) | 0.4168% | 0 | 10.7599 | Commercial_2035_Technical_MW_After Competition Groups_ECM MOTORS FOR EVAPORATOR FANS for refrigeration (WALK-IN)
Commercial | Com ¦ Water Source Heat Pump (4 ton) | 2035 | Economic | MW | After Competition Groups | 7.6372 | 0 | 0 | 1925.4742 | 0.0039664 | 32 | Commercial_2035_Economic_MW_After Competition Groups_32 | Water Source Heat Pump (4 ton) | 0.3966% | 0 | 7.6372 | Commercial_2035_Economic_MW_After Competition Groups_Water Source Heat Pump (4 ton)
Commercial | Com ¦ High R-Value Glass Doors/no-heat glass door | 2035 | Technical | MW | After Competition Groups | 10.2358 | 0 | 0 | 2581.3574 | 0.0039653 | 37 | Commercial_2035_Technical_MW_After Competition Groups_37 | High R-Value Glass Doors/no-heat glass door | 0.3965% | 0 | 10.2358 | Commercial_2035_Technical_MW_After Competition Groups_High R-Value Glass Doors/no-heat glass door
Commercial | Com ¦ Occupancy Sensors | 2035 | Technical | MW | After Competition Groups | 10.2239 | 0 | 0 | 2581.3574 | 0.0039607 | 38 | Commercial_2035_Technical_MW_After Competition Groups_38 | Occupancy Sensors | 0.3961% | 0 | 10.2239 | Commercial_2035_Technical_MW_After Competition Groups_Occupancy Sensors
Commercial | Com ¦ Duct Insulation, R8 | 2035 | Achievable | MW | After Competition Groups | 5.4079 | 0 | 0 | 1425.3003 | 0.0037942 | 32 | Commercial_2035_Achievable_MW_After Competition Groups_32 | Duct Insulation, R8 | 0.3794% | 0 | 5.4079 | Commercial_2035_Achievable_MW_After Competition Groups_Duct Insulation, R8
Commercial | Com ¦ Freezer Case Light Sensor | 2035 | Technical | MW | After Competition Groups | 9.3341 | 0 | 0 | 2581.3574 | 0.003616 | 39 | Commercial_2035_Technical_MW_After Competition Groups_39 | Freezer Case Light Sensor | 0.3616% | 0 | 9.3341 | Commercial_2035_Technical_MW_After Competition Groups_Freezer Case Light Sensor
Commercial | Com ¦ LED EXTERIOR AREA LIGHTS - LED fixture (200W) | 2035 | Economic | MW | After Competition Groups | 6.9158 | 0 | 0 | 1925.4742 | 0.0035918 | 33 | Commercial_2035_Economic_MW_After Competition Groups_33 | LED EXTERIOR AREA LIGHTS - LED fixture (200W) | 0.3592% | 0 | 6.9158 | Commercial_2035_Economic_MW_After Competition Groups_LED EXTERIOR AREA LIGHTS - LED fixture (200W)
Commercial | Com ¦ Evaporator Fan Controls | 2035 | Technical | MW | After Competition Groups | 9.0921 | 0 | 0 | 2581.3574 | 0.0035222 | 40 | Commercial_2035_Technical_MW_After Competition Groups_40 | Evaporator Fan Controls | 0.3522% | 0 | 9.0921 | Commercial_2035_Technical_MW_After Competition Groups_Evaporator Fan Controls
Commercial | Com ¦ Water Source Heat Pump (4 ton) | 2035 | Technical | MW | After Competition Groups | 9.0385 | 0 | 0 | 2581.3574 | 0.0035015 | 41 | Commercial_2035_Technical_MW_After Competition Groups_41 | Water Source Heat Pump (4 ton) | 0.3501% | 0 | 9.0385 | Commercial_2035_Technical_MW_After Competition Groups_Water Source Heat Pump (4 ton)
Commercial | Com ¦ ENERGY STAR Griddle (74% eff) | 2035 | Economic | MW | After Competition Groups | 6.6119 | 0 | 0 | 1925.4742 | 0.0034339 | 34 | Commercial_2035_Economic_MW_After Competition Groups_34 | ENERGY STAR Griddle (74% eff) | 0.3434% | 0 | 6.6119 | Commercial_2035_Economic_MW_After Competition Groups_ENERGY STAR Griddle (74% eff)
Commercial | Com ¦ LED parking lot fixture | 2035 | Economic | MW | After Competition Groups | 6.5677 | 0 | 0 | 1925.4742 | 0.0034109 | 35 | Commercial_2035_Economic_MW_After Competition Groups_35 | LED parking lot fixture | 0.3411% | 0 | 6.5677 | Commercial_2035_Economic_MW_After Competition Groups_LED parking lot fixture
Commercial | Com ¦ Water Source Heat Pump (4 ton) | 2035 | Achievable | MW | After Competition Groups | 4.8245 | 0 | 0 | 1425.3003 | 0.0033849 | 33 | Commercial_2035_Achievable_MW_After Competition Groups_33 | Water Source Heat Pump (4 ton) | 0.3385% | 0 | 4.8245 | Commercial_2035_Achievable_MW_After Competition Groups_Water Source Heat Pump (4 ton)
Commercial | Com ¦ ENERGY STAR Griddle (74% eff) | 2035 | Achievable | MW | After Competition Groups | 4.2669 | 0 | 0 | 1425.3003 | 0.0029937 | 34 | Commercial_2035_Achievable_MW_After Competition Groups_34 | ENERGY STAR Griddle (74% eff) | 0.2994% | 0 | 4.2669 | Commercial_2035_Achievable_MW_After Competition Groups_ENERGY STAR Griddle (74% eff)
Commercial | Com ¦ Condensing Make Up Air Unit | 2035 | Economic | MW | After Competition Groups | 5.7168 | 0 | 0 | 1925.4742 | 0.002969 | 36 | Commercial_2035_Economic_MW_After Competition Groups_36 | Condensing Make Up Air Unit | 0.2969% | 0 | 5.7168 | Commercial_2035_Economic_MW_After Competition Groups_Condensing Make Up Air Unit
Commercial | Com ¦ ENERGY STAR Refrigerator | 2035 | Technical | MW | After Competition Groups | 7.3739 | 0 | 0 | 2581.3574 | 0.0028566 | 42 | Commercial_2035_Technical_MW_After Competition Groups_42 | ENERGY STAR Refrigerator | 0.2857% | 0 | 7.3739 | Commercial_2035_Technical_MW_After Competition Groups_ENERGY STAR Refrigerator
Commercial | Com ¦ Duct Insulation, R8 | 2035 | Economic | MW | After Competition Groups | 5.4261 | 0 | 0 | 1925.4742 | 0.0028181 | 37 | Commercial_2035_Economic_MW_After Competition Groups_37 | Duct Insulation, R8 | 0.2818% | 0 | 5.4261 | Commercial_2035_Economic_MW_After Competition Groups_Duct Insulation, R8
Commercial | Com ¦ Elec Storage WH 2.30 Et | 2035 | Economic | MW | After Competition Groups | 5.285 | 0 | 0 | 1925.4742 | 0.0027448 | 38 | Commercial_2035_Economic_MW_After Competition Groups_38 | Elec Storage WH 2.30 Et | 0.2745% | 0 | 5.285 | Commercial_2035_Economic_MW_After Competition Groups_Elec Storage WH 2.30 Et
Commercial | Com ¦ LED street light fixture | 2035 | Achievable | MW | After Competition Groups | 3.9035 | 0 | 0 | 1425.3003 | 0.0027387 | 35 | Commercial_2035_Achievable_MW_After Competition Groups_35 | LED street light fixture | 0.2739% | 0 | 3.9035 | Commercial_2035_Achievable_MW_After Competition Groups_LED street light fixture
Commercial | Com ¦ LED EXTERIOR AREA LIGHTS - LED fixture (200W) | 2035 | Technical | MW | After Competition Groups | 6.9158 | 0 | 0 | 2581.3574 | 0.0026791 | 43 | Commercial_2035_Technical_MW_After Competition Groups_43 | LED EXTERIOR AREA LIGHTS - LED fixture (200W) | 0.2679% | 0 | 6.9158 | Commercial_2035_Technical_MW_After Competition Groups_LED EXTERIOR AREA LIGHTS - LED fixture (200W)
Commercial | Com ¦ Condensing Make Up Air Unit | 2035 | Achievable | MW | After Competition Groups | 3.7266 | 0 | 0 | 1425.3003 | 0.0026146 | 36 | Commercial_2035_Achievable_MW_After Competition Groups_36 | Condensing Make Up Air Unit | 0.2615% | 0 | 3.7266 | Commercial_2035_Achievable_MW_After Competition Groups_Condensing Make Up Air Unit
Commercial | Com ¦ BEVERAGE VENDING MACHINE CONTROLS | 2035 | Achievable | MW | After Competition Groups | 3.6652 | 0 | 0 | 1425.3003 | 0.0025716 | 37 | Commercial_2035_Achievable_MW_After Competition Groups_37 | BEVERAGE VENDING MACHINE CONTROLS | 0.2572% | 0 | 3.6652 | Commercial_2035_Achievable_MW_After Competition Groups_BEVERAGE VENDING MACHINE CONTROLS
Commercial | Com ¦ BEVERAGE VENDING MACHINE CONTROLS | 2035 | Economic | MW | After Competition Groups | 4.9429 | 0 | 0 | 1925.4742 | 0.0025671 | 39 | Commercial_2035_Economic_MW_After Competition Groups_39 | BEVERAGE VENDING MACHINE CONTROLS | 0.2567% | 0 | 4.9429 | Commercial_2035_Economic_MW_After Competition Groups_BEVERAGE VENDING MACHINE CONTROLS
Commercial | Com ¦ ENERGY STAR Griddle (74% eff) | 2035 | Technical | MW | After Competition Groups | 6.6119 | 0 | 0 | 2581.3574 | 0.0025614 | 44 | Commercial_2035_Technical_MW_After Competition Groups_44 | ENERGY STAR Griddle (74% eff) | 0.2561% | 0 | 6.6119 | Commercial_2035_Technical_MW_After Competition Groups_ENERGY STAR Griddle (74% eff)
Commercial | Com ¦ Condensing Make Up Air Unit | 2035 | Technical | MW | After Competition Groups | 6.5954 | 0 | 0 | 2581.3574 | 0.002555 | 45 | Commercial_2035_Technical_MW_After Competition Groups_45 | Condensing Make Up Air Unit | 0.2555% | 0 | 6.5954 | Commercial_2035_Technical_MW_After Competition Groups_Condensing Make Up Air Unit
Commercial | Com ¦ LED parking lot fixture | 2035 | Technical | MW | After Competition Groups | 6.5677 | 0 | 0 | 2581.3574 | 0.0025443 | 46 | Commercial_2035_Technical_MW_After Competition Groups_46 | LED parking lot fixture | 0.2544% | 0 | 6.5677 | Commercial_2035_Technical_MW_After Competition Groups_LED parking lot fixture
Commercial | Com ¦ Door Gasket Freezer/Refrigerator | 2035 | Achievable | MW | After Competition Groups | 3.6227 | 0 | 0 | 1425.3003 | 0.0025417 | 38 | Commercial_2035_Achievable_MW_After Competition Groups_38 | Door Gasket Freezer/Refrigerator | 0.2542% | 0 | 3.6227 | Commercial_2035_Achievable_MW_After Competition Groups_Door Gasket Freezer/Refrigerator
Commercial | Com ¦ Refrigeration Commissioning | 2035 | Technical | MW | After Competition Groups | 6.3461 | 0 | 0 | 2581.3574 | 0.0024584 | 47 | Commercial_2035_Technical_MW_After Competition Groups_47 | Refrigeration Commissioning | 0.2458% | 0 | 6.3461 | Commercial_2035_Technical_MW_After Competition Groups_Refrigeration Commissioning
Commercial | Com ¦ Super-High Efficiency Furnaces (Emerging Tech) | 2035 | Technical | MW | After Competition Groups | 6.2591 | 0 | 0 | 2581.3574 | 0.0024247 | 48 | Commercial_2035_Technical_MW_After Competition Groups_48 | Super-High Efficiency Furnaces (Emerging Tech) | 0.2425% | 0 | 6.2591 | Commercial_2035_Technical_MW_After Competition Groups_Super-High Efficiency Furnaces (Emerging Tech)
Commercial | Com ¦ Indoor Daylight Sensors/Photocell Dimming Control | 2035 | Economic | MW | After Competition Groups | 4.6613 | 0 | 0 | 1925.4742 | 0.0024208 | 40 | Commercial_2035_Economic_MW_After Competition Groups_40 | Indoor Daylight Sensors/Photocell Dimming Control | 0.2421% | 0 | 4.6613 | Commercial_2035_Economic_MW_After Competition Groups_Indoor Daylight Sensors/Photocell Dimming Control
Commercial | Com ¦ Occupancy Sensors | 2035 | Achievable | MW | After Competition Groups | 3.333 | 0 | 0 | 1425.3003 | 0.0023385 | 39 | Commercial_2035_Achievable_MW_After Competition Groups_39 | Occupancy Sensors | 0.2338% | 0 | 3.333 | Commercial_2035_Achievable_MW_After Competition Groups_Occupancy Sensors
Commercial | Com ¦ Temperature Adjustment in Commercial Freezers | 2035 | Achievable | MW | After Competition Groups | 3.2839 | 0 | 0 | 1425.3003 | 0.002304 | 40 | Commercial_2035_Achievable_MW_After Competition Groups_40 | Temperature Adjustment in Commercial Freezers | 0.2304% | 0 | 3.2839 | Commercial_2035_Achievable_MW_After Competition Groups_Temperature Adjustment in Commercial Freezers
Commercial | Com ¦ Elec Storage WH 2.30 Et | 2035 | Achievable | MW | After Competition Groups | 3.2621 | 0 | 0 | 1425.3003 | 0.0022887 | 41 | Commercial_2035_Achievable_MW_After Competition Groups_41 | Elec Storage WH 2.30 Et | 0.2289% | 0 | 3.2621 | Commercial_2035_Achievable_MW_After Competition Groups_Elec Storage WH 2.30 Et
Commercial | Com ¦ LED street light fixture | 2035 | Economic | MW | After Competition Groups | 4.3259 | 0 | 0 | 1925.4742 | 0.0022467 | 41 | Commercial_2035_Economic_MW_After Competition Groups_41 | LED street light fixture | 0.2247% | 0 | 4.3259 | Commercial_2035_Economic_MW_After Competition Groups_LED street light fixture
Commercial | Com ¦ Duct Insulation, R8 | 2035 | Technical | MW | After Competition Groups | 5.4261 | 0 | 0 | 2581.3574 | 0.002102 | 49 | Commercial_2035_Technical_MW_After Competition Groups_49 | Duct Insulation, R8 | 0.2102% | 0 | 5.4261 | Commercial_2035_Technical_MW_After Competition Groups_Duct Insulation, R8
Commercial | Com ¦ Elec Storage WH 2.30 Et | 2035 | Technical | MW | After Competition Groups | 5.2402 | 0 | 0 | 2581.3574 | 0.00203 | 50 | Commercial_2035_Technical_MW_After Competition Groups_50 | Elec Storage WH 2.30 Et | 0.203% | 0 | 5.2402 | Commercial_2035_Technical_MW_After Competition Groups_Elec Storage WH 2.30 Et
Commercial | Com ¦ CO Sensors for parking garage exhaust fans | 2035 | Achievable | MW | After Competition Groups | 2.7617 | 0 | 0 | 1425.3003 | 0.0019376 | 42 | Commercial_2035_Achievable_MW_After Competition Groups_42 | CO Sensors for parking garage exhaust fans | 0.1938% | 0 | 2.7617 | Commercial_2035_Achievable_MW_After Competition Groups_CO Sensors for parking garage exhaust fans
Commercial | Com ¦ BEVERAGE VENDING MACHINE CONTROLS | 2035 | Technical | MW | After Competition Groups | 4.9429 | 0 | 0 | 2581.3574 | 0.0019148 | 51 | Commercial_2035_Technical_MW_After Competition Groups_51 | BEVERAGE VENDING MACHINE CONTROLS | 0.1915% | 0 | 4.9429 | Commercial_2035_Technical_MW_After Competition Groups_BEVERAGE VENDING MACHINE CONTROLS
Commercial | Com ¦ Vertical Night Covers | 2035 | Achievable | MW | After Competition Groups | 2.7266 | 0 | 0 | 1425.3003 | 0.001913 | 43 | Commercial_2035_Achievable_MW_After Competition Groups_43 | Vertical Night Covers | 0.1913% | 0 | 2.7266 | Commercial_2035_Achievable_MW_After Competition Groups_Vertical Night Covers
Commercial | Com ¦ Energy Efficient Laboratory Fume Hood | 2035 | Achievable | MW | After Competition Groups | 2.659 | 0 | 0 | 1425.3003 | 0.0018655 | 44 | Commercial_2035_Achievable_MW_After Competition Groups_44 | Energy Efficient Laboratory Fume Hood | 0.1866% | 0 | 2.659 | Commercial_2035_Achievable_MW_After Competition Groups_Energy Efficient Laboratory Fume Hood
Commercial | Com ¦ Temperature Adjustment in Commercial Freezers | 2035 | Economic | MW | After Competition Groups | 3.3179 | 0 | 0 | 1925.4742 | 0.0017232 | 42 | Commercial_2035_Economic_MW_After Competition Groups_42 | Temperature Adjustment in Commercial Freezers | 0.1723% | 0 | 3.3179 | Commercial_2035_Economic_MW_After Competition Groups_Temperature Adjustment in Commercial Freezers
Commercial | Com ¦ CO Sensors for parking garage exhaust fans | 2035 | Economic | MW | After Competition Groups | 3.2982 | 0 | 0 | 1925.4742 | 0.0017129 | 43 | Commercial_2035_Economic_MW_After Competition Groups_43 | CO Sensors for parking garage exhaust fans | 0.1713% | 0 | 3.2982 | Commercial_2035_Economic_MW_After Competition Groups_CO Sensors for parking garage exhaust fans
Commercial | Com ¦ LED street light fixture | 2035 | Technical | MW | After Competition Groups | 4.3259 | 0 | 0 | 2581.3574 | 0.0016758 | 52 | Commercial_2035_Technical_MW_After Competition Groups_52 | LED street light fixture | 0.1676% | 0 | 4.3259 | Commercial_2035_Technical_MW_After Competition Groups_LED street light fixture
Commercial | Com ¦ Roof Insulation/Ceiling Insulation (R25 Code to R35) | 2035 | Technical | MW | After Competition Groups | 4.0275 | 0 | 0 | 2581.3574 | 0.0015602 | 53 | Commercial_2035_Technical_MW_After Competition Groups_53 | Roof Insulation/Ceiling Insulation (R25 Code to R35) | 0.156% | 0 | 4.0275 | Commercial_2035_Technical_MW_After Competition Groups_Roof Insulation/Ceiling Insulation (R25 Code to R35)
Commercial | Com ¦ Water Heating (DHW) Pipe Insulation (Add 3/4\ Foam)" | 2035 | Achievable | MW | After Competition Groups | 2.0628 | 0 | 0 | 1425.3003 | 0.0014473 | 45 | Commercial_2035_Achievable_MW_After Competition Groups_45 | Water Heating (DHW) Pipe Insulation (Add 3/4\ Foam)" | 0.1447% | 0 | 2.0628 | Commercial_2035_Achievable_MW_After Competition Groups_Water Heating (DHW) Pipe Insulation (Add 3/4\ Foam)"
Commercial | Com ¦ Vertical Night Covers | 2035 | Economic | MW | After Competition Groups | 2.7561 | 0 | 0 | 1925.4742 | 0.0014314 | 44 | Commercial_2035_Economic_MW_After Competition Groups_44 | Vertical Night Covers | 0.1431% | 0 | 2.7561 | Commercial_2035_Economic_MW_After Competition Groups_Vertical Night Covers
Commercial | Com ¦ ENERGY STAR FREEZER | 2035 | Achievable | MW | After Competition Groups | 1.9793 | 0 | 0 | 1425.3003 | 0.0013887 | 46 | Commercial_2035_Achievable_MW_After Competition Groups_46 | ENERGY STAR FREEZER | 0.1389% | 0 | 1.9793 | Commercial_2035_Achievable_MW_After Competition Groups_ENERGY STAR FREEZER
Commercial | Com ¦ Energy Efficient Laboratory Fume Hood | 2035 | Economic | MW | After Competition Groups | 2.6684 | 0 | 0 | 1925.4742 | 0.0013858 | 45 | Commercial_2035_Economic_MW_After Competition Groups_45 | Energy Efficient Laboratory Fume Hood | 0.1386% | 0 | 2.6684 | Commercial_2035_Economic_MW_After Competition Groups_Energy Efficient Laboratory Fume Hood
Commercial | Com ¦ Anti-sweat heat (ASH) controls - Cooler/Freezer | 2035 | Technical | MW | After Competition Groups | 3.3763 | 0 | 0 | 2581.3574 | 0.001308 | 54 | Commercial_2035_Technical_MW_After Competition Groups_54 | Anti-sweat heat (ASH) controls - Cooler/Freezer | 0.1308% | 0 | 3.3763 | Commercial_2035_Technical_MW_After Competition Groups_Anti-sweat heat (ASH) controls - Cooler/Freezer
Commercial | Com ¦ Temperature Adjustment in Commercial Freezers | 2035 | Technical | MW | After Competition Groups | 3.3179 | 0 | 0 | 2581.3574 | 0.0012853 | 55 | Commercial_2035_Technical_MW_After Competition Groups_55 | Temperature Adjustment in Commercial Freezers | 0.1285% | 0 | 3.3179 | Commercial_2035_Technical_MW_After Competition Groups_Temperature Adjustment in Commercial Freezers
Commercial | Com ¦ CO Sensors for parking garage exhaust fans | 2035 | Technical | MW | After Competition Groups | 3.2982 | 0 | 0 | 2581.3574 | 0.0012777 | 56 | Commercial_2035_Technical_MW_After Competition Groups_56 | CO Sensors for parking garage exhaust fans | 0.1278% | 0 | 3.2982 | Commercial_2035_Technical_MW_After Competition Groups_CO Sensors for parking garage exhaust fans
Commercial | Com ¦ Outside Air Economizer | 2035 | Achievable | MW | After Competition Groups | 1.7568 | 0 | 0 | 1425.3003 | 0.0012326 | 47 | Commercial_2035_Achievable_MW_After Competition Groups_47 | Outside Air Economizer | 0.1233% | 0 | 1.7568 | Commercial_2035_Achievable_MW_After Competition Groups_Outside Air Economizer
Commercial | Com ¦ Water Heating (DHW) Pipe Insulation (Add 3/4\ Foam)" | 2035 | Economic | MW | After Competition Groups | 2.08 | 0 | 0 | 1925.4742 | 0.0010802 | 46 | Commercial_2035_Economic_MW_After Competition Groups_46 | Water Heating (DHW) Pipe Insulation (Add 3/4\ Foam)" | 0.108% | 0 | 2.08 | Commercial_2035_Economic_MW_After Competition Groups_Water Heating (DHW) Pipe Insulation (Add 3/4\ Foam)"
Commercial | Com ¦ Vertical Night Covers | 2035 | Technical | MW | After Competition Groups | 2.7561 | 0 | 0 | 2581.3574 | 0.0010677 | 57 | Commercial_2035_Technical_MW_After Competition Groups_57 | Vertical Night Covers | 0.1068% | 0 | 2.7561 | Commercial_2035_Technical_MW_After Competition Groups_Vertical Night Covers
Commercial | Com ¦ Energy Efficient Laboratory Fume Hood | 2035 | Technical | MW | After Competition Groups | 2.6684 | 0 | 0 | 2581.3574 | 0.0010337 | 58 | Commercial_2035_Technical_MW_After Competition Groups_58 | Energy Efficient Laboratory Fume Hood | 0.1034% | 0 | 2.6684 | Commercial_2035_Technical_MW_After Competition Groups_Energy Efficient Laboratory Fume Hood
Commercial | Com ¦ ENERGY STAR Fryer (84% eff) | 2035 | Economic | MW | After Competition Groups | 1.9419 | 0 | 0 | 1925.4742 | 0.0010085 | 47 | Commercial_2035_Economic_MW_After Competition Groups_47 | ENERGY STAR Fryer (84% eff) | 0.1009% | 0 | 1.9419 | Commercial_2035_Economic_MW_After Competition Groups_ENERGY STAR Fryer (84% eff)
Commercial | Com ¦ Outside Air Economizer | 2035 | Economic | MW | After Competition Groups | 1.9114 | 0 | 0 | 1925.4742 | 0.00099267 | 48 | Commercial_2035_Economic_MW_After Competition Groups_48 | Outside Air Economizer | 0.09927% | 0 | 1.9114 | Commercial_2035_Economic_MW_After Competition Groups_Outside Air Economizer
Commercial | Com ¦ Suction Pipe Insulation Freezer/Refrigerator | 2035 | Achievable | MW | After Competition Groups | 1.4133 | 0 | 0 | 1425.3003 | 0.0009916 | 48 | Commercial_2035_Achievable_MW_After Competition Groups_48 | Suction Pipe Insulation Freezer/Refrigerator | 0.09916% | 0 | 1.4133 | Commercial_2035_Achievable_MW_After Competition Groups_Suction Pipe Insulation Freezer/Refrigerator
Commercial | Com ¦ Ground Source Heat Pump | 2035 | Technical | MW | After Competition Groups | 2.4751 | 0 | 0 | 2581.3574 | 0.00095885 | 59 | Commercial_2035_Technical_MW_After Competition Groups_59 | Ground Source Heat Pump | 0.09588% | 0 | 2.4751 | Commercial_2035_Technical_MW_After Competition Groups_Ground Source Heat Pump
Commercial | Com ¦ ENERGY STAR Fryer (84% eff) | 2035 | Achievable | MW | After Competition Groups | 1.2803 | 0 | 0 | 1425.3003 | 0.00089829 | 49 | Commercial_2035_Achievable_MW_After Competition Groups_49 | ENERGY STAR Fryer (84% eff) | 0.08983% | 0 | 1.2803 | Commercial_2035_Achievable_MW_After Competition Groups_ENERGY STAR Fryer (84% eff)
Commercial | Com ¦ Water Heating (DHW) Pipe Insulation (Add 3/4\ Foam)" | 2035 | Technical | MW | After Competition Groups | 2.08 | 0 | 0 | 2581.3574 | 0.00080576 | 60 | Commercial_2035_Technical_MW_After Competition Groups_60 | Water Heating (DHW) Pipe Insulation (Add 3/4\ Foam)" | 0.08058% | 0 | 2.08 | Commercial_2035_Technical_MW_After Competition Groups_Water Heating (DHW) Pipe Insulation (Add 3/4\ Foam)"
Commercial | Com ¦ ENERGY STAR Dishwasher | 2035 | Economic | MW | After Competition Groups | 1.4706 | 0 | 0 | 1925.4742 | 0.00076378 | 49 | Commercial_2035_Economic_MW_After Competition Groups_49 | ENERGY STAR Dishwasher | 0.07638% | 0 | 1.4706 | Commercial_2035_Economic_MW_After Competition Groups_ENERGY STAR Dishwasher
Commercial | Com ¦ ENERGY STAR Fryer (84% eff) | 2035 | Technical | MW | After Competition Groups | 1.9419 | 0 | 0 | 2581.3574 | 0.00075229 | 61 | Commercial_2035_Technical_MW_After Competition Groups_61 | ENERGY STAR Fryer (84% eff) | 0.07523% | 0 | 1.9419 | Commercial_2035_Technical_MW_After Competition Groups_ENERGY STAR Fryer (84% eff)
Commercial | Com ¦ Suction Pipe Insulation Freezer/Refrigerator | 2035 | Economic | MW | After Competition Groups | 1.4277 | 0 | 0 | 1925.4742 | 0.00074147 | 50 | Commercial_2035_Economic_MW_After Competition Groups_50 | Suction Pipe Insulation Freezer/Refrigerator | 0.07415% | 0 | 1.4277 | Commercial_2035_Economic_MW_After Competition Groups_Suction Pipe Insulation Freezer/Refrigerator
Commercial | Com ¦ Outside Air Economizer | 2035 | Technical | MW | After Competition Groups | 1.9114 | 0 | 0 | 2581.3574 | 0.00074045 | 62 | Commercial_2035_Technical_MW_After Competition Groups_62 | Outside Air Economizer | 0.07405% | 0 | 1.9114 | Commercial_2035_Technical_MW_After Competition Groups_Outside Air Economizer
Commercial | Com ¦ ENERGY STAR Steam Cookers | 2035 | Economic | MW | After Competition Groups | 1.2409 | 0 | 0 | 1925.4742 | 0.00064444 | 51 | Commercial_2035_Economic_MW_After Competition Groups_51 | ENERGY STAR Steam Cookers | 0.06444% | 0 | 1.2409 | Commercial_2035_Economic_MW_After Competition Groups_ENERGY STAR Steam Cookers
Commercial | Com ¦ Room AC (w/ louvered sides) 14 SEER from 12 SEER code | 2035 | Technical | MW | After Competition Groups | 1.6054 | 0 | 0 | 2581.3574 | 0.00062194 | 63 | Commercial_2035_Technical_MW_After Competition Groups_63 | Room AC (w/ louvered sides) 14 SEER from 12 SEER code | 0.06219% | 0 | 1.6054 | Commercial_2035_Technical_MW_After Competition Groups_Room AC (w/ louvered sides) 14 SEER from 12 SEER code
Commercial | Com ¦ Super-High Efficiency Furnaces (Emerging Tech) | 2035 | Achievable | MW | After Competition Groups | 0.82334 | 0 | 0 | 1425.3003 | 0.00057766 | 50 | Commercial_2035_Achievable_MW_After Competition Groups_50 | Super-High Efficiency Furnaces (Emerging Tech) | 0.05777% | 0 | 0.82334 | Commercial_2035_Achievable_MW_After Competition Groups_Super-High Efficiency Furnaces (Emerging Tech)
Commercial | Com ¦ ENERGY STAR Dishwasher | 2035 | Technical | MW | After Competition Groups | 1.4706 | 0 | 0 | 2581.3574 | 0.00056971 | 64 | Commercial_2035_Technical_MW_After Competition Groups_64 | ENERGY STAR Dishwasher | 0.05697% | 0 | 1.4706 | Commercial_2035_Technical_MW_After Competition Groups_ENERGY STAR Dishwasher
Commercial | Com ¦ ENERGY STAR Steam Cookers | 2035 | Achievable | MW | After Competition Groups | 0.79892 | 0 | 0 | 1425.3003 | 0.00056053 | 51 | Commercial_2035_Achievable_MW_After Competition Groups_51 | ENERGY STAR Steam Cookers | 0.05605% | 0 | 0.79892 | Commercial_2035_Achievable_MW_After Competition Groups_ENERGY STAR Steam Cookers
Commercial | Com ¦ Suction Pipe Insulation Freezer/Refrigerator | 2035 | Technical | MW | After Competition Groups | 1.4277 | 0 | 0 | 2581.3574 | 0.00055307 | 65 | Commercial_2035_Technical_MW_After Competition Groups_65 | Suction Pipe Insulation Freezer/Refrigerator | 0.05531% | 0 | 1.4277 | Commercial_2035_Technical_MW_After Competition Groups_Suction Pipe Insulation Freezer/Refrigerator
Commercial | Com ¦ LED RECESSED DOWNLIGHTS | 2035 | Technical | MW | After Competition Groups | 1.39 | 0 | 0 | 2581.3574 | 0.00053849 | 66 | Commercial_2035_Technical_MW_After Competition Groups_66 | LED RECESSED DOWNLIGHTS | 0.05385% | 0 | 1.39 | Commercial_2035_Technical_MW_After Competition Groups_LED RECESSED DOWNLIGHTS
Commercial | Com ¦ ENERGY STAR Steam Cookers | 2035 | Technical | MW | After Competition Groups | 1.2409 | 0 | 0 | 2581.3574 | 0.0004807 | 67 | Commercial_2035_Technical_MW_After Competition Groups_67 | ENERGY STAR Steam Cookers | 0.04807% | 0 | 1.2409 | Commercial_2035_Technical_MW_After Competition Groups_ENERGY STAR Steam Cookers
Commercial | Com ¦ Ozone Laundry Treatment | 2035 | Achievable | MW | After Competition Groups | 0.6727 | 0 | 0 | 1425.3003 | 0.00047197 | 52 | Commercial_2035_Achievable_MW_After Competition Groups_52 | Ozone Laundry Treatment | 0.0472% | 0 | 0.6727 | Commercial_2035_Achievable_MW_After Competition Groups_Ozone Laundry Treatment
Commercial | Com ¦ Evaporator Coil Defrost (Cooler) | 2035 | Technical | MW | After Competition Groups | 1.2156 | 0 | 0 | 2581.3574 | 0.00047091 | 68 | Commercial_2035_Technical_MW_After Competition Groups_68 | Evaporator Coil Defrost (Cooler) | 0.04709% | 0 | 1.2156 | Commercial_2035_Technical_MW_After Competition Groups_Evaporator Coil Defrost (Cooler)
Commercial | Com ¦ ENERGY STAR Dishwasher | 2035 | Achievable | MW | After Competition Groups | 0.66638 | 0 | 0 | 1425.3003 | 0.00046754 | 53 | Commercial_2035_Achievable_MW_After Competition Groups_53 | ENERGY STAR Dishwasher | 0.04675% | 0 | 0.66638 | Commercial_2035_Achievable_MW_After Competition Groups_ENERGY STAR Dishwasher
Commercial | Com ¦ Thermostat Setback | 2035 | Achievable | MW | After Competition Groups | 0.65891 | 0 | 0 | 1425.3003 | 0.0004623 | 54 | Commercial_2035_Achievable_MW_After Competition Groups_54 | Thermostat Setback | 0.04623% | 0 | 0.65891 | Commercial_2035_Achievable_MW_After Competition Groups_Thermostat Setback
Commercial | Com ¦ Ozone Laundry Treatment | 2035 | Economic | MW | After Competition Groups | 0.79027 | 0 | 0 | 1925.4742 | 0.00041043 | 52 | Commercial_2035_Economic_MW_After Competition Groups_52 | Ozone Laundry Treatment | 0.04104% | 0 | 0.79027 | Commercial_2035_Economic_MW_After Competition Groups_Ozone Laundry Treatment
Commercial | Com ¦ Super-High Efficiency Furnaces (Emerging Tech) | 2035 | Economic | MW | After Competition Groups | 0.76845 | 0 | 0 | 1925.4742 | 0.00039909 | 53 | Commercial_2035_Economic_MW_After Competition Groups_53 | Super-High Efficiency Furnaces (Emerging Tech) | 0.03991% | 0 | 0.76845 | Commercial_2035_Economic_MW_After Competition Groups_Super-High Efficiency Furnaces (Emerging Tech)
Commercial | Com ¦ Thermostat Setback | 2035 | Economic | MW | After Competition Groups | 0.74423 | 0 | 0 | 1925.4742 | 0.00038652 | 54 | Commercial_2035_Economic_MW_After Competition Groups_54 | Thermostat Setback | 0.03865% | 0 | 0.74423 | Commercial_2035_Economic_MW_After Competition Groups_Thermostat Setback
Commercial | Com ¦ Door Gasket Freezer/Refrigerator | 2035 | Economic | MW | After Competition Groups | 0.66287 | 0 | 0 | 1925.4742 | 0.00034426 | 55 | Commercial_2035_Economic_MW_After Competition Groups_55 | Door Gasket Freezer/Refrigerator | 0.03443% | 0 | 0.66287 | Commercial_2035_Economic_MW_After Competition Groups_Door Gasket Freezer/Refrigerator
Commercial | Com ¦ Ozone Laundry Treatment | 2035 | Technical | MW | After Competition Groups | 0.79027 | 0 | 0 | 2581.3574 | 0.00030614 | 69 | Commercial_2035_Technical_MW_After Competition Groups_69 | Ozone Laundry Treatment | 0.03061% | 0 | 0.79027 | Commercial_2035_Technical_MW_After Competition Groups_Ozone Laundry Treatment
Commercial | Com ¦ PTAC (12 EER/10,000 BTU) | 2035 | Economic | MW | After Competition Groups | 0.57423 | 0 | 0 | 1925.4742 | 0.00029823 | 56 | Commercial_2035_Economic_MW_After Competition Groups_56 | PTAC (12 EER/10,000 BTU) | 0.02982% | 0 | 0.57423 | Commercial_2035_Economic_MW_After Competition Groups_PTAC (12 EER/10,000 BTU)
Commercial | Com ¦ Thermostat Setback | 2035 | Technical | MW | After Competition Groups | 0.74423 | 0 | 0 | 2581.3574 | 0.00028831 | 70 | Commercial_2035_Technical_MW_After Competition Groups_70 | Thermostat Setback | 0.02883% | 0 | 0.74423 | Commercial_2035_Technical_MW_After Competition Groups_Thermostat Setback
Commercial | Com ¦ SYNCHRONOUS BELT | 2035 | Technical | MW | After Competition Groups | 0.72284 | 0 | 0 | 2581.3574 | 0.00028002 | 71 | Commercial_2035_Technical_MW_After Competition Groups_71 | SYNCHRONOUS BELT | 0.028% | 0 | 0.72284 | Commercial_2035_Technical_MW_After Competition Groups_SYNCHRONOUS BELT
Commercial | Com ¦ Wall Insulation | 2035 | Technical | MW | After Competition Groups | 0.65089 | 0 | 0 | 2581.3574 | 0.00025215 | 72 | Commercial_2035_Technical_MW_After Competition Groups_72 | Wall Insulation | 0.02521% | 0 | 0.65089 | Commercial_2035_Technical_MW_After Competition Groups_Wall Insulation
Commercial | Com ¦ Solar Preheat Make up Air | 2035 | Technical | MW | After Competition Groups | 0.64398 | 0 | 0 | 2581.3574 | 0.00024947 | 73 | Commercial_2035_Technical_MW_After Competition Groups_73 | Solar Preheat Make up Air | 0.02495% | 0 | 0.64398 | Commercial_2035_Technical_MW_After Competition Groups_Solar Preheat Make up Air
Commercial | Com ¦ PTAC (12 EER/10,000 BTU) | 2035 | Technical | MW | After Competition Groups | 0.63721 | 0 | 0 | 2581.3574 | 0.00024685 | 74 | Commercial_2035_Technical_MW_After Competition Groups_74 | PTAC (12 EER/10,000 BTU) | 0.02468% | 0 | 0.63721 | Commercial_2035_Technical_MW_After Competition Groups_PTAC (12 EER/10,000 BTU)
Commercial | Com ¦ PTAC (12 EER/10,000 BTU) | 2035 | Achievable | MW | After Competition Groups | 0.29049 | 0 | 0 | 1425.3003 | 0.00020381 | 55 | Commercial_2035_Achievable_MW_After Competition Groups_55 | PTAC (12 EER/10,000 BTU) | 0.02038% | 0 | 0.29049 | Commercial_2035_Achievable_MW_After Competition Groups_PTAC (12 EER/10,000 BTU)
Commercial | Com ¦ Solar Water Preheat (Pools/DHW) | 2035 | Economic | MW | After Competition Groups | 0.39061 | 0 | 0 | 1925.4742 | 0.00020286 | 57 | Commercial_2035_Economic_MW_After Competition Groups_57 | Solar Water Preheat (Pools/DHW) | 0.02029% | 0 | 0.39061 | Commercial_2035_Economic_MW_After Competition Groups_Solar Water Preheat (Pools/DHW)
Commercial | Com ¦ ECM MOTORS FOR HVAC APPLICATION (FAN-POWERED VAV BOX) | 2035 | Achievable | MW | After Competition Groups | 0.27753 | 0 | 0 | 1425.3003 | 0.00019471 | 56 | Commercial_2035_Achievable_MW_After Competition Groups_56 | ECM MOTORS FOR HVAC APPLICATION (FAN-POWERED VAV BOX) | 0.01947% | 0 | 0.27753 | Commercial_2035_Achievable_MW_After Competition Groups_ECM MOTORS FOR HVAC APPLICATION (FAN-POWERED VAV BOX)
Commercial | COM ¦ Ductless Mini-Split Heat Pumps | 2035 | Economic | MW | After Competition Groups | 0.37282 | 0 | 0 | 1925.4742 | 0.00019362 | 58 | Commercial_2035_Economic_MW_After Competition Groups_58 | Ductless Mini-Split Heat Pumps | 0.01936% | 0 | 0.37282 | Commercial_2035_Economic_MW_After Competition Groups_Ductless Mini-Split Heat Pumps
Commercial | Com ¦ Efficient compressor motor | 2035 | Technical | MW | After Competition Groups | 0.49126 | 0 | 0 | 2581.3574 | 0.00019031 | 75 | Commercial_2035_Technical_MW_After Competition Groups_75 | Efficient compressor motor | 0.01903% | 0 | 0.49126 | Commercial_2035_Technical_MW_After Competition Groups_Efficient compressor motor
Commercial | Com ¦ ECM MOTORS FOR HVAC APPLICATION (FAN-POWERED VAV BOX) | 2035 | Economic | MW | After Competition Groups | 0.31411 | 0 | 0 | 1925.4742 | 0.00016314 | 59 | Commercial_2035_Economic_MW_After Competition Groups_59 | ECM MOTORS FOR HVAC APPLICATION (FAN-POWERED VAV BOX) | 0.01631% | 0 | 0.31411 | Commercial_2035_Economic_MW_After Competition Groups_ECM MOTORS FOR HVAC APPLICATION (FAN-POWERED VAV BOX)
Commercial | COM ¦ Ductless Mini-Split Heat Pumps | 2035 | Achievable | MW | After Competition Groups | 0.22284 | 0 | 0 | 1425.3003 | 0.00015634 | 57 | Commercial_2035_Achievable_MW_After Competition Groups_57 | Ductless Mini-Split Heat Pumps | 0.01563% | 0 | 0.22284 | Commercial_2035_Achievable_MW_After Competition Groups_Ductless Mini-Split Heat Pumps
Commercial | Com ¦ Solar Water Preheat (Pools/DHW) | 2035 | Technical | MW | After Competition Groups | 0.39061 | 0 | 0 | 2581.3574 | 0.00015132 | 76 | Commercial_2035_Technical_MW_After Competition Groups_76 | Solar Water Preheat (Pools/DHW) | 0.01513% | 0 | 0.39061 | Commercial_2035_Technical_MW_After Competition Groups_Solar Water Preheat (Pools/DHW)
Commercial | COM ¦ Ductless Mini-Split Heat Pumps | 2035 | Technical | MW | After Competition Groups | 0.37282 | 0 | 0 | 2581.3574 | 0.00014443 | 77 | Commercial_2035_Technical_MW_After Competition Groups_77 | Ductless Mini-Split Heat Pumps | 0.01444% | 0 | 0.37282 | Commercial_2035_Technical_MW_After Competition Groups_Ductless Mini-Split Heat Pumps
Commercial | Com ¦ Efficient compressor motor | 2035 | Economic | MW | After Competition Groups | 0.27804 | 0 | 0 | 1925.4742 | 0.0001444 | 60 | Commercial_2035_Economic_MW_After Competition Groups_60 | Efficient compressor motor | 0.01444% | 0 | 0.27804 | Commercial_2035_Economic_MW_After Competition Groups_Efficient compressor motor
Commercial | Com ¦ High Efficiency Chiller (avg of water and air cooled) | 2035 | Technical | MW | After Competition Groups | 0.37082 | 0 | 0 | 2581.3574 | 0.00014365 | 78 | Commercial_2035_Technical_MW_After Competition Groups_78 | High Efficiency Chiller (avg of water and air cooled) | 0.01437% | 0 | 0.37082 | Commercial_2035_Technical_MW_After Competition Groups_High Efficiency Chiller (avg of water and air cooled)
Commercial | Com ¦ Solar Water Preheat (Pools/DHW) | 2035 | Achievable | MW | After Competition Groups | 0.17993 | 0 | 0 | 1425.3003 | 0.00012624 | 58 | Commercial_2035_Achievable_MW_After Competition Groups_58 | Solar Water Preheat (Pools/DHW) | 0.01262% | 0 | 0.17993 | Commercial_2035_Achievable_MW_After Competition Groups_Solar Water Preheat (Pools/DHW)
Commercial | Com ¦ ECM MOTORS FOR HVAC APPLICATION (FAN-POWERED VAV BOX) | 2035 | Technical | MW | After Competition Groups | 0.31485 | 0 | 0 | 2581.3574 | 0.00012197 | 79 | Commercial_2035_Technical_MW_After Competition Groups_79 | ECM MOTORS FOR HVAC APPLICATION (FAN-POWERED VAV BOX) | 0.0122% | 0 | 0.31485 | Commercial_2035_Technical_MW_After Competition Groups_ECM MOTORS FOR HVAC APPLICATION (FAN-POWERED VAV BOX)
Commercial | Com ¦ LED RECESSED DOWNLIGHTS | 2035 | Achievable | MW | After Competition Groups | 0.17381 | 0 | 0 | 1425.3003 | 0.00012195 | 59 | Commercial_2035_Achievable_MW_After Competition Groups_59 | LED RECESSED DOWNLIGHTS | 0.01219% | 0 | 0.17381 | Commercial_2035_Achievable_MW_After Competition Groups_LED RECESSED DOWNLIGHTS
Commercial | Com ¦ Commercial Hot Food Holding Cabinets | 2035 | Technical | MW | After Competition Groups | 0.28919 | 0 | 0 | 2581.3574 | 0.00011203 | 80 | Commercial_2035_Technical_MW_After Competition Groups_80 | Commercial Hot Food Holding Cabinets | 0.0112% | 0 | 0.28919 | Commercial_2035_Technical_MW_After Competition Groups_Commercial Hot Food Holding Cabinets
Commercial | Com ¦ Auto Off Time Switch or Time Clock control | 2035 | Achievable | MW | After Competition Groups | 0.15615 | 0 | 0 | 1425.3003 | 0.00010956 | 60 | Commercial_2035_Achievable_MW_After Competition Groups_60 | Auto Off Time Switch or Time Clock control | 0.01096% | 0 | 0.15615 | Commercial_2035_Achievable_MW_After Competition Groups_Auto Off Time Switch or Time Clock control
Commercial | Com ¦ LED RECESSED DOWNLIGHTS | 2035 | Economic | MW | After Competition Groups | 0.19531 | 0 | 0 | 1925.4742 | 0.00010144 | 61 | Commercial_2035_Economic_MW_After Competition Groups_61 | LED RECESSED DOWNLIGHTS | 0.01014% | 0 | 0.19531 | Commercial_2035_Economic_MW_After Competition Groups_LED RECESSED DOWNLIGHTS
Commercial | Com ¦ HVAC Optimization | 2035 | Technical | MW | After Competition Groups | 0.25995 | 0 | 0 | 2581.3574 | 0.0001007 | 81 | Commercial_2035_Technical_MW_After Competition Groups_81 | HVAC Optimization | 0.01007% | 0 | 0.25995 | Commercial_2035_Technical_MW_After Competition Groups_HVAC Optimization
Commercial | Com ¦ Auto Off Time Switch or Time Clock control | 2035 | Economic | MW | After Competition Groups | 0.19214 | 0 | 0 | 1925.4742 | 9.9787e-05 | 62 | Commercial_2035_Economic_MW_After Competition Groups_62 | Auto Off Time Switch or Time Clock control | 0.009979% | 0 | 0.19214 | Commercial_2035_Economic_MW_After Competition Groups_Auto Off Time Switch or Time Clock control
Commercial | Com ¦ Demand controlled Circulating Systems | 2035 | Achievable | MW | After Competition Groups | 0.1397 | 0 | 0 | 1425.3003 | 9.8013e-05 | 61 | Commercial_2035_Achievable_MW_After Competition Groups_61 | Demand controlled Circulating Systems | 0.009801% | 0 | 0.1397 | Commercial_2035_Achievable_MW_After Competition Groups_Demand controlled Circulating Systems
Commercial | Com ¦ Notched V belts for HVAC Systems | 2035 | Economic | MW | After Competition Groups | 0.18564 | 0 | 0 | 1925.4742 | 9.6412e-05 | 63 | Commercial_2035_Economic_MW_After Competition Groups_63 | Notched V belts for HVAC Systems | 0.009641% | 0 | 0.18564 | Commercial_2035_Economic_MW_After Competition Groups_Notched V belts for HVAC Systems
Commercial | Com ¦ CEE Tier 2/Energy Star Clothes Washers | 2035 | Achievable | MW | After Competition Groups | 0.13337 | 0 | 0 | 1425.3003 | 9.3573e-05 | 62 | Commercial_2035_Achievable_MW_After Competition Groups_62 | CEE Tier 2/Energy Star Clothes Washers | 0.009357% | 0 | 0.13337 | Commercial_2035_Achievable_MW_After Competition Groups_CEE Tier 2/Energy Star Clothes Washers
Commercial | Com ¦ CEE Tier 2/Energy Star Clothes Washers | 2035 | Economic | MW | After Competition Groups | 0.17652 | 0 | 0 | 1925.4742 | 9.1675e-05 | 64 | Commercial_2035_Economic_MW_After Competition Groups_64 | CEE Tier 2/Energy Star Clothes Washers | 0.009167% | 0 | 0.17652 | Commercial_2035_Economic_MW_After Competition Groups_CEE Tier 2/Energy Star Clothes Washers
Commercial | Com ¦ Wall Insulation | 2035 | Economic | MW | After Competition Groups | 0.16667 | 0 | 0 | 1925.4742 | 8.6559e-05 | 65 | Commercial_2035_Economic_MW_After Competition Groups_65 | Wall Insulation | 0.008656% | 0 | 0.16667 | Commercial_2035_Economic_MW_After Competition Groups_Wall Insulation
Commercial | Com ¦ HVAC Optimization | 2035 | Economic | MW | After Competition Groups | 0.15672 | 0 | 0 | 1925.4742 | 8.1391e-05 | 66 | Commercial_2035_Economic_MW_After Competition Groups_66 | HVAC Optimization | 0.008139% | 0 | 0.15672 | Commercial_2035_Economic_MW_After Competition Groups_HVAC Optimization
Commercial | Com ¦ Auto Off Time Switch or Time Clock control | 2035 | Technical | MW | After Competition Groups | 0.19214 | 0 | 0 | 2581.3574 | 7.4433e-05 | 82 | Commercial_2035_Technical_MW_After Competition Groups_82 | Auto Off Time Switch or Time Clock control | 0.007443% | 0 | 0.19214 | Commercial_2035_Technical_MW_After Competition Groups_Auto Off Time Switch or Time Clock control
Commercial | Com ¦ HVAC Optimization | 2035 | Achievable | MW | After Competition Groups | 0.10374 | 0 | 0 | 1425.3003 | 7.2783e-05 | 63 | Commercial_2035_Achievable_MW_After Competition Groups_63 | HVAC Optimization | 0.007278% | 0 | 0.10374 | Commercial_2035_Achievable_MW_After Competition Groups_HVAC Optimization
Commercial | Com ¦ Demand controlled Circulating Systems | 2035 | Economic | MW | After Competition Groups | 0.13764 | 0 | 0 | 1925.4742 | 7.1482e-05 | 67 | Commercial_2035_Economic_MW_After Competition Groups_67 | Demand controlled Circulating Systems | 0.007148% | 0 | 0.13764 | Commercial_2035_Economic_MW_After Competition Groups_Demand controlled Circulating Systems
Commercial | Com ¦ Efficient compressor motor | 2035 | Achievable | MW | After Competition Groups | 0.098742 | 0 | 0 | 1425.3003 | 6.9278e-05 | 64 | Commercial_2035_Achievable_MW_After Competition Groups_64 | Efficient compressor motor | 0.006928% | 0 | 0.098742 | Commercial_2035_Achievable_MW_After Competition Groups_Efficient compressor motor
Commercial | Com ¦ CEE Tier 2/Energy Star Clothes Washers | 2035 | Technical | MW | After Competition Groups | 0.17652 | 0 | 0 | 2581.3574 | 6.8382e-05 | 83 | Commercial_2035_Technical_MW_After Competition Groups_83 | CEE Tier 2/Energy Star Clothes Washers | 0.006838% | 0 | 0.17652 | Commercial_2035_Technical_MW_After Competition Groups_CEE Tier 2/Energy Star Clothes Washers
Commercial | Com ¦ Indoor Daylight Sensors/Photocell Dimming Control | 2035 | Achievable | MW | After Competition Groups | 0.083945 | 0 | 0 | 1425.3003 | 5.8897e-05 | 65 | Commercial_2035_Achievable_MW_After Competition Groups_65 | Indoor Daylight Sensors/Photocell Dimming Control | 0.00589% | 0 | 0.083945 | Commercial_2035_Achievable_MW_After Competition Groups_Indoor Daylight Sensors/Photocell Dimming Control
Commercial | Com ¦ Low Flow Pre-Rinse Spray Nozzle | 2035 | Economic | MW | After Competition Groups | 0.11148 | 0 | 0 | 1925.4742 | 5.7898e-05 | 68 | Commercial_2035_Economic_MW_After Competition Groups_68 | Low Flow Pre-Rinse Spray Nozzle | 0.00579% | 0 | 0.11148 | Commercial_2035_Economic_MW_After Competition Groups_Low Flow Pre-Rinse Spray Nozzle
Commercial | Com ¦ Commercial Hot Food Holding Cabinets | 2035 | Economic | MW | After Competition Groups | 0.10892 | 0 | 0 | 1925.4742 | 5.6569e-05 | 69 | Commercial_2035_Economic_MW_After Competition Groups_69 | Commercial Hot Food Holding Cabinets | 0.005657% | 0 | 0.10892 | Commercial_2035_Economic_MW_After Competition Groups_Commercial Hot Food Holding Cabinets
Commercial | Com ¦ Low Flow Pre-Rinse Spray Nozzle | 2035 | Achievable | MW | After Competition Groups | 0.078073 | 0 | 0 | 1425.3003 | 5.4776e-05 | 66 | Commercial_2035_Achievable_MW_After Competition Groups_66 | Low Flow Pre-Rinse Spray Nozzle | 0.005478% | 0 | 0.078073 | Commercial_2035_Achievable_MW_After Competition Groups_Low Flow Pre-Rinse Spray Nozzle
Commercial | Com ¦ Demand controlled Circulating Systems | 2035 | Technical | MW | After Competition Groups | 0.13764 | 0 | 0 | 2581.3574 | 5.332e-05 | 84 | Commercial_2035_Technical_MW_After Competition Groups_84 | Demand controlled Circulating Systems | 0.005332% | 0 | 0.13764 | Commercial_2035_Technical_MW_After Competition Groups_Demand controlled Circulating Systems
Commercial | Com ¦ Notched V belts for HVAC Systems | 2035 | Achievable | MW | After Competition Groups | 0.073755 | 0 | 0 | 1425.3003 | 5.1747e-05 | 67 | Commercial_2035_Achievable_MW_After Competition Groups_67 | Notched V belts for HVAC Systems | 0.005175% | 0 | 0.073755 | Commercial_2035_Achievable_MW_After Competition Groups_Notched V belts for HVAC Systems
Commercial | Com ¦ Heat Pump Water Heater (50 Gallons) | 2035 | Technical | MW | After Competition Groups | 0.11865 | 0 | 0 | 2581.3574 | 4.5963e-05 | 85 | Commercial_2035_Technical_MW_After Competition Groups_85 | Heat Pump Water Heater (50 Gallons) | 0.004596% | 0 | 0.11865 | Commercial_2035_Technical_MW_After Competition Groups_Heat Pump Water Heater (50 Gallons)
Commercial | Com ¦ High Efficiency Small Instantaneous Water Heater | 2035 | Achievable | MW | After Competition Groups | 0.06502 | 0 | 0 | 1425.3003 | 4.5618e-05 | 68 | Commercial_2035_Achievable_MW_After Competition Groups_68 | High Efficiency Small Instantaneous Water Heater | 0.004562% | 0 | 0.06502 | Commercial_2035_Achievable_MW_After Competition Groups_High Efficiency Small Instantaneous Water Heater
Commercial | Com ¦ Commercial Hot Food Holding Cabinets | 2035 | Achievable | MW | After Competition Groups | 0.064133 | 0 | 0 | 1425.3003 | 4.4996e-05 | 69 | Commercial_2035_Achievable_MW_After Competition Groups_69 | Commercial Hot Food Holding Cabinets | 0.0045% | 0 | 0.064133 | Commercial_2035_Achievable_MW_After Competition Groups_Commercial Hot Food Holding Cabinets
Commercial | Com ¦ Wall Insulation | 2035 | Achievable | MW | After Competition Groups | 0.063132 | 0 | 0 | 1425.3003 | 4.4294e-05 | 70 | Commercial_2035_Achievable_MW_After Competition Groups_70 | Wall Insulation | 0.004429% | 0 | 0.063132 | Commercial_2035_Achievable_MW_After Competition Groups_Wall Insulation
Commercial | Com ¦ Low Flow Pre-Rinse Spray Nozzle | 2035 | Technical | MW | After Competition Groups | 0.11148 | 0 | 0 | 2581.3574 | 4.3187e-05 | 86 | Commercial_2035_Technical_MW_After Competition Groups_86 | Low Flow Pre-Rinse Spray Nozzle | 0.004319% | 0 | 0.11148 | Commercial_2035_Technical_MW_After Competition Groups_Low Flow Pre-Rinse Spray Nozzle
Commercial | Com ¦ Condensing Unit Heaters or other Efficient Unit Heating System | 2035 | Achievable | MW | After Competition Groups | 0.046761 | 0 | 0 | 1425.3003 | 3.2808e-05 | 71 | Commercial_2035_Achievable_MW_After Competition Groups_71 | Condensing Unit Heaters or other Efficient Unit Heating System | 0.003281% | 0 | 0.046761 | Commercial_2035_Achievable_MW_After Competition Groups_Condensing Unit Heaters or other Efficient Unit Heating System
Commercial | Com ¦ Room AC (w/ louvered sides) 14 SEER from 12 SEER code | 2035 | Achievable | MW | After Competition Groups | 0.044978 | 0 | 0 | 1425.3003 | 3.1557e-05 | 72 | Commercial_2035_Achievable_MW_After Competition Groups_72 | Room AC (w/ louvered sides) 14 SEER from 12 SEER code | 0.003156% | 0 | 0.044978 | Commercial_2035_Achievable_MW_After Competition Groups_Room AC (w/ louvered sides) 14 SEER from 12 SEER code
Commercial | Com ¦ Room AC (w/ louvered sides) 14 SEER from 12 SEER code | 2035 | Economic | MW | After Competition Groups | 0.049389 | 0 | 0 | 1925.4742 | 2.565e-05 | 70 | Commercial_2035_Economic_MW_After Competition Groups_70 | Room AC (w/ louvered sides) 14 SEER from 12 SEER code | 0.002565% | 0 | 0.049389 | Commercial_2035_Economic_MW_After Competition Groups_Room AC (w/ louvered sides) 14 SEER from 12 SEER code
Commercial | Com ¦ Condensing Unit Heaters or other Efficient Unit Heating System | 2035 | Economic | MW | After Competition Groups | 0.047021 | 0 | 0 | 1925.4742 | 2.4421e-05 | 71 | Commercial_2035_Economic_MW_After Competition Groups_71 | Condensing Unit Heaters or other Efficient Unit Heating System | 0.002442% | 0 | 0.047021 | Commercial_2035_Economic_MW_After Competition Groups_Condensing Unit Heaters or other Efficient Unit Heating System
Commercial | Com ¦ Condensing Unit Heaters or other Efficient Unit Heating System | 2035 | Technical | MW | After Competition Groups | 0.047021 | 0 | 0 | 2581.3574 | 1.8216e-05 | 87 | Commercial_2035_Technical_MW_After Competition Groups_87 | Condensing Unit Heaters or other Efficient Unit Heating System | 0.001822% | 0 | 0.047021 | Commercial_2035_Technical_MW_After Competition Groups_Condensing Unit Heaters or other Efficient Unit Heating System
Commercial | Com ¦ VSD Air Compressor | 2035 | Economic | MW | After Competition Groups | 0.030899 | 0 | 0 | 1925.4742 | 1.6047e-05 | 72 | Commercial_2035_Economic_MW_After Competition Groups_72 | VSD Air Compressor | 0.001605% | 0 | 0.030899 | Commercial_2035_Economic_MW_After Competition Groups_VSD Air Compressor
Commercial | Com ¦ VSD Air Compressor | 2035 | Achievable | MW | After Competition Groups | 0.021286 | 0 | 0 | 1425.3003 | 1.4934e-05 | 73 | Commercial_2035_Achievable_MW_After Competition Groups_73 | VSD Air Compressor | 0.001493% | 0 | 0.021286 | Commercial_2035_Achievable_MW_After Competition Groups_VSD Air Compressor
Commercial | Com ¦ EC Plug Fan for Data Center (under cabinet) | 2035 | Economic | MW | After Competition Groups | 0.028074 | 0 | 0 | 1925.4742 | 1.458e-05 | 73 | Commercial_2035_Economic_MW_After Competition Groups_73 | EC Plug Fan for Data Center (under cabinet) | 0.001458% | 0 | 0.028074 | Commercial_2035_Economic_MW_After Competition Groups_EC Plug Fan for Data Center (under cabinet)
Commercial | Com ¦ Energy Recovery Ventilation and Ventilation (Enhanced) | 2035 | Achievable | MW | After Competition Groups | 0.019578 | 0 | 0 | 1425.3003 | 1.3736e-05 | 74 | Commercial_2035_Achievable_MW_After Competition Groups_74 | Energy Recovery Ventilation and Ventilation (Enhanced) | 0.001374% | 0 | 0.019578 | Commercial_2035_Achievable_MW_After Competition Groups_Energy Recovery Ventilation and Ventilation (Enhanced)
Commercial | Com ¦ High Efficiency Chiller (avg of water and air cooled) | 2035 | Achievable | MW | After Competition Groups | 0.018707 | 0 | 0 | 1425.3003 | 1.3125e-05 | 75 | Commercial_2035_Achievable_MW_After Competition Groups_75 | High Efficiency Chiller (avg of water and air cooled) | 0.001313% | 0 | 0.018707 | Commercial_2035_Achievable_MW_After Competition Groups_High Efficiency Chiller (avg of water and air cooled)
Commercial | Com ¦ High Efficiency Chiller (avg of water and air cooled) | 2035 | Economic | MW | After Competition Groups | 0.024437 | 0 | 0 | 1925.4742 | 1.2691e-05 | 74 | Commercial_2035_Economic_MW_After Competition Groups_74 | High Efficiency Chiller (avg of water and air cooled) | 0.001269% | 0 | 0.024437 | Commercial_2035_Economic_MW_After Competition Groups_High Efficiency Chiller (avg of water and air cooled)
Commercial | Com ¦ VSD Air Compressor | 2035 | Technical | MW | After Competition Groups | 0.030899 | 0 | 0 | 2581.3574 | 1.197e-05 | 88 | Commercial_2035_Technical_MW_After Competition Groups_88 | VSD Air Compressor | 0.001197% | 0 | 0.030899 | Commercial_2035_Technical_MW_After Competition Groups_VSD Air Compressor
Commercial | Com ¦ eCube | 2035 | Technical | MW | After Competition Groups | 0.029456 | 0 | 0 | 2581.3574 | 1.1411e-05 | 89 | Commercial_2035_Technical_MW_After Competition Groups_89 | eCube | 0.001141% | 0 | 0.029456 | Commercial_2035_Technical_MW_After Competition Groups_eCube
Commercial | Com ¦ EC Plug Fan for Data Center (under cabinet) | 2035 | Technical | MW | After Competition Groups | 0.028074 | 0 | 0 | 2581.3574 | 1.0876e-05 | 90 | Commercial_2035_Technical_MW_After Competition Groups_90 | EC Plug Fan for Data Center (under cabinet) | 0.001088% | 0 | 0.028074 | Commercial_2035_Technical_MW_After Competition Groups_EC Plug Fan for Data Center (under cabinet)
Commercial | Com ¦ EC Plug Fan for Data Center (under cabinet) | 2035 | Achievable | MW | After Competition Groups | 0.0088657 | 0 | 0 | 1425.3003 | 6.2202e-06 | 76 | Commercial_2035_Achievable_MW_After Competition Groups_76 | EC Plug Fan for Data Center (under cabinet) | 0.000622% | 0 | 0.0088657 | Commercial_2035_Achievable_MW_After Competition Groups_EC Plug Fan for Data Center (under cabinet)
Commercial | Com ¦ Exterior Photocell | 2035 | Technical | MW | After Competition Groups | 0.015261 | 0 | 0 | 2581.3574 | 5.9119e-06 | 91 | Commercial_2035_Technical_MW_After Competition Groups_91 | Exterior Photocell | 0.0005912% | 0 | 0.015261 | Commercial_2035_Technical_MW_After Competition Groups_Exterior Photocell
Commercial | Com ¦ Air Curtains | 2035 | Achievable | MW | After Competition Groups | 0.0060243 | 0 | 0 | 1425.3003 | 4.2267e-06 | 77 | Commercial_2035_Achievable_MW_After Competition Groups_77 | Air Curtains | 0.0004227% | 0 | 0.0060243 | Commercial_2035_Achievable_MW_After Competition Groups_Air Curtains
Commercial | Com ¦ Air Curtains | 2035 | Economic | MW | After Competition Groups | 0.0070825 | 0 | 0 | 1925.4742 | 3.6783e-06 | 75 | Commercial_2035_Economic_MW_After Competition Groups_75 | Air Curtains | 0.0003678% | 0 | 0.0070825 | Commercial_2035_Economic_MW_After Competition Groups_Air Curtains
Commercial | Com ¦ Air Curtains | 2035 | Technical | MW | After Competition Groups | 0.0070825 | 0 | 0 | 2581.3574 | 2.7437e-06 | 92 | Commercial_2035_Technical_MW_After Competition Groups_92 | Air Curtains | 0.0002744% | 0 | 0.0070825 | Commercial_2035_Technical_MW_After Competition Groups_Air Curtains
Commercial | Com ¦ High Efficiency Induction Cooking | 2035 | Technical | MW | After Competition Groups | 0.0013803 | 0 | 0 | 2581.3574 | 5.3473e-07 | 93 | Commercial_2035_Technical_MW_After Competition Groups_93 | High Efficiency Induction Cooking | 5.347e-05% | 0 | 0.0013803 | Commercial_2035_Technical_MW_After Competition Groups_High Efficiency Induction Cooking
Commercial | Com ¦ Electric Convection Combination Ovens | 2035 | Achievable | MW | After Competition Groups | 0.00032155 | 0 | 0 | 1425.3003 | 2.256e-07 | 78 | Commercial_2035_Achievable_MW_After Competition Groups_78 | Electric Convection Combination Ovens | 2.256e-05% | 0 | 0.00032155 | Commercial_2035_Achievable_MW_After Competition Groups_Electric Convection Combination Ovens
Commercial | Com ¦ Electric Convection Combination Ovens | 2035 | Economic | MW | After Competition Groups | 0.00040279 | 0 | 0 | 1925.4742 | 2.0919e-07 | 76 | Commercial_2035_Economic_MW_After Competition Groups_76 | Electric Convection Combination Ovens | 2.092e-05% | 0 | 0.00040279 | Commercial_2035_Economic_MW_After Competition Groups_Electric Convection Combination Ovens
Commercial | Com ¦ Electric Convection Combination Ovens | 2035 | Technical | MW | After Competition Groups | 0.00040279 | 0 | 0 | 2581.3574 | 1.5604e-07 | 94 | Commercial_2035_Technical_MW_After Competition Groups_94 | Electric Convection Combination Ovens | 1.56e-05% | 0 | 0.00040279 | Commercial_2035_Technical_MW_After Competition Groups_Electric Convection Combination Ovens
Commercial | Com ¦ LLLC - Low Impact Application | 2035 | Achievable | MW | After Competition Groups | 1.0293e-19 | 0 | 0 | 1425.3003 | 7.2215e-23 | 79 | Commercial_2035_Achievable_MW_After Competition Groups_79 | LLLC - Low Impact Application | 7.222e-21% | 0 | 1.0293e-19 | Commercial_2035_Achievable_MW_After Competition Groups_LLLC - Low Impact Application
Commercial | Com ¦ LLLC - High Impact Application | 2035 | Achievable | MW | After Competition Groups | 4.8935e-20 | 0 | 0 | 1425.3003 | 3.4333e-23 | 80 | Commercial_2035_Achievable_MW_After Competition Groups_80 | LLLC - High Impact Application | 3.433e-21% | 0 | 4.8935e-20 | Commercial_2035_Achievable_MW_After Competition Groups_LLLC - High Impact Application
Commercial | Com ¦ Networked/Connected - High Impact Application | 2035 | Achievable | MW | After Competition Groups | 8.799e-22 | 0 | 0 | 1425.3003 | 6.1734e-25 | 81 | Commercial_2035_Achievable_MW_After Competition Groups_81 | Networked/Connected - High Impact Application | 6.173e-23% | 0 | 8.799e-22 | Commercial_2035_Achievable_MW_After Competition Groups_Networked/Connected - High Impact Application
Commercial | Com ¦ Networked/Connected - Low Impact Application | 2035 | Achievable | MW | After Competition Groups | 4.1138e-22 | 0 | 0 | 1425.3003 | 2.8863e-25 | 82 | Commercial_2035_Achievable_MW_After Competition Groups_82 | Networked/Connected - Low Impact Application | 2.886e-23% | 0 | 4.1138e-22 | Commercial_2035_Achievable_MW_After Competition Groups_Networked/Connected - Low Impact Application
Commercial | Com ¦ Ground Source Heat Pump | 2035 | Achievable | MW | After Competition Groups | 0 | 0 | 0 | 1425.3003 | 0 | 83 | Commercial_2035_Achievable_MW_After Competition Groups_83 | Ground Source Heat Pump | 0% | 0 | 0 | Commercial_2035_Achievable_MW_After Competition Groups_Ground Source Heat Pump
Commercial | Com ¦ High R-Value Glass Doors/no-heat glass door | 2035 | Achievable | MW | After Competition Groups | 0 | 0 | 0 | 1425.3003 | 0 | 84 | Commercial_2035_Achievable_MW_After Competition Groups_84 | High R-Value Glass Doors/no-heat glass door | 0% | 0 | 0 | Commercial_2035_Achievable_MW_After Competition Groups_High R-Value Glass Doors/no-heat glass door
Commercial | Com ¦ High R-Value Glass Doors/no-heat glass door | 2035 | Economic | MW | After Competition Groups | 0 | 0 | 0 | 1925.4742 | 0 | 77 | Commercial_2035_Economic_MW_After Competition Groups_77 | High R-Value Glass Doors/no-heat glass door | 0% | 0 | 0 | Commercial_2035_Economic_MW_After Competition Groups_High R-Value Glass Doors/no-heat glass door
Commercial | Com ¦ HOTEL OCCUPANCY CONTROLS (HVAC + LIGHTING) | 2035 | Achievable | MW | After Competition Groups | 0 | 0 | 0 | 1425.3003 | 0 | 85 | Commercial_2035_Achievable_MW_After Competition Groups_85 | HOTEL OCCUPANCY CONTROLS (HVAC + LIGHTING) | 0% | 0 | 0 | Commercial_2035_Achievable_MW_After Competition Groups_HOTEL OCCUPANCY CONTROLS (HVAC + LIGHTING)
Commercial | Com ¦ HOTEL OCCUPANCY CONTROLS (HVAC + LIGHTING) | 2035 | Economic | MW | After Competition Groups | 0 | 0 | 0 | 1925.4742 | 0 | 78 | Commercial_2035_Economic_MW_After Competition Groups_78 | HOTEL OCCUPANCY CONTROLS (HVAC + LIGHTING) | 0% | 0 | 0 | Commercial_2035_Economic_MW_After Competition Groups_HOTEL OCCUPANCY CONTROLS (HVAC + LIGHTING)
Commercial | Com ¦ Refrigeration Commissioning | 2035 | Achievable | MW | After Competition Groups | 0 | 0 | 0 | 1425.3003 | 0 | 86 | Commercial_2035_Achievable_MW_After Competition Groups_86 | Refrigeration Commissioning | 0% | 0 | 0 | Commercial_2035_Achievable_MW_After Competition Groups_Refrigeration Commissioning
Commercial | Com ¦ Refrigeration Commissioning | 2035 | Economic | MW | After Competition Groups | 0 | 0 | 0 | 1925.4742 | 0 | 79 | Commercial_2035_Economic_MW_After Competition Groups_79 | Refrigeration Commissioning | 0% | 0 | 0 | Commercial_2035_Economic_MW_After Competition Groups_Refrigeration Commissioning
Commercial | Com ¦ Roof Insulation/Ceiling Insulation (R25 Code to R35) | 2035 | Achievable | MW | After Competition Groups | 0 | 0 | 0 | 1425.3003 | 0 | 87 | Commercial_2035_Achievable_MW_After Competition Groups_87 | Roof Insulation/Ceiling Insulation (R25 Code to R35) | 0% | 0 | 0 | Commercial_2035_Achievable_MW_After Competition Groups_Roof Insulation/Ceiling Insulation (R25 Code to R35)
Commercial | Com ¦ Roof Insulation/Ceiling Insulation (R25 Code to R35) | 2035 | Economic | MW | After Competition Groups | 0 | 0 | 0 | 1925.4742 | 0 | 80 | Commercial_2035_Economic_MW_After Competition Groups_80 | Roof Insulation/Ceiling Insulation (R25 Code to R35) | 0% | 0 | 0 | Commercial_2035_Economic_MW_After Competition Groups_Roof Insulation/Ceiling Insulation (R25 Code to R35)
Commercial | Com ¦ SYNCHRONOUS BELT | 2035 | Achievable | MW | After Competition Groups | 0 | 0 | 0 | 1425.3003 | 0 | 88 | Commercial_2035_Achievable_MW_After Competition Groups_88 | SYNCHRONOUS BELT | 0% | 0 | 0 | Commercial_2035_Achievable_MW_After Competition Groups_SYNCHRONOUS BELT
Commercial | Com ¦ SYNCHRONOUS BELT | 2035 | Economic | MW | After Competition Groups | 0 | 0 | 0 | 1925.4742 | 0 | 81 | Commercial_2035_Economic_MW_After Competition Groups_81 | SYNCHRONOUS BELT | 0% | 0 | 0 | Commercial_2035_Economic_MW_After Competition Groups_SYNCHRONOUS BELT
Commercial | Com ¦ Education and Capacity Building/Energy Behavior | 2036 | Achievable | MW | After Competition Groups | 198.3192 | 0 | 0 | 1509.1939 | 0.13141 | 1 | Commercial_2036_Achievable_MW_After Competition Groups_1 | Education and Capacity Building/Energy Behavior | 13.14% | 0 | 198.3192 | Commercial_2036_Achievable_MW_After Competition Groups_Education and Capacity Building/Energy Behavior
Commercial | Com ¦ Building Recommissioning, Operations and Maintenance (O&M) Improvements | 2036 | Economic | MW | After Competition Groups | 252.3428 | 0 | 0 | 1946.3609 | 0.12965 | 1 | Commercial_2036_Economic_MW_After Competition Groups_1 | Building Recommissioning, Operations and Maintenance (O&M) Improvements | 12.96% | 0 | 252.3428 | Commercial_2036_Economic_MW_After Competition Groups_Building Recommissioning, Operations and Maintenance (O&M) Improvements
Commercial | Com ¦ Education and Capacity Building/Energy Behavior | 2036 | Economic | MW | After Competition Groups | 225.6327 | 0 | 0 | 1946.3609 | 0.11593 | 2 | Commercial_2036_Economic_MW_After Competition Groups_2 | Education and Capacity Building/Energy Behavior | 11.59% | 0 | 225.6327 | Commercial_2036_Economic_MW_After Competition Groups_Education and Capacity Building/Energy Behavior
Commercial | Com ¦ LED Low/High Bay | 2036 | Achievable | MW | After Competition Groups | 172.684 | 0 | 0 | 1509.1939 | 0.11442 | 2 | Commercial_2036_Achievable_MW_After Competition Groups_2 | LED Low/High Bay | 11.44% | 0 | 172.684 | Commercial_2036_Achievable_MW_After Competition Groups_LED Low/High Bay
Commercial | Com ¦ Building Recommissioning, Operations and Maintenance (O&M) Improvements | 2036 | Technical | MW | After Competition Groups | 252.3428 | 0 | 0 | 2612.8525 | 0.096578 | 1 | Commercial_2036_Technical_MW_After Competition Groups_1 | Building Recommissioning, Operations and Maintenance (O&M) Improvements | 9.658% | 0 | 252.3428 | Commercial_2036_Technical_MW_After Competition Groups_Building Recommissioning, Operations and Maintenance (O&M) Improvements
Commercial | Com ¦ LED Low/High Bay | 2036 | Economic | MW | After Competition Groups | 178.8999 | 0 | 0 | 1946.3609 | 0.091915 | 3 | Commercial_2036_Economic_MW_After Competition Groups_3 | LED Low/High Bay | 9.192% | 0 | 178.8999 | Commercial_2036_Economic_MW_After Competition Groups_LED Low/High Bay
Commercial | Com ¦ High Efficiency Air Source Heat Pump | 2036 | Economic | MW | After Competition Groups | 176.9011 | 0 | 0 | 1946.3609 | 0.090888 | 4 | Commercial_2036_Economic_MW_After Competition Groups_4 | High Efficiency Air Source Heat Pump | 9.089% | 0 | 176.9011 | Commercial_2036_Economic_MW_After Competition Groups_High Efficiency Air Source Heat Pump
Commercial | Com ¦ Central Lighting Control System | 2036 | Technical | MW | After Competition Groups | 236.4361 | 0 | 0 | 2612.8525 | 0.09049 | 2 | Commercial_2036_Technical_MW_After Competition Groups_2 | Central Lighting Control System | 9.049% | 0 | 236.4361 | Commercial_2036_Technical_MW_After Competition Groups_Central Lighting Control System
Commercial | Com ¦ LED Troffer/Surface/Suspended | 2036 | Achievable | MW | After Competition Groups | 135.0585 | 0 | 0 | 1509.1939 | 0.08949 | 3 | Commercial_2036_Achievable_MW_After Competition Groups_3 | LED Troffer/Surface/Suspended | 8.949% | 0 | 135.0585 | Commercial_2036_Achievable_MW_After Competition Groups_LED Troffer/Surface/Suspended
Commercial | Com ¦ Building Recommissioning, Operations and Maintenance (O&M) Improvements | 2036 | Achievable | MW | After Competition Groups | 131.867 | 0 | 0 | 1509.1939 | 0.087376 | 4 | Commercial_2036_Achievable_MW_After Competition Groups_4 | Building Recommissioning, Operations and Maintenance (O&M) Improvements | 8.738% | 0 | 131.867 | Commercial_2036_Achievable_MW_After Competition Groups_Building Recommissioning, Operations and Maintenance (O&M) Improvements
Commercial | Com ¦ Education and Capacity Building/Energy Behavior | 2036 | Technical | MW | After Competition Groups | 225.6327 | 0 | 0 | 2612.8525 | 0.086355 | 3 | Commercial_2036_Technical_MW_After Competition Groups_3 | Education and Capacity Building/Energy Behavior | 8.635% | 0 | 225.6327 | Commercial_2036_Technical_MW_After Competition Groups_Education and Capacity Building/Energy Behavior
Commercial | Com ¦ ENERGY STAR LED LAMPS (REFLECTOR LAMPs/MR16/PAR 16) | 2036 | Achievable | MW | After Competition Groups | 130.0363 | 0 | 0 | 1509.1939 | 0.086163 | 5 | Commercial_2036_Achievable_MW_After Competition Groups_5 | ENERGY STAR LED LAMPS (REFLECTOR LAMPs/MR16/PAR 16) | 8.616% | 0 | 130.0363 | Commercial_2036_Achievable_MW_After Competition Groups_ENERGY STAR LED LAMPS (REFLECTOR LAMPs/MR16/PAR 16)
Commercial | Com ¦ ENERGY STAR LED LAMPS (REFLECTOR LAMPs/MR16/PAR 16) | 2036 | Economic | MW | After Competition Groups | 136.8307 | 0 | 0 | 1946.3609 | 0.070301 | 5 | Commercial_2036_Economic_MW_After Competition Groups_5 | ENERGY STAR LED LAMPS (REFLECTOR LAMPs/MR16/PAR 16) | 7.03% | 0 | 136.8307 | Commercial_2036_Economic_MW_After Competition Groups_ENERGY STAR LED LAMPS (REFLECTOR LAMPs/MR16/PAR 16)
Commercial | Com ¦ LED Low/High Bay | 2036 | Technical | MW | After Competition Groups | 178.8999 | 0 | 0 | 2612.8525 | 0.068469 | 4 | Commercial_2036_Technical_MW_After Competition Groups_4 | LED Low/High Bay | 6.847% | 0 | 178.8999 | Commercial_2036_Technical_MW_After Competition Groups_LED Low/High Bay
Commercial | Com ¦ High Efficiency Air Source Heat Pump | 2036 | Technical | MW | After Competition Groups | 176.9011 | 0 | 0 | 2612.8525 | 0.067704 | 5 | Commercial_2036_Technical_MW_After Competition Groups_5 | High Efficiency Air Source Heat Pump | 6.77% | 0 | 176.9011 | Commercial_2036_Technical_MW_After Competition Groups_High Efficiency Air Source Heat Pump
Commercial | Com ¦ LED Troffer/Surface/Suspended | 2036 | Economic | MW | After Competition Groups | 130.9411 | 0 | 0 | 1946.3609 | 0.067275 | 6 | Commercial_2036_Economic_MW_After Competition Groups_6 | LED Troffer/Surface/Suspended | 6.727% | 0 | 130.9411 | Commercial_2036_Economic_MW_After Competition Groups_LED Troffer/Surface/Suspended
Commercial | Com ¦ Variable Refrigerant Flow Heat Pump | 2036 | Technical | MW | After Competition Groups | 142.4496 | 0 | 0 | 2612.8525 | 0.054519 | 6 | Commercial_2036_Technical_MW_After Competition Groups_6 | Variable Refrigerant Flow Heat Pump | 5.452% | 0 | 142.4496 | Commercial_2036_Technical_MW_After Competition Groups_Variable Refrigerant Flow Heat Pump
Commercial | Com ¦ ENERGY STAR LED LAMPS (REFLECTOR LAMPs/MR16/PAR 16) | 2036 | Technical | MW | After Competition Groups | 138.4416 | 0 | 0 | 2612.8525 | 0.052985 | 7 | Commercial_2036_Technical_MW_After Competition Groups_7 | ENERGY STAR LED LAMPS (REFLECTOR LAMPs/MR16/PAR 16) | 5.298% | 0 | 138.4416 | Commercial_2036_Technical_MW_After Competition Groups_ENERGY STAR LED LAMPS (REFLECTOR LAMPs/MR16/PAR 16)
Commercial | Com ¦ Advanced BAS/Controllers | 2036 | Economic | MW | After Competition Groups | 99.5354 | 0 | 0 | 1946.3609 | 0.051139 | 7 | Commercial_2036_Economic_MW_After Competition Groups_7 | Advanced BAS/Controllers | 5.114% | 0 | 99.5354 | Commercial_2036_Economic_MW_After Competition Groups_Advanced BAS/Controllers
Commercial | Com ¦ LED Troffer/Surface/Suspended | 2036 | Technical | MW | After Competition Groups | 130.9411 | 0 | 0 | 2612.8525 | 0.050114 | 8 | Commercial_2036_Technical_MW_After Competition Groups_8 | LED Troffer/Surface/Suspended | 5.011% | 0 | 130.9411 | Commercial_2036_Technical_MW_After Competition Groups_LED Troffer/Surface/Suspended
Commercial | Com ¦ LED Replacement Lamp (Tube) | 2036 | Achievable | MW | After Competition Groups | 71.8418 | 0 | 0 | 1509.1939 | 0.047603 | 6 | Commercial_2036_Achievable_MW_After Competition Groups_6 | LED Replacement Lamp (Tube) | 4.76% | 0 | 71.8418 | Commercial_2036_Achievable_MW_After Competition Groups_LED Replacement Lamp (Tube)
Commercial | Com ¦ Unitary Air-Conditioning Unit | 2036 | Technical | MW | After Competition Groups | 118.5734 | 0 | 0 | 2612.8525 | 0.045381 | 9 | Commercial_2036_Technical_MW_After Competition Groups_9 | Unitary Air-Conditioning Unit | 4.538% | 0 | 118.5734 | Commercial_2036_Technical_MW_After Competition Groups_Unitary Air-Conditioning Unit
Commercial | Com ¦ LED Replacement Lamp (Tube) | 2036 | Economic | MW | After Competition Groups | 86.7062 | 0 | 0 | 1946.3609 | 0.044548 | 8 | Commercial_2036_Economic_MW_After Competition Groups_8 | LED Replacement Lamp (Tube) | 4.455% | 0 | 86.7062 | Commercial_2036_Economic_MW_After Competition Groups_LED Replacement Lamp (Tube)
Commercial | Com ¦ High Efficiency Air Source Heat Pump | 2036 | Achievable | MW | After Competition Groups | 65.2138 | 0 | 0 | 1509.1939 | 0.043211 | 7 | Commercial_2036_Achievable_MW_After Competition Groups_7 | High Efficiency Air Source Heat Pump | 4.321% | 0 | 65.2138 | Commercial_2036_Achievable_MW_After Competition Groups_High Efficiency Air Source Heat Pump
Commercial | Com ¦ Advanced BAS/Controllers | 2036 | Achievable | MW | After Competition Groups | 58.2254 | 0 | 0 | 1509.1939 | 0.03858 | 8 | Commercial_2036_Achievable_MW_After Competition Groups_8 | Advanced BAS/Controllers | 3.858% | 0 | 58.2254 | Commercial_2036_Achievable_MW_After Competition Groups_Advanced BAS/Controllers
Commercial | Com ¦ Advanced BAS/Controllers | 2036 | Technical | MW | After Competition Groups | 99.5354 | 0 | 0 | 2612.8525 | 0.038095 | 10 | Commercial_2036_Technical_MW_After Competition Groups_10 | Advanced BAS/Controllers | 3.809% | 0 | 99.5354 | Commercial_2036_Technical_MW_After Competition Groups_Advanced BAS/Controllers
Commercial | Com ¦ Unitary Air-Conditioning Unit | 2036 | Achievable | MW | After Competition Groups | 56.3386 | 0 | 0 | 1509.1939 | 0.03733 | 9 | Commercial_2036_Achievable_MW_After Competition Groups_9 | Unitary Air-Conditioning Unit | 3.733% | 0 | 56.3386 | Commercial_2036_Achievable_MW_After Competition Groups_Unitary Air-Conditioning Unit
Commercial | Com ¦ LED Replacement Lamp (Tube) | 2036 | Technical | MW | After Competition Groups | 86.7062 | 0 | 0 | 2612.8525 | 0.033185 | 11 | Commercial_2036_Technical_MW_After Competition Groups_11 | LED Replacement Lamp (Tube) | 3.318% | 0 | 86.7062 | Commercial_2036_Technical_MW_After Competition Groups_LED Replacement Lamp (Tube)
Commercial | Com ¦ Unitary Air-Conditioning Unit | 2036 | Economic | MW | After Competition Groups | 64.2012 | 0 | 0 | 1946.3609 | 0.032985 | 9 | Commercial_2036_Economic_MW_After Competition Groups_9 | Unitary Air-Conditioning Unit | 3.299% | 0 | 64.2012 | Commercial_2036_Economic_MW_After Competition Groups_Unitary Air-Conditioning Unit
Commercial | Com ¦ Smart Strip Plug Outlets | 2036 | Technical | MW | After Competition Groups | 69.8195 | 0 | 0 | 2612.8525 | 0.026722 | 12 | Commercial_2036_Technical_MW_After Competition Groups_12 | Smart Strip Plug Outlets | 2.672% | 0 | 69.8195 | Commercial_2036_Technical_MW_After Competition Groups_Smart Strip Plug Outlets
Commercial | Com ¦ Adaptive Thermostats | 2036 | Achievable | MW | After Competition Groups | 38.5354 | 0 | 0 | 1509.1939 | 0.025534 | 10 | Commercial_2036_Achievable_MW_After Competition Groups_10 | Adaptive Thermostats | 2.553% | 0 | 38.5354 | Commercial_2036_Achievable_MW_After Competition Groups_Adaptive Thermostats
Commercial | Com ¦ Adaptive Thermostats | 2036 | Economic | MW | After Competition Groups | 42.6863 | 0 | 0 | 1946.3609 | 0.021931 | 10 | Commercial_2036_Economic_MW_After Competition Groups_10 | Adaptive Thermostats | 2.193% | 0 | 42.6863 | Commercial_2036_Economic_MW_After Competition Groups_Adaptive Thermostats
Commercial | Com ¦ Refrigerated Display Case Doors | 2036 | Achievable | MW | After Competition Groups | 32.5783 | 0 | 0 | 1509.1939 | 0.021587 | 11 | Commercial_2036_Achievable_MW_After Competition Groups_11 | Refrigerated Display Case Doors | 2.159% | 0 | 32.5783 | Commercial_2036_Achievable_MW_After Competition Groups_Refrigerated Display Case Doors
Commercial | Com ¦ Refrigerated Display Case Doors | 2036 | Economic | MW | After Competition Groups | 41.5181 | 0 | 0 | 1946.3609 | 0.021331 | 11 | Commercial_2036_Economic_MW_After Competition Groups_11 | Refrigerated Display Case Doors | 2.133% | 0 | 41.5181 | Commercial_2036_Economic_MW_After Competition Groups_Refrigerated Display Case Doors
Commercial | Com ¦ Strip Curtains | 2036 | Achievable | MW | After Competition Groups | 30.8639 | 0 | 0 | 1509.1939 | 0.020451 | 12 | Commercial_2036_Achievable_MW_After Competition Groups_12 | Strip Curtains | 2.045% | 0 | 30.8639 | Commercial_2036_Achievable_MW_After Competition Groups_Strip Curtains
Commercial | Com ¦ Refrigerated Display Case Doors | 2036 | Technical | MW | After Competition Groups | 52.213 | 0 | 0 | 2612.8525 | 0.019983 | 13 | Commercial_2036_Technical_MW_After Competition Groups_13 | Refrigerated Display Case Doors | 1.998% | 0 | 52.213 | Commercial_2036_Technical_MW_After Competition Groups_Refrigerated Display Case Doors
Commercial | Com ¦ Furnace Tune-Up | 2036 | Achievable | MW | After Competition Groups | 29.9139 | 0 | 0 | 1509.1939 | 0.019821 | 13 | Commercial_2036_Achievable_MW_After Competition Groups_13 | Furnace Tune-Up | 1.982% | 0 | 29.9139 | Commercial_2036_Achievable_MW_After Competition Groups_Furnace Tune-Up
Commercial | Com ¦ Data Center Storage/Server Virtualization | 2036 | Achievable | MW | After Competition Groups | 29.5257 | 0 | 0 | 1509.1939 | 0.019564 | 14 | Commercial_2036_Achievable_MW_After Competition Groups_14 | Data Center Storage/Server Virtualization | 1.956% | 0 | 29.5257 | Commercial_2036_Achievable_MW_After Competition Groups_Data Center Storage/Server Virtualization
Commercial | Com ¦ Data Center Storage/Server Virtualization | 2036 | Economic | MW | After Competition Groups | 37.9775 | 0 | 0 | 1946.3609 | 0.019512 | 12 | Commercial_2036_Economic_MW_After Competition Groups_12 | Data Center Storage/Server Virtualization | 1.951% | 0 | 37.9775 | Commercial_2036_Economic_MW_After Competition Groups_Data Center Storage/Server Virtualization
Commercial | Com ¦ Demand Control Ventilation | 2036 | Economic | MW | After Competition Groups | 35.496 | 0 | 0 | 1946.3609 | 0.018237 | 13 | Commercial_2036_Economic_MW_After Competition Groups_13 | Demand Control Ventilation | 1.824% | 0 | 35.496 | Commercial_2036_Economic_MW_After Competition Groups_Demand Control Ventilation
Commercial | Com ¦ Reach-in Shaded Pole to ECM/PSC Evaporator Fan Motor | 2036 | Economic | MW | After Competition Groups | 34.4658 | 0 | 0 | 1946.3609 | 0.017708 | 14 | Commercial_2036_Economic_MW_After Competition Groups_14 | Reach-in Shaded Pole to ECM/PSC Evaporator Fan Motor | 1.771% | 0 | 34.4658 | Commercial_2036_Economic_MW_After Competition Groups_Reach-in Shaded Pole to ECM/PSC Evaporator Fan Motor
Commercial | Com ¦ Reach-in Shaded Pole to ECM/PSC Evaporator Fan Motor | 2036 | Achievable | MW | After Competition Groups | 26.3946 | 0 | 0 | 1509.1939 | 0.017489 | 15 | Commercial_2036_Achievable_MW_After Competition Groups_15 | Reach-in Shaded Pole to ECM/PSC Evaporator Fan Motor | 1.749% | 0 | 26.3946 | Commercial_2036_Achievable_MW_After Competition Groups_Reach-in Shaded Pole to ECM/PSC Evaporator Fan Motor
Commercial | Com ¦ LED or Equivalent Sign Lighting | 2036 | Achievable | MW | After Competition Groups | 25.405 | 0 | 0 | 1509.1939 | 0.016834 | 16 | Commercial_2036_Achievable_MW_After Competition Groups_16 | LED or Equivalent Sign Lighting | 1.683% | 0 | 25.405 | Commercial_2036_Achievable_MW_After Competition Groups_LED or Equivalent Sign Lighting
Commercial | Com ¦ Strip Curtains | 2036 | Economic | MW | After Competition Groups | 32.5649 | 0 | 0 | 1946.3609 | 0.016731 | 15 | Commercial_2036_Economic_MW_After Competition Groups_15 | Strip Curtains | 1.673% | 0 | 32.5649 | Commercial_2036_Economic_MW_After Competition Groups_Strip Curtains
Commercial | Com ¦ Demand Control Ventilation | 2036 | Achievable | MW | After Competition Groups | 25.182 | 0 | 0 | 1509.1939 | 0.016686 | 17 | Commercial_2036_Achievable_MW_After Competition Groups_17 | Demand Control Ventilation | 1.669% | 0 | 25.182 | Commercial_2036_Achievable_MW_After Competition Groups_Demand Control Ventilation
Commercial | Com ¦ Adaptive Thermostats | 2036 | Technical | MW | After Competition Groups | 42.9796 | 0 | 0 | 2612.8525 | 0.016449 | 14 | Commercial_2036_Technical_MW_After Competition Groups_14 | Adaptive Thermostats | 1.645% | 0 | 42.9796 | Commercial_2036_Technical_MW_After Competition Groups_Adaptive Thermostats
Commercial | Com ¦ Chilled Water Optimization | 2036 | Economic | MW | After Competition Groups | 28.862 | 0 | 0 | 1946.3609 | 0.014829 | 16 | Commercial_2036_Economic_MW_After Competition Groups_16 | Chilled Water Optimization | 1.483% | 0 | 28.862 | Commercial_2036_Economic_MW_After Competition Groups_Chilled Water Optimization
Commercial | Com ¦ Furnace Tune-Up | 2036 | Economic | MW | After Competition Groups | 28.7368 | 0 | 0 | 1946.3609 | 0.014764 | 17 | Commercial_2036_Economic_MW_After Competition Groups_17 | Furnace Tune-Up | 1.476% | 0 | 28.7368 | Commercial_2036_Economic_MW_After Competition Groups_Furnace Tune-Up
Commercial | Com ¦ Data Center Storage/Server Virtualization | 2036 | Technical | MW | After Competition Groups | 37.9775 | 0 | 0 | 2612.8525 | 0.014535 | 15 | Commercial_2036_Technical_MW_After Competition Groups_15 | Data Center Storage/Server Virtualization | 1.453% | 0 | 37.9775 | Commercial_2036_Technical_MW_After Competition Groups_Data Center Storage/Server Virtualization
Commercial | Com ¦ LED or Equivalent Sign Lighting | 2036 | Economic | MW | After Competition Groups | 27.593 | 0 | 0 | 1946.3609 | 0.014177 | 18 | Commercial_2036_Economic_MW_After Competition Groups_18 | LED or Equivalent Sign Lighting | 1.418% | 0 | 27.593 | Commercial_2036_Economic_MW_After Competition Groups_LED or Equivalent Sign Lighting
Commercial | Com ¦ Variable Frequency Drive (VFD) | 2036 | Achievable | MW | After Competition Groups | 21.3463 | 0 | 0 | 1509.1939 | 0.014144 | 18 | Commercial_2036_Achievable_MW_After Competition Groups_18 | Variable Frequency Drive (VFD) | 1.414% | 0 | 21.3463 | Commercial_2036_Achievable_MW_After Competition Groups_Variable Frequency Drive (VFD)
Commercial | Com ¦ Variable Refrigerant Flow Heat Pump | 2036 | Achievable | MW | After Competition Groups | 20.9727 | 0 | 0 | 1509.1939 | 0.013897 | 19 | Commercial_2036_Achievable_MW_After Competition Groups_19 | Variable Refrigerant Flow Heat Pump | 1.39% | 0 | 20.9727 | Commercial_2036_Achievable_MW_After Competition Groups_Variable Refrigerant Flow Heat Pump
Commercial | Com ¦ Centrally controlled desktop PC/NETWORK PC POWER MANAGEMENT SOFTWARE | 2036 | Achievable | MW | After Competition Groups | 20.9498 | 0 | 0 | 1509.1939 | 0.013881 | 20 | Commercial_2036_Achievable_MW_After Competition Groups_20 | Centrally controlled desktop PC/NETWORK PC POWER MANAGEMENT SOFTWARE | 1.388% | 0 | 20.9498 | Commercial_2036_Achievable_MW_After Competition Groups_Centrally controlled desktop PC/NETWORK PC POWER MANAGEMENT SOFTWARE
Commercial | Com ¦ Demand Control Ventilation | 2036 | Technical | MW | After Competition Groups | 36.0967 | 0 | 0 | 2612.8525 | 0.013815 | 16 | Commercial_2036_Technical_MW_After Competition Groups_16 | Demand Control Ventilation | 1.382% | 0 | 36.0967 | Commercial_2036_Technical_MW_After Competition Groups_Demand Control Ventilation
Commercial | Com ¦ VFD on Pumps | 2036 | Achievable | MW | After Competition Groups | 20.0538 | 0 | 0 | 1509.1939 | 0.013288 | 21 | Commercial_2036_Achievable_MW_After Competition Groups_21 | VFD on Pumps | 1.329% | 0 | 20.0538 | Commercial_2036_Achievable_MW_After Competition Groups_VFD on Pumps
Commercial | Com ¦ Reach-in Shaded Pole to ECM/PSC Evaporator Fan Motor | 2036 | Technical | MW | After Competition Groups | 34.4658 | 0 | 0 | 2612.8525 | 0.013191 | 17 | Commercial_2036_Technical_MW_After Competition Groups_17 | Reach-in Shaded Pole to ECM/PSC Evaporator Fan Motor | 1.319% | 0 | 34.4658 | Commercial_2036_Technical_MW_After Competition Groups_Reach-in Shaded Pole to ECM/PSC Evaporator Fan Motor
Commercial | Com ¦ Centrally controlled desktop PC/NETWORK PC POWER MANAGEMENT SOFTWARE | 2036 | Economic | MW | After Competition Groups | 25.0198 | 0 | 0 | 1946.3609 | 0.012855 | 19 | Commercial_2036_Economic_MW_After Competition Groups_19 | Centrally controlled desktop PC/NETWORK PC POWER MANAGEMENT SOFTWARE | 1.285% | 0 | 25.0198 | Commercial_2036_Economic_MW_After Competition Groups_Centrally controlled desktop PC/NETWORK PC POWER MANAGEMENT SOFTWARE
Commercial | Com ¦ Strip Curtains | 2036 | Technical | MW | After Competition Groups | 32.5649 | 0 | 0 | 2612.8525 | 0.012463 | 18 | Commercial_2036_Technical_MW_After Competition Groups_18 | Strip Curtains | 1.246% | 0 | 32.5649 | Commercial_2036_Technical_MW_After Competition Groups_Strip Curtains
Commercial | Com ¦ Chilled Water Optimization | 2036 | Achievable | MW | After Competition Groups | 16.6989 | 0 | 0 | 1509.1939 | 0.011065 | 22 | Commercial_2036_Achievable_MW_After Competition Groups_22 | Chilled Water Optimization | 1.106% | 0 | 16.6989 | Commercial_2036_Achievable_MW_After Competition Groups_Chilled Water Optimization
Commercial | Com ¦ Chilled Water Optimization | 2036 | Technical | MW | After Competition Groups | 28.862 | 0 | 0 | 2612.8525 | 0.011046 | 19 | Commercial_2036_Technical_MW_After Competition Groups_19 | Chilled Water Optimization | 1.105% | 0 | 28.862 | Commercial_2036_Technical_MW_After Competition Groups_Chilled Water Optimization
Commercial | Com ¦ Furnace Tune-Up | 2036 | Technical | MW | After Competition Groups | 28.7368 | 0 | 0 | 2612.8525 | 0.010998 | 20 | Commercial_2036_Technical_MW_After Competition Groups_20 | Furnace Tune-Up | 1.1% | 0 | 28.7368 | Commercial_2036_Technical_MW_After Competition Groups_Furnace Tune-Up
Commercial | Com ¦ Refrigerated Display Case LED | 2036 | Economic | MW | After Competition Groups | 20.8866 | 0 | 0 | 1946.3609 | 0.010731 | 20 | Commercial_2036_Economic_MW_After Competition Groups_20 | Refrigerated Display Case LED | 1.073% | 0 | 20.8866 | Commercial_2036_Economic_MW_After Competition Groups_Refrigerated Display Case LED
Commercial | Com ¦ LED or Equivalent Sign Lighting | 2036 | Technical | MW | After Competition Groups | 27.593 | 0 | 0 | 2612.8525 | 0.01056 | 21 | Commercial_2036_Technical_MW_After Competition Groups_21 | LED or Equivalent Sign Lighting | 1.056% | 0 | 27.593 | Commercial_2036_Technical_MW_After Competition Groups_LED or Equivalent Sign Lighting
Commercial | Com ¦ Variable Frequency Drive (VFD) | 2036 | Economic | MW | After Competition Groups | 20.4251 | 0 | 0 | 1946.3609 | 0.010494 | 21 | Commercial_2036_Economic_MW_After Competition Groups_21 | Variable Frequency Drive (VFD) | 1.049% | 0 | 20.4251 | Commercial_2036_Economic_MW_After Competition Groups_Variable Frequency Drive (VFD)
Commercial | Com ¦ VFD on Pumps | 2036 | Economic | MW | After Competition Groups | 19.2025 | 0 | 0 | 1946.3609 | 0.0098658 | 22 | Commercial_2036_Economic_MW_After Competition Groups_22 | VFD on Pumps | 0.9866% | 0 | 19.2025 | Commercial_2036_Economic_MW_After Competition Groups_VFD on Pumps
Commercial | Com ¦ Adding reflective (White) roof treatment or a green roof | 2036 | Technical | MW | After Competition Groups | 25.4222 | 0 | 0 | 2612.8525 | 0.0097297 | 22 | Commercial_2036_Technical_MW_After Competition Groups_22 | Adding reflective (White) roof treatment or a green roof | 0.973% | 0 | 25.4222 | Commercial_2036_Technical_MW_After Competition Groups_Adding reflective (White) roof treatment or a green roof
Commercial | Com ¦ Variable Refrigerant Flow Heat Pump | 2036 | Economic | MW | After Competition Groups | 18.9279 | 0 | 0 | 1946.3609 | 0.0097248 | 23 | Commercial_2036_Economic_MW_After Competition Groups_23 | Variable Refrigerant Flow Heat Pump | 0.9725% | 0 | 18.9279 | Commercial_2036_Economic_MW_After Competition Groups_Variable Refrigerant Flow Heat Pump
Commercial | Com ¦ Centrally controlled desktop PC/NETWORK PC POWER MANAGEMENT SOFTWARE | 2036 | Technical | MW | After Competition Groups | 25.0198 | 0 | 0 | 2612.8525 | 0.0095757 | 23 | Commercial_2036_Technical_MW_After Competition Groups_23 | Centrally controlled desktop PC/NETWORK PC POWER MANAGEMENT SOFTWARE | 0.9576% | 0 | 25.0198 | Commercial_2036_Technical_MW_After Competition Groups_Centrally controlled desktop PC/NETWORK PC POWER MANAGEMENT SOFTWARE
Commercial | Com ¦ Door Gasket Freezer/Refrigerator | 2036 | Technical | MW | After Competition Groups | 24.438 | 0 | 0 | 2612.8525 | 0.009353 | 24 | Commercial_2036_Technical_MW_After Competition Groups_24 | Door Gasket Freezer/Refrigerator | 0.9353% | 0 | 24.438 | Commercial_2036_Technical_MW_After Competition Groups_Door Gasket Freezer/Refrigerator
Commercial | Com ¦ Refrigerated Display Case LED | 2036 | Technical | MW | After Competition Groups | 23.4114 | 0 | 0 | 2612.8525 | 0.0089601 | 25 | Commercial_2036_Technical_MW_After Competition Groups_25 | Refrigerated Display Case LED | 0.896% | 0 | 23.4114 | Commercial_2036_Technical_MW_After Competition Groups_Refrigerated Display Case LED
Commercial | Com ¦ Air Handler with Dedicated Outdoor Air Systems | 2036 | Achievable | MW | After Competition Groups | 13.1151 | 0 | 0 | 1509.1939 | 0.0086901 | 23 | Commercial_2036_Achievable_MW_After Competition Groups_23 | Air Handler with Dedicated Outdoor Air Systems | 0.869% | 0 | 13.1151 | Commercial_2036_Achievable_MW_After Competition Groups_Air Handler with Dedicated Outdoor Air Systems
Commercial | Com ¦ Air Handler with Dedicated Outdoor Air Systems | 2036 | Economic | MW | After Competition Groups | 15.9404 | 0 | 0 | 1946.3609 | 0.0081899 | 24 | Commercial_2036_Economic_MW_After Competition Groups_24 | Air Handler with Dedicated Outdoor Air Systems | 0.819% | 0 | 15.9404 | Commercial_2036_Economic_MW_After Competition Groups_Air Handler with Dedicated Outdoor Air Systems
Commercial | Com ¦ Refrigeration Optimization | 2036 | Technical | MW | After Competition Groups | 20.6122 | 0 | 0 | 2612.8525 | 0.0078888 | 26 | Commercial_2036_Technical_MW_After Competition Groups_26 | Refrigeration Optimization | 0.7889% | 0 | 20.6122 | Commercial_2036_Technical_MW_After Competition Groups_Refrigeration Optimization
Commercial | Com ¦ Variable Frequency Drive (VFD) | 2036 | Technical | MW | After Competition Groups | 20.4251 | 0 | 0 | 2612.8525 | 0.0078172 | 27 | Commercial_2036_Technical_MW_After Competition Groups_27 | Variable Frequency Drive (VFD) | 0.7817% | 0 | 20.4251 | Commercial_2036_Technical_MW_After Competition Groups_Variable Frequency Drive (VFD)
Commercial | Com ¦ HOTEL OCCUPANCY CONTROLS (HVAC + LIGHTING) | 2036 | Technical | MW | After Competition Groups | 19.7355 | 0 | 0 | 2612.8525 | 0.0075532 | 28 | Commercial_2036_Technical_MW_After Competition Groups_28 | HOTEL OCCUPANCY CONTROLS (HVAC + LIGHTING) | 0.7553% | 0 | 19.7355 | Commercial_2036_Technical_MW_After Competition Groups_HOTEL OCCUPANCY CONTROLS (HVAC + LIGHTING)
Commercial | Com ¦ VFD on Pumps | 2036 | Technical | MW | After Competition Groups | 19.2025 | 0 | 0 | 2612.8525 | 0.0073492 | 29 | Commercial_2036_Technical_MW_After Competition Groups_29 | VFD on Pumps | 0.7349% | 0 | 19.2025 | Commercial_2036_Technical_MW_After Competition Groups_VFD on Pumps
Commercial | Com ¦ ECM MOTORS FOR EVAPORATOR FANS for refrigeration (WALK-IN) | 2036 | Achievable | MW | After Competition Groups | 10.9609 | 0 | 0 | 1509.1939 | 0.0072628 | 24 | Commercial_2036_Achievable_MW_After Competition Groups_24 | ECM MOTORS FOR EVAPORATOR FANS for refrigeration (WALK-IN) | 0.7263% | 0 | 10.9609 | Commercial_2036_Achievable_MW_After Competition Groups_ECM MOTORS FOR EVAPORATOR FANS for refrigeration (WALK-IN)
Commercial | Com ¦ ENERGY STAR LED LAMPS (General Service Lamps) | 2036 | Achievable | MW | After Competition Groups | 10.5812 | 0 | 0 | 1509.1939 | 0.0070111 | 25 | Commercial_2036_Achievable_MW_After Competition Groups_25 | ENERGY STAR LED LAMPS (General Service Lamps) | 0.7011% | 0 | 10.5812 | Commercial_2036_Achievable_MW_After Competition Groups_ENERGY STAR LED LAMPS (General Service Lamps)
Commercial | Com ¦ Demand Control Kitchen Ventilation | 2036 | Economic | MW | After Competition Groups | 12.6078 | 0 | 0 | 1946.3609 | 0.0064776 | 25 | Commercial_2036_Economic_MW_After Competition Groups_25 | Demand Control Kitchen Ventilation | 0.6478% | 0 | 12.6078 | Commercial_2036_Economic_MW_After Competition Groups_Demand Control Kitchen Ventilation
Commercial | Com ¦ Evaporator Fan Controls | 2036 | Achievable | MW | After Competition Groups | 9.2523 | 0 | 0 | 1509.1939 | 0.0061306 | 26 | Commercial_2036_Achievable_MW_After Competition Groups_26 | Evaporator Fan Controls | 0.6131% | 0 | 9.2523 | Commercial_2036_Achievable_MW_After Competition Groups_Evaporator Fan Controls
Commercial | Com ¦ Air Handler with Dedicated Outdoor Air Systems | 2036 | Technical | MW | After Competition Groups | 15.9404 | 0 | 0 | 2612.8525 | 0.0061008 | 30 | Commercial_2036_Technical_MW_After Competition Groups_30 | Air Handler with Dedicated Outdoor Air Systems | 0.6101% | 0 | 15.9404 | Commercial_2036_Technical_MW_After Competition Groups_Air Handler with Dedicated Outdoor Air Systems
Commercial | Com ¦ Refrigerated Display Case LED | 2036 | Achievable | MW | After Competition Groups | 9.2019 | 0 | 0 | 1509.1939 | 0.0060972 | 27 | Commercial_2036_Achievable_MW_After Competition Groups_27 | Refrigerated Display Case LED | 0.6097% | 0 | 9.2019 | Commercial_2036_Achievable_MW_After Competition Groups_Refrigerated Display Case LED
Commercial | Com ¦ Demand Control Kitchen Ventilation | 2036 | Achievable | MW | After Competition Groups | 9.0995 | 0 | 0 | 1509.1939 | 0.0060294 | 28 | Commercial_2036_Achievable_MW_After Competition Groups_28 | Demand Control Kitchen Ventilation | 0.6029% | 0 | 9.0995 | Commercial_2036_Achievable_MW_After Competition Groups_Demand Control Kitchen Ventilation
Commercial | Com ¦ ENERGY STAR FREEZER | 2036 | Technical | MW | After Competition Groups | 15.6373 | 0 | 0 | 2612.8525 | 0.0059848 | 31 | Commercial_2036_Technical_MW_After Competition Groups_31 | ENERGY STAR FREEZER | 0.5985% | 0 | 15.6373 | Commercial_2036_Technical_MW_After Competition Groups_ENERGY STAR FREEZER
Commercial | Com ¦ ENERGY STAR LED LAMPS (General Service Lamps) | 2036 | Economic | MW | After Competition Groups | 11.526 | 0 | 0 | 1946.3609 | 0.0059218 | 26 | Commercial_2036_Economic_MW_After Competition Groups_26 | ENERGY STAR LED LAMPS (General Service Lamps) | 0.5922% | 0 | 11.526 | Commercial_2036_Economic_MW_After Competition Groups_ENERGY STAR LED LAMPS (General Service Lamps)
Commercial | Com ¦ Freezer Case Light Sensor | 2036 | Achievable | MW | After Competition Groups | 8.8978 | 0 | 0 | 1509.1939 | 0.0058958 | 29 | Commercial_2036_Achievable_MW_After Competition Groups_29 | Freezer Case Light Sensor | 0.5896% | 0 | 8.8978 | Commercial_2036_Achievable_MW_After Competition Groups_Freezer Case Light Sensor
Commercial | Com ¦ Indoor Daylight Sensors/Photocell Dimming Control | 2036 | Technical | MW | After Competition Groups | 14.7203 | 0 | 0 | 2612.8525 | 0.0056338 | 32 | Commercial_2036_Technical_MW_After Competition Groups_32 | Indoor Daylight Sensors/Photocell Dimming Control | 0.5634% | 0 | 14.7203 | Commercial_2036_Technical_MW_After Competition Groups_Indoor Daylight Sensors/Photocell Dimming Control
Commercial | Com ¦ ECM MOTORS FOR EVAPORATOR FANS for refrigeration (WALK-IN) | 2036 | Economic | MW | After Competition Groups | 10.5436 | 0 | 0 | 1946.3609 | 0.0054171 | 27 | Commercial_2036_Economic_MW_After Competition Groups_27 | ECM MOTORS FOR EVAPORATOR FANS for refrigeration (WALK-IN) | 0.5417% | 0 | 10.5436 | Commercial_2036_Economic_MW_After Competition Groups_ECM MOTORS FOR EVAPORATOR FANS for refrigeration (WALK-IN)
Commercial | Com ¦ ENERGY STAR ICE MACHINES - Ice Making Head | 2036 | Technical | MW | After Competition Groups | 14.0675 | 0 | 0 | 2612.8525 | 0.0053839 | 33 | Commercial_2036_Technical_MW_After Competition Groups_33 | ENERGY STAR ICE MACHINES - Ice Making Head | 0.5384% | 0 | 14.0675 | Commercial_2036_Technical_MW_After Competition Groups_ENERGY STAR ICE MACHINES - Ice Making Head
Commercial | Com ¦ Occupancy Sensors | 2036 | Economic | MW | After Competition Groups | 10.2971 | 0 | 0 | 1946.3609 | 0.0052904 | 28 | Commercial_2036_Economic_MW_After Competition Groups_28 | Occupancy Sensors | 0.529% | 0 | 10.2971 | Commercial_2036_Economic_MW_After Competition Groups_Occupancy Sensors
Commercial | Com ¦ ENERGY STAR LED LAMPS (General Service Lamps) | 2036 | Technical | MW | After Competition Groups | 12.9618 | 0 | 0 | 2612.8525 | 0.0049608 | 34 | Commercial_2036_Technical_MW_After Competition Groups_34 | ENERGY STAR LED LAMPS (General Service Lamps) | 0.4961% | 0 | 12.9618 | Commercial_2036_Technical_MW_After Competition Groups_ENERGY STAR LED LAMPS (General Service Lamps)
Commercial | Com ¦ Demand Control Kitchen Ventilation | 2036 | Technical | MW | After Competition Groups | 12.6078 | 0 | 0 | 2612.8525 | 0.0048253 | 35 | Commercial_2036_Technical_MW_After Competition Groups_35 | Demand Control Kitchen Ventilation | 0.4825% | 0 | 12.6078 | Commercial_2036_Technical_MW_After Competition Groups_Demand Control Kitchen Ventilation
Commercial | Com ¦ Freezer Case Light Sensor | 2036 | Economic | MW | After Competition Groups | 9.1465 | 0 | 0 | 1946.3609 | 0.0046993 | 29 | Commercial_2036_Economic_MW_After Competition Groups_29 | Freezer Case Light Sensor | 0.4699% | 0 | 9.1465 | Commercial_2036_Economic_MW_After Competition Groups_Freezer Case Light Sensor
Commercial | Com ¦ Evaporator Fan Controls | 2036 | Economic | MW | After Competition Groups | 8.9094 | 0 | 0 | 1946.3609 | 0.0045774 | 30 | Commercial_2036_Economic_MW_After Competition Groups_30 | Evaporator Fan Controls | 0.4577% | 0 | 8.9094 | Commercial_2036_Economic_MW_After Competition Groups_Evaporator Fan Controls
Commercial | Com ¦ ENERGY STAR FREEZER | 2036 | Economic | MW | After Competition Groups | 8.4075 | 0 | 0 | 1946.3609 | 0.0043196 | 31 | Commercial_2036_Economic_MW_After Competition Groups_31 | ENERGY STAR FREEZER | 0.432% | 0 | 8.4075 | Commercial_2036_Economic_MW_After Competition Groups_ENERGY STAR FREEZER
Commercial | Com ¦ LED EXTERIOR AREA LIGHTS - LED fixture (200W) | 2036 | Achievable | MW | After Competition Groups | 6.4695 | 0 | 0 | 1509.1939 | 0.0042867 | 30 | Commercial_2036_Achievable_MW_After Competition Groups_30 | LED EXTERIOR AREA LIGHTS - LED fixture (200W) | 0.4287% | 0 | 6.4695 | Commercial_2036_Achievable_MW_After Competition Groups_LED EXTERIOR AREA LIGHTS - LED fixture (200W)
Commercial | Com ¦ Water Source Heat Pump (4 ton) | 2036 | Economic | MW | After Competition Groups | 8.1284 | 0 | 0 | 1946.3609 | 0.0041762 | 32 | Commercial_2036_Economic_MW_After Competition Groups_32 | Water Source Heat Pump (4 ton) | 0.4176% | 0 | 8.1284 | Commercial_2036_Economic_MW_After Competition Groups_Water Source Heat Pump (4 ton)
Commercial | Com ¦ LED parking lot fixture | 2036 | Achievable | MW | After Competition Groups | 6.1582 | 0 | 0 | 1509.1939 | 0.0040805 | 31 | Commercial_2036_Achievable_MW_After Competition Groups_31 | LED parking lot fixture | 0.408% | 0 | 6.1582 | Commercial_2036_Achievable_MW_After Competition Groups_LED parking lot fixture
Commercial | Com ¦ ECM MOTORS FOR EVAPORATOR FANS for refrigeration (WALK-IN) | 2036 | Technical | MW | After Competition Groups | 10.5436 | 0 | 0 | 2612.8525 | 0.0040353 | 36 | Commercial_2036_Technical_MW_After Competition Groups_36 | ECM MOTORS FOR EVAPORATOR FANS for refrigeration (WALK-IN) | 0.4035% | 0 | 10.5436 | Commercial_2036_Technical_MW_After Competition Groups_ECM MOTORS FOR EVAPORATOR FANS for refrigeration (WALK-IN)
Commercial | Com ¦ Occupancy Sensors | 2036 | Technical | MW | After Competition Groups | 10.2971 | 0 | 0 | 2612.8525 | 0.0039409 | 37 | Commercial_2036_Technical_MW_After Competition Groups_37 | Occupancy Sensors | 0.3941% | 0 | 10.2971 | Commercial_2036_Technical_MW_After Competition Groups_Occupancy Sensors
Commercial | Com ¦ High R-Value Glass Doors/no-heat glass door | 2036 | Technical | MW | After Competition Groups | 10.03 | 0 | 0 | 2612.8525 | 0.0038387 | 38 | Commercial_2036_Technical_MW_After Competition Groups_38 | High R-Value Glass Doors/no-heat glass door | 0.3839% | 0 | 10.03 | Commercial_2036_Technical_MW_After Competition Groups_High R-Value Glass Doors/no-heat glass door
Commercial | Com ¦ Duct Insulation, R8 | 2036 | Achievable | MW | After Competition Groups | 5.556 | 0 | 0 | 1509.1939 | 0.0036814 | 32 | Commercial_2036_Achievable_MW_After Competition Groups_32 | Duct Insulation, R8 | 0.3681% | 0 | 5.556 | Commercial_2036_Achievable_MW_After Competition Groups_Duct Insulation, R8
Commercial | Com ¦ Water Source Heat Pump (4 ton) | 2036 | Technical | MW | After Competition Groups | 9.5297 | 0 | 0 | 2612.8525 | 0.0036473 | 39 | Commercial_2036_Technical_MW_After Competition Groups_39 | Water Source Heat Pump (4 ton) | 0.3647% | 0 | 9.5297 | Commercial_2036_Technical_MW_After Competition Groups_Water Source Heat Pump (4 ton)
Commercial | Com ¦ LED EXTERIOR AREA LIGHTS - LED fixture (200W) | 2036 | Economic | MW | After Competition Groups | 6.9718 | 0 | 0 | 1946.3609 | 0.003582 | 33 | Commercial_2036_Economic_MW_After Competition Groups_33 | LED EXTERIOR AREA LIGHTS - LED fixture (200W) | 0.3582% | 0 | 6.9718 | Commercial_2036_Economic_MW_After Competition Groups_LED EXTERIOR AREA LIGHTS - LED fixture (200W)
Commercial | Com ¦ ENERGY STAR Griddle (74% eff) | 2036 | Economic | MW | After Competition Groups | 6.9399 | 0 | 0 | 1946.3609 | 0.0035656 | 34 | Commercial_2036_Economic_MW_After Competition Groups_34 | ENERGY STAR Griddle (74% eff) | 0.3566% | 0 | 6.9399 | Commercial_2036_Economic_MW_After Competition Groups_ENERGY STAR Griddle (74% eff)
Commercial | Com ¦ Water Source Heat Pump (4 ton) | 2036 | Achievable | MW | After Competition Groups | 5.3587 | 0 | 0 | 1509.1939 | 0.0035507 | 33 | Commercial_2036_Achievable_MW_After Competition Groups_33 | Water Source Heat Pump (4 ton) | 0.3551% | 0 | 5.3587 | Commercial_2036_Achievable_MW_After Competition Groups_Water Source Heat Pump (4 ton)
Commercial | Com ¦ Freezer Case Light Sensor | 2036 | Technical | MW | After Competition Groups | 9.1465 | 0 | 0 | 2612.8525 | 0.0035006 | 40 | Commercial_2036_Technical_MW_After Competition Groups_40 | Freezer Case Light Sensor | 0.3501% | 0 | 9.1465 | Commercial_2036_Technical_MW_After Competition Groups_Freezer Case Light Sensor
Commercial | Com ¦ Evaporator Fan Controls | 2036 | Technical | MW | After Competition Groups | 8.9094 | 0 | 0 | 2612.8525 | 0.0034098 | 41 | Commercial_2036_Technical_MW_After Competition Groups_41 | Evaporator Fan Controls | 0.341% | 0 | 8.9094 | Commercial_2036_Technical_MW_After Competition Groups_Evaporator Fan Controls
Commercial | Com ¦ LED parking lot fixture | 2036 | Economic | MW | After Competition Groups | 6.6097 | 0 | 0 | 1946.3609 | 0.003396 | 35 | Commercial_2036_Economic_MW_After Competition Groups_35 | LED parking lot fixture | 0.3396% | 0 | 6.6097 | Commercial_2036_Economic_MW_After Competition Groups_LED parking lot fixture
Commercial | Com ¦ Condensing Make Up Air Unit | 2036 | Economic | MW | After Competition Groups | 6.1125 | 0 | 0 | 1946.3609 | 0.0031405 | 36 | Commercial_2036_Economic_MW_After Competition Groups_36 | Condensing Make Up Air Unit | 0.314% | 0 | 6.1125 | Commercial_2036_Economic_MW_After Competition Groups_Condensing Make Up Air Unit
Commercial | Com ¦ ENERGY STAR Griddle (74% eff) | 2036 | Achievable | MW | After Competition Groups | 4.5665 | 0 | 0 | 1509.1939 | 0.0030258 | 34 | Commercial_2036_Achievable_MW_After Competition Groups_34 | ENERGY STAR Griddle (74% eff) | 0.3026% | 0 | 4.5665 | Commercial_2036_Achievable_MW_After Competition Groups_ENERGY STAR Griddle (74% eff)
Commercial | Com ¦ Door Gasket Freezer/Refrigerator | 2036 | Achievable | MW | After Competition Groups | 4.4734 | 0 | 0 | 1509.1939 | 0.0029641 | 35 | Commercial_2036_Achievable_MW_After Competition Groups_35 | Door Gasket Freezer/Refrigerator | 0.2964% | 0 | 4.4734 | Commercial_2036_Achievable_MW_After Competition Groups_Door Gasket Freezer/Refrigerator
Commercial | Com ¦ ENERGY STAR Refrigerator | 2036 | Technical | MW | After Competition Groups | 7.5182 | 0 | 0 | 2612.8525 | 0.0028774 | 42 | Commercial_2036_Technical_MW_After Competition Groups_42 | ENERGY STAR Refrigerator | 0.2877% | 0 | 7.5182 | Commercial_2036_Technical_MW_After Competition Groups_ENERGY STAR Refrigerator
Commercial | Com ¦ Elec Storage WH 2.30 Et | 2036 | Economic | MW | After Competition Groups | 5.3896 | 0 | 0 | 1946.3609 | 0.002769 | 37 | Commercial_2036_Economic_MW_After Competition Groups_37 | Elec Storage WH 2.30 Et | 0.2769% | 0 | 5.3896 | Commercial_2036_Economic_MW_After Competition Groups_Elec Storage WH 2.30 Et
Commercial | Com ¦ Condensing Make Up Air Unit | 2036 | Achievable | MW | After Competition Groups | 4.124 | 0 | 0 | 1509.1939 | 0.0027326 | 36 | Commercial_2036_Achievable_MW_After Competition Groups_36 | Condensing Make Up Air Unit | 0.2733% | 0 | 4.124 | Commercial_2036_Achievable_MW_After Competition Groups_Condensing Make Up Air Unit
Commercial | Com ¦ Duct Insulation, R8 | 2036 | Economic | MW | After Competition Groups | 5.317 | 0 | 0 | 1946.3609 | 0.0027318 | 38 | Commercial_2036_Economic_MW_After Competition Groups_38 | Duct Insulation, R8 | 0.2732% | 0 | 5.317 | Commercial_2036_Economic_MW_After Competition Groups_Duct Insulation, R8
Commercial | Com ¦ Condensing Make Up Air Unit | 2036 | Technical | MW | After Competition Groups | 6.9911 | 0 | 0 | 2612.8525 | 0.0026757 | 43 | Commercial_2036_Technical_MW_After Competition Groups_43 | Condensing Make Up Air Unit | 0.2676% | 0 | 6.9911 | Commercial_2036_Technical_MW_After Competition Groups_Condensing Make Up Air Unit
Commercial | Com ¦ LED street light fixture | 2036 | Achievable | MW | After Competition Groups | 4.0374 | 0 | 0 | 1509.1939 | 0.0026752 | 37 | Commercial_2036_Achievable_MW_After Competition Groups_37 | LED street light fixture | 0.2675% | 0 | 4.0374 | Commercial_2036_Achievable_MW_After Competition Groups_LED street light fixture
Commercial | Com ¦ LED EXTERIOR AREA LIGHTS - LED fixture (200W) | 2036 | Technical | MW | After Competition Groups | 6.9718 | 0 | 0 | 2612.8525 | 0.0026683 | 44 | Commercial_2036_Technical_MW_After Competition Groups_44 | LED EXTERIOR AREA LIGHTS - LED fixture (200W) | 0.2668% | 0 | 6.9718 | Commercial_2036_Technical_MW_After Competition Groups_LED EXTERIOR AREA LIGHTS - LED fixture (200W)
Commercial | Com ¦ ENERGY STAR Griddle (74% eff) | 2036 | Technical | MW | After Competition Groups | 6.9399 | 0 | 0 | 2612.8525 | 0.0026561 | 45 | Commercial_2036_Technical_MW_After Competition Groups_45 | ENERGY STAR Griddle (74% eff) | 0.2656% | 0 | 6.9399 | Commercial_2036_Technical_MW_After Competition Groups_ENERGY STAR Griddle (74% eff)
Commercial | Com ¦ BEVERAGE VENDING MACHINE CONTROLS | 2036 | Achievable | MW | After Competition Groups | 3.8894 | 0 | 0 | 1509.1939 | 0.0025772 | 38 | Commercial_2036_Achievable_MW_After Competition Groups_38 | BEVERAGE VENDING MACHINE CONTROLS | 0.2577% | 0 | 3.8894 | Commercial_2036_Achievable_MW_After Competition Groups_BEVERAGE VENDING MACHINE CONTROLS
Commercial | Com ¦ BEVERAGE VENDING MACHINE CONTROLS | 2036 | Economic | MW | After Competition Groups | 4.9877 | 0 | 0 | 1946.3609 | 0.0025626 | 39 | Commercial_2036_Economic_MW_After Competition Groups_39 | BEVERAGE VENDING MACHINE CONTROLS | 0.2563% | 0 | 4.9877 | Commercial_2036_Economic_MW_After Competition Groups_BEVERAGE VENDING MACHINE CONTROLS
Commercial | Com ¦ Super-High Efficiency Furnaces (Emerging Tech) | 2036 | Technical | MW | After Competition Groups | 6.6223 | 0 | 0 | 2612.8525 | 0.0025345 | 46 | Commercial_2036_Technical_MW_After Competition Groups_46 | Super-High Efficiency Furnaces (Emerging Tech) | 0.2535% | 0 | 6.6223 | Commercial_2036_Technical_MW_After Competition Groups_Super-High Efficiency Furnaces (Emerging Tech)
Commercial | Com ¦ LED parking lot fixture | 2036 | Technical | MW | After Competition Groups | 6.6097 | 0 | 0 | 2612.8525 | 0.0025297 | 47 | Commercial_2036_Technical_MW_After Competition Groups_47 | LED parking lot fixture | 0.253% | 0 | 6.6097 | Commercial_2036_Technical_MW_After Competition Groups_LED parking lot fixture
Commercial | Com ¦ Occupancy Sensors | 2036 | Achievable | MW | After Competition Groups | 3.6774 | 0 | 0 | 1509.1939 | 0.0024366 | 39 | Commercial_2036_Achievable_MW_After Competition Groups_39 | Occupancy Sensors | 0.2437% | 0 | 3.6774 | Commercial_2036_Achievable_MW_After Competition Groups_Occupancy Sensors
Commercial | Com ¦ Indoor Daylight Sensors/Photocell Dimming Control | 2036 | Economic | MW | After Competition Groups | 4.7145 | 0 | 0 | 1946.3609 | 0.0024222 | 40 | Commercial_2036_Economic_MW_After Competition Groups_40 | Indoor Daylight Sensors/Photocell Dimming Control | 0.2422% | 0 | 4.7145 | Commercial_2036_Economic_MW_After Competition Groups_Indoor Daylight Sensors/Photocell Dimming Control
Commercial | Com ¦ Refrigeration Commissioning | 2036 | Technical | MW | After Competition Groups | 6.2186 | 0 | 0 | 2612.8525 | 0.00238 | 48 | Commercial_2036_Technical_MW_After Competition Groups_48 | Refrigeration Commissioning | 0.238% | 0 | 6.2186 | Commercial_2036_Technical_MW_After Competition Groups_Refrigeration Commissioning
Commercial | Com ¦ Elec Storage WH 2.30 Et | 2036 | Achievable | MW | After Competition Groups | 3.4447 | 0 | 0 | 1509.1939 | 0.0022825 | 40 | Commercial_2036_Achievable_MW_After Competition Groups_40 | Elec Storage WH 2.30 Et | 0.2282% | 0 | 3.4447 | Commercial_2036_Achievable_MW_After Competition Groups_Elec Storage WH 2.30 Et
Commercial | Com ¦ LED street light fixture | 2036 | Economic | MW | After Competition Groups | 4.3831 | 0 | 0 | 1946.3609 | 0.002252 | 41 | Commercial_2036_Economic_MW_After Competition Groups_41 | LED street light fixture | 0.2252% | 0 | 4.3831 | Commercial_2036_Economic_MW_After Competition Groups_LED street light fixture
Commercial | Com ¦ Temperature Adjustment in Commercial Freezers | 2036 | Achievable | MW | After Competition Groups | 3.3776 | 0 | 0 | 1509.1939 | 0.002238 | 41 | Commercial_2036_Achievable_MW_After Competition Groups_41 | Temperature Adjustment in Commercial Freezers | 0.2238% | 0 | 3.3776 | Commercial_2036_Achievable_MW_After Competition Groups_Temperature Adjustment in Commercial Freezers
Commercial | Com ¦ Elec Storage WH 2.30 Et | 2036 | Technical | MW | After Competition Groups | 5.3425 | 0 | 0 | 2612.8525 | 0.0020447 | 49 | Commercial_2036_Technical_MW_After Competition Groups_49 | Elec Storage WH 2.30 Et | 0.2045% | 0 | 5.3425 | Commercial_2036_Technical_MW_After Competition Groups_Elec Storage WH 2.30 Et
Commercial | Com ¦ Duct Insulation, R8 | 2036 | Technical | MW | After Competition Groups | 5.317 | 0 | 0 | 2612.8525 | 0.002035 | 50 | Commercial_2036_Technical_MW_After Competition Groups_50 | Duct Insulation, R8 | 0.2035% | 0 | 5.317 | Commercial_2036_Technical_MW_After Competition Groups_Duct Insulation, R8
Commercial | Com ¦ CO Sensors for parking garage exhaust fans | 2036 | Achievable | MW | After Competition Groups | 2.8871 | 0 | 0 | 1509.1939 | 0.001913 | 42 | Commercial_2036_Achievable_MW_After Competition Groups_42 | CO Sensors for parking garage exhaust fans | 0.1913% | 0 | 2.8871 | Commercial_2036_Achievable_MW_After Competition Groups_CO Sensors for parking garage exhaust fans
Commercial | Com ¦ BEVERAGE VENDING MACHINE CONTROLS | 2036 | Technical | MW | After Competition Groups | 4.9877 | 0 | 0 | 2612.8525 | 0.0019089 | 51 | Commercial_2036_Technical_MW_After Competition Groups_51 | BEVERAGE VENDING MACHINE CONTROLS | 0.1909% | 0 | 4.9877 | Commercial_2036_Technical_MW_After Competition Groups_BEVERAGE VENDING MACHINE CONTROLS
Commercial | Com ¦ HOTEL OCCUPANCY CONTROLS (HVAC + LIGHTING) | 2036 | Economic | MW | After Competition Groups | 3.6743 | 0 | 0 | 1946.3609 | 0.0018878 | 42 | Commercial_2036_Economic_MW_After Competition Groups_42 | HOTEL OCCUPANCY CONTROLS (HVAC + LIGHTING) | 0.1888% | 0 | 3.6743 | Commercial_2036_Economic_MW_After Competition Groups_HOTEL OCCUPANCY CONTROLS (HVAC + LIGHTING)
Commercial | Com ¦ Vertical Night Covers | 2036 | Achievable | MW | After Competition Groups | 2.8046 | 0 | 0 | 1509.1939 | 0.0018584 | 43 | Commercial_2036_Achievable_MW_After Competition Groups_43 | Vertical Night Covers | 0.1858% | 0 | 2.8046 | Commercial_2036_Achievable_MW_After Competition Groups_Vertical Night Covers
Commercial | Com ¦ Energy Efficient Laboratory Fume Hood | 2036 | Achievable | MW | After Competition Groups | 2.7319 | 0 | 0 | 1509.1939 | 0.0018101 | 44 | Commercial_2036_Achievable_MW_After Competition Groups_44 | Energy Efficient Laboratory Fume Hood | 0.181% | 0 | 2.7319 | Commercial_2036_Achievable_MW_After Competition Groups_Energy Efficient Laboratory Fume Hood
Commercial | Com ¦ ENERGY STAR FREEZER | 2036 | Achievable | MW | After Competition Groups | 2.6491 | 0 | 0 | 1509.1939 | 0.0017553 | 45 | Commercial_2036_Achievable_MW_After Competition Groups_45 | ENERGY STAR FREEZER | 0.1755% | 0 | 2.6491 | Commercial_2036_Achievable_MW_After Competition Groups_ENERGY STAR FREEZER
Commercial | Com ¦ CO Sensors for parking garage exhaust fans | 2036 | Economic | MW | After Competition Groups | 3.3246 | 0 | 0 | 1946.3609 | 0.0017081 | 43 | Commercial_2036_Economic_MW_After Competition Groups_43 | CO Sensors for parking garage exhaust fans | 0.1708% | 0 | 3.3246 | Commercial_2036_Economic_MW_After Competition Groups_CO Sensors for parking garage exhaust fans
Commercial | Com ¦ LED street light fixture | 2036 | Technical | MW | After Competition Groups | 4.3831 | 0 | 0 | 2612.8525 | 0.0016775 | 52 | Commercial_2036_Technical_MW_After Competition Groups_52 | LED street light fixture | 0.1678% | 0 | 4.3831 | Commercial_2036_Technical_MW_After Competition Groups_LED street light fixture
Commercial | Com ¦ Temperature Adjustment in Commercial Freezers | 2036 | Economic | MW | After Competition Groups | 3.2513 | 0 | 0 | 1946.3609 | 0.0016704 | 44 | Commercial_2036_Economic_MW_After Competition Groups_44 | Temperature Adjustment in Commercial Freezers | 0.167% | 0 | 3.2513 | Commercial_2036_Economic_MW_After Competition Groups_Temperature Adjustment in Commercial Freezers
Commercial | Com ¦ Roof Insulation/Ceiling Insulation (R25 Code to R35) | 2036 | Technical | MW | After Competition Groups | 4.0597 | 0 | 0 | 2612.8525 | 0.0015537 | 53 | Commercial_2036_Technical_MW_After Competition Groups_53 | Roof Insulation/Ceiling Insulation (R25 Code to R35) | 0.1554% | 0 | 4.0597 | Commercial_2036_Technical_MW_After Competition Groups_Roof Insulation/Ceiling Insulation (R25 Code to R35)
Commercial | Com ¦ Water Heating (DHW) Pipe Insulation (Add 3/4\ Foam)" | 2036 | Achievable | MW | After Competition Groups | 2.121 | 0 | 0 | 1509.1939 | 0.0014054 | 46 | Commercial_2036_Achievable_MW_After Competition Groups_46 | Water Heating (DHW) Pipe Insulation (Add 3/4\ Foam)" | 0.1405% | 0 | 2.121 | Commercial_2036_Achievable_MW_After Competition Groups_Water Heating (DHW) Pipe Insulation (Add 3/4\ Foam)"
Commercial | Com ¦ Vertical Night Covers | 2036 | Economic | MW | After Competition Groups | 2.7007 | 0 | 0 | 1946.3609 | 0.0013876 | 45 | Commercial_2036_Economic_MW_After Competition Groups_45 | Vertical Night Covers | 0.1388% | 0 | 2.7007 | Commercial_2036_Economic_MW_After Competition Groups_Vertical Night Covers
Commercial | Com ¦ Energy Efficient Laboratory Fume Hood | 2036 | Economic | MW | After Competition Groups | 2.6148 | 0 | 0 | 1946.3609 | 0.0013434 | 46 | Commercial_2036_Economic_MW_After Competition Groups_46 | Energy Efficient Laboratory Fume Hood | 0.1343% | 0 | 2.6148 | Commercial_2036_Economic_MW_After Competition Groups_Energy Efficient Laboratory Fume Hood
Commercial | Com ¦ Anti-sweat heat (ASH) controls - Cooler/Freezer | 2036 | Technical | MW | After Competition Groups | 3.3987 | 0 | 0 | 2612.8525 | 0.0013007 | 54 | Commercial_2036_Technical_MW_After Competition Groups_54 | Anti-sweat heat (ASH) controls - Cooler/Freezer | 0.1301% | 0 | 3.3987 | Commercial_2036_Technical_MW_After Competition Groups_Anti-sweat heat (ASH) controls - Cooler/Freezer
Commercial | Com ¦ CO Sensors for parking garage exhaust fans | 2036 | Technical | MW | After Competition Groups | 3.3246 | 0 | 0 | 2612.8525 | 0.0012724 | 55 | Commercial_2036_Technical_MW_After Competition Groups_55 | CO Sensors for parking garage exhaust fans | 0.1272% | 0 | 3.3246 | Commercial_2036_Technical_MW_After Competition Groups_CO Sensors for parking garage exhaust fans
Commercial | Com ¦ Temperature Adjustment in Commercial Freezers | 2036 | Technical | MW | After Competition Groups | 3.2513 | 0 | 0 | 2612.8525 | 0.0012443 | 56 | Commercial_2036_Technical_MW_After Competition Groups_56 | Temperature Adjustment in Commercial Freezers | 0.1244% | 0 | 3.2513 | Commercial_2036_Technical_MW_After Competition Groups_Temperature Adjustment in Commercial Freezers
Commercial | Com ¦ Outside Air Economizer | 2036 | Achievable | MW | After Competition Groups | 1.831 | 0 | 0 | 1509.1939 | 0.0012132 | 47 | Commercial_2036_Achievable_MW_After Competition Groups_47 | Outside Air Economizer | 0.1213% | 0 | 1.831 | Commercial_2036_Achievable_MW_After Competition Groups_Outside Air Economizer
Commercial | Com ¦ ENERGY STAR Fryer (84% eff) | 2036 | Economic | MW | After Competition Groups | 2.04 | 0 | 0 | 1946.3609 | 0.0010481 | 47 | Commercial_2036_Economic_MW_After Competition Groups_47 | ENERGY STAR Fryer (84% eff) | 0.1048% | 0 | 2.04 | Commercial_2036_Economic_MW_After Competition Groups_ENERGY STAR Fryer (84% eff)
Commercial | Com ¦ Water Heating (DHW) Pipe Insulation (Add 3/4\ Foam)" | 2036 | Economic | MW | After Competition Groups | 2.0381 | 0 | 0 | 1946.3609 | 0.0010472 | 48 | Commercial_2036_Economic_MW_After Competition Groups_48 | Water Heating (DHW) Pipe Insulation (Add 3/4\ Foam)" | 0.1047% | 0 | 2.0381 | Commercial_2036_Economic_MW_After Competition Groups_Water Heating (DHW) Pipe Insulation (Add 3/4\ Foam)"
Commercial | Com ¦ Vertical Night Covers | 2036 | Technical | MW | After Competition Groups | 2.7007 | 0 | 0 | 2612.8525 | 0.0010336 | 57 | Commercial_2036_Technical_MW_After Competition Groups_57 | Vertical Night Covers | 0.1034% | 0 | 2.7007 | Commercial_2036_Technical_MW_After Competition Groups_Vertical Night Covers
Commercial | Com ¦ Energy Efficient Laboratory Fume Hood | 2036 | Technical | MW | After Competition Groups | 2.6148 | 0 | 0 | 2612.8525 | 0.0010007 | 58 | Commercial_2036_Technical_MW_After Competition Groups_58 | Energy Efficient Laboratory Fume Hood | 0.1001% | 0 | 2.6148 | Commercial_2036_Technical_MW_After Competition Groups_Energy Efficient Laboratory Fume Hood
Commercial | Com ¦ Ground Source Heat Pump | 2036 | Technical | MW | After Competition Groups | 2.6135 | 0 | 0 | 2612.8525 | 0.0010003 | 59 | Commercial_2036_Technical_MW_After Competition Groups_59 | Ground Source Heat Pump | 0.1% | 0 | 2.6135 | Commercial_2036_Technical_MW_After Competition Groups_Ground Source Heat Pump
Commercial | Com ¦ Outside Air Economizer | 2036 | Economic | MW | After Competition Groups | 1.9255 | 0 | 0 | 1946.3609 | 0.00098928 | 49 | Commercial_2036_Economic_MW_After Competition Groups_49 | Outside Air Economizer | 0.09893% | 0 | 1.9255 | Commercial_2036_Economic_MW_After Competition Groups_Outside Air Economizer
Commercial | Com ¦ Suction Pipe Insulation Freezer/Refrigerator | 2036 | Achievable | MW | After Competition Groups | 1.4536 | 0 | 0 | 1509.1939 | 0.00096318 | 48 | Commercial_2036_Achievable_MW_After Competition Groups_48 | Suction Pipe Insulation Freezer/Refrigerator | 0.09632% | 0 | 1.4536 | Commercial_2036_Achievable_MW_After Competition Groups_Suction Pipe Insulation Freezer/Refrigerator
Commercial | Com ¦ ENERGY STAR Fryer (84% eff) | 2036 | Achievable | MW | After Competition Groups | 1.3715 | 0 | 0 | 1509.1939 | 0.00090876 | 49 | Commercial_2036_Achievable_MW_After Competition Groups_49 | ENERGY STAR Fryer (84% eff) | 0.09088% | 0 | 1.3715 | Commercial_2036_Achievable_MW_After Competition Groups_ENERGY STAR Fryer (84% eff)
Commercial | Com ¦ Super-High Efficiency Furnaces (Emerging Tech) | 2036 | Achievable | MW | After Competition Groups | 1.2982 | 0 | 0 | 1509.1939 | 0.00086017 | 50 | Commercial_2036_Achievable_MW_After Competition Groups_50 | Super-High Efficiency Furnaces (Emerging Tech) | 0.08602% | 0 | 1.2982 | Commercial_2036_Achievable_MW_After Competition Groups_Super-High Efficiency Furnaces (Emerging Tech)
Commercial | Com ¦ ENERGY STAR Fryer (84% eff) | 2036 | Technical | MW | After Competition Groups | 2.04 | 0 | 0 | 2612.8525 | 0.00078077 | 60 | Commercial_2036_Technical_MW_After Competition Groups_60 | ENERGY STAR Fryer (84% eff) | 0.07808% | 0 | 2.04 | Commercial_2036_Technical_MW_After Competition Groups_ENERGY STAR Fryer (84% eff)
Commercial | Com ¦ Water Heating (DHW) Pipe Insulation (Add 3/4\ Foam)" | 2036 | Technical | MW | After Competition Groups | 2.0381 | 0 | 0 | 2612.8525 | 0.00078005 | 61 | Commercial_2036_Technical_MW_After Competition Groups_61 | Water Heating (DHW) Pipe Insulation (Add 3/4\ Foam)" | 0.078% | 0 | 2.0381 | Commercial_2036_Technical_MW_After Competition Groups_Water Heating (DHW) Pipe Insulation (Add 3/4\ Foam)"
Commercial | Com ¦ ENERGY STAR Dishwasher | 2036 | Economic | MW | After Competition Groups | 1.5018 | 0 | 0 | 1946.3609 | 0.0007716 | 50 | Commercial_2036_Economic_MW_After Competition Groups_50 | ENERGY STAR Dishwasher | 0.07716% | 0 | 1.5018 | Commercial_2036_Economic_MW_After Competition Groups_ENERGY STAR Dishwasher
Commercial | Com ¦ Outside Air Economizer | 2036 | Technical | MW | After Competition Groups | 1.9255 | 0 | 0 | 2612.8525 | 0.00073693 | 62 | Commercial_2036_Technical_MW_After Competition Groups_62 | Outside Air Economizer | 0.07369% | 0 | 1.9255 | Commercial_2036_Technical_MW_After Competition Groups_Outside Air Economizer
Commercial | Com ¦ Suction Pipe Insulation Freezer/Refrigerator | 2036 | Economic | MW | After Competition Groups | 1.399 | 0 | 0 | 1946.3609 | 0.00071877 | 51 | Commercial_2036_Economic_MW_After Competition Groups_51 | Suction Pipe Insulation Freezer/Refrigerator | 0.07188% | 0 | 1.399 | Commercial_2036_Economic_MW_After Competition Groups_Suction Pipe Insulation Freezer/Refrigerator
Commercial | Com ¦ ENERGY STAR Steam Cookers | 2036 | Economic | MW | After Competition Groups | 1.3023 | 0 | 0 | 1946.3609 | 0.00066908 | 52 | Commercial_2036_Economic_MW_After Competition Groups_52 | ENERGY STAR Steam Cookers | 0.06691% | 0 | 1.3023 | Commercial_2036_Economic_MW_After Competition Groups_ENERGY STAR Steam Cookers
Commercial | Com ¦ Room AC (w/ louvered sides) 14 SEER from 12 SEER code | 2036 | Technical | MW | After Competition Groups | 1.673 | 0 | 0 | 2612.8525 | 0.00064031 | 63 | Commercial_2036_Technical_MW_After Competition Groups_63 | Room AC (w/ louvered sides) 14 SEER from 12 SEER code | 0.06403% | 0 | 1.673 | Commercial_2036_Technical_MW_After Competition Groups_Room AC (w/ louvered sides) 14 SEER from 12 SEER code
Commercial | Com ¦ Super-High Efficiency Furnaces (Emerging Tech) | 2036 | Economic | MW | After Competition Groups | 1.1316 | 0 | 0 | 1946.3609 | 0.00058139 | 53 | Commercial_2036_Economic_MW_After Competition Groups_53 | Super-High Efficiency Furnaces (Emerging Tech) | 0.05814% | 0 | 1.1316 | Commercial_2036_Economic_MW_After Competition Groups_Super-High Efficiency Furnaces (Emerging Tech)
Commercial | Com ¦ ENERGY STAR Dishwasher | 2036 | Technical | MW | After Competition Groups | 1.5018 | 0 | 0 | 2612.8525 | 0.00057478 | 64 | Commercial_2036_Technical_MW_After Competition Groups_64 | ENERGY STAR Dishwasher | 0.05748% | 0 | 1.5018 | Commercial_2036_Technical_MW_After Competition Groups_ENERGY STAR Dishwasher
Commercial | Com ¦ ENERGY STAR Steam Cookers | 2036 | Achievable | MW | After Competition Groups | 0.855 | 0 | 0 | 1509.1939 | 0.00056653 | 51 | Commercial_2036_Achievable_MW_After Competition Groups_51 | ENERGY STAR Steam Cookers | 0.05665% | 0 | 0.855 | Commercial_2036_Achievable_MW_After Competition Groups_ENERGY STAR Steam Cookers
Commercial | Com ¦ LED RECESSED DOWNLIGHTS | 2036 | Technical | MW | After Competition Groups | 1.4021 | 0 | 0 | 2612.8525 | 0.00053661 | 65 | Commercial_2036_Technical_MW_After Competition Groups_65 | LED RECESSED DOWNLIGHTS | 0.05366% | 0 | 1.4021 | Commercial_2036_Technical_MW_After Competition Groups_LED RECESSED DOWNLIGHTS
Commercial | Com ¦ Suction Pipe Insulation Freezer/Refrigerator | 2036 | Technical | MW | After Competition Groups | 1.399 | 0 | 0 | 2612.8525 | 0.00053542 | 66 | Commercial_2036_Technical_MW_After Competition Groups_66 | Suction Pipe Insulation Freezer/Refrigerator | 0.05354% | 0 | 1.399 | Commercial_2036_Technical_MW_After Competition Groups_Suction Pipe Insulation Freezer/Refrigerator
Commercial | Com ¦ ENERGY STAR Steam Cookers | 2036 | Technical | MW | After Competition Groups | 1.3023 | 0 | 0 | 2612.8525 | 0.00049841 | 67 | Commercial_2036_Technical_MW_After Competition Groups_67 | ENERGY STAR Steam Cookers | 0.04984% | 0 | 1.3023 | Commercial_2036_Technical_MW_After Competition Groups_ENERGY STAR Steam Cookers
Commercial | Com ¦ ENERGY STAR Dishwasher | 2036 | Achievable | MW | After Competition Groups | 0.72263 | 0 | 0 | 1509.1939 | 0.00047882 | 52 | Commercial_2036_Achievable_MW_After Competition Groups_52 | ENERGY STAR Dishwasher | 0.04788% | 0 | 0.72263 | Commercial_2036_Achievable_MW_After Competition Groups_ENERGY STAR Dishwasher
Commercial | Com ¦ Ozone Laundry Treatment | 2036 | Achievable | MW | After Competition Groups | 0.70188 | 0 | 0 | 1509.1939 | 0.00046507 | 53 | Commercial_2036_Achievable_MW_After Competition Groups_53 | Ozone Laundry Treatment | 0.04651% | 0 | 0.70188 | Commercial_2036_Achievable_MW_After Competition Groups_Ozone Laundry Treatment
Commercial | Com ¦ Evaporator Coil Defrost (Cooler) | 2036 | Technical | MW | After Competition Groups | 1.1911 | 0 | 0 | 2612.8525 | 0.00045588 | 68 | Commercial_2036_Technical_MW_After Competition Groups_68 | Evaporator Coil Defrost (Cooler) | 0.04559% | 0 | 1.1911 | Commercial_2036_Technical_MW_After Competition Groups_Evaporator Coil Defrost (Cooler)
Commercial | Com ¦ Thermostat Setback | 2036 | Achievable | MW | After Competition Groups | 0.6757 | 0 | 0 | 1509.1939 | 0.00044772 | 54 | Commercial_2036_Achievable_MW_After Competition Groups_54 | Thermostat Setback | 0.04477% | 0 | 0.6757 | Commercial_2036_Achievable_MW_After Competition Groups_Thermostat Setback
Commercial | Com ¦ Ozone Laundry Treatment | 2036 | Economic | MW | After Competition Groups | 0.79523 | 0 | 0 | 1946.3609 | 0.00040857 | 54 | Commercial_2036_Economic_MW_After Competition Groups_54 | Ozone Laundry Treatment | 0.04086% | 0 | 0.79523 | Commercial_2036_Economic_MW_After Competition Groups_Ozone Laundry Treatment
Commercial | Com ¦ Door Gasket Freezer/Refrigerator | 2036 | Economic | MW | After Competition Groups | 0.7838 | 0 | 0 | 1946.3609 | 0.0004027 | 55 | Commercial_2036_Economic_MW_After Competition Groups_55 | Door Gasket Freezer/Refrigerator | 0.04027% | 0 | 0.7838 | Commercial_2036_Economic_MW_After Competition Groups_Door Gasket Freezer/Refrigerator
Commercial | Com ¦ Thermostat Setback | 2036 | Economic | MW | After Competition Groups | 0.76133 | 0 | 0 | 1946.3609 | 0.00039115 | 56 | Commercial_2036_Economic_MW_After Competition Groups_56 | Thermostat Setback | 0.03912% | 0 | 0.76133 | Commercial_2036_Economic_MW_After Competition Groups_Thermostat Setback
Commercial | Com ¦ Ozone Laundry Treatment | 2036 | Technical | MW | After Competition Groups | 0.79523 | 0 | 0 | 2612.8525 | 0.00030435 | 69 | Commercial_2036_Technical_MW_After Competition Groups_69 | Ozone Laundry Treatment | 0.03044% | 0 | 0.79523 | Commercial_2036_Technical_MW_After Competition Groups_Ozone Laundry Treatment
Commercial | Com ¦ PTAC (12 EER/10,000 BTU) | 2036 | Economic | MW | After Competition Groups | 0.59127 | 0 | 0 | 1946.3609 | 0.00030378 | 57 | Commercial_2036_Economic_MW_After Competition Groups_57 | PTAC (12 EER/10,000 BTU) | 0.03038% | 0 | 0.59127 | Commercial_2036_Economic_MW_After Competition Groups_PTAC (12 EER/10,000 BTU)
Commercial | Com ¦ Thermostat Setback | 2036 | Technical | MW | After Competition Groups | 0.76133 | 0 | 0 | 2612.8525 | 0.00029138 | 70 | Commercial_2036_Technical_MW_After Competition Groups_70 | Thermostat Setback | 0.02914% | 0 | 0.76133 | Commercial_2036_Technical_MW_After Competition Groups_Thermostat Setback
Commercial | Com ¦ SYNCHRONOUS BELT | 2036 | Technical | MW | After Competition Groups | 0.7315 | 0 | 0 | 2612.8525 | 0.00027996 | 71 | Commercial_2036_Technical_MW_After Competition Groups_71 | SYNCHRONOUS BELT | 0.028% | 0 | 0.7315 | Commercial_2036_Technical_MW_After Competition Groups_SYNCHRONOUS BELT
Commercial | Com ¦ PTAC (12 EER/10,000 BTU) | 2036 | Technical | MW | After Competition Groups | 0.65425 | 0 | 0 | 2612.8525 | 0.0002504 | 72 | Commercial_2036_Technical_MW_After Competition Groups_72 | PTAC (12 EER/10,000 BTU) | 0.02504% | 0 | 0.65425 | Commercial_2036_Technical_MW_After Competition Groups_PTAC (12 EER/10,000 BTU)
Commercial | Com ¦ Wall Insulation | 2036 | Technical | MW | After Competition Groups | 0.63781 | 0 | 0 | 2612.8525 | 0.0002441 | 73 | Commercial_2036_Technical_MW_After Competition Groups_73 | Wall Insulation | 0.02441% | 0 | 0.63781 | Commercial_2036_Technical_MW_After Competition Groups_Wall Insulation
Commercial | Com ¦ Solar Preheat Make up Air | 2036 | Technical | MW | After Competition Groups | 0.63104 | 0 | 0 | 2612.8525 | 0.00024151 | 74 | Commercial_2036_Technical_MW_After Competition Groups_74 | Solar Preheat Make up Air | 0.02415% | 0 | 0.63104 | Commercial_2036_Technical_MW_After Competition Groups_Solar Preheat Make up Air
Commercial | Com ¦ PTAC (12 EER/10,000 BTU) | 2036 | Achievable | MW | After Competition Groups | 0.32053 | 0 | 0 | 1509.1939 | 0.00021239 | 55 | Commercial_2036_Achievable_MW_After Competition Groups_55 | PTAC (12 EER/10,000 BTU) | 0.02124% | 0 | 0.32053 | Commercial_2036_Achievable_MW_After Competition Groups_PTAC (12 EER/10,000 BTU)
Commercial | Com ¦ Solar Water Preheat (Pools/DHW) | 2036 | Economic | MW | After Competition Groups | 0.4121 | 0 | 0 | 1946.3609 | 0.00021173 | 58 | Commercial_2036_Economic_MW_After Competition Groups_58 | Solar Water Preheat (Pools/DHW) | 0.02117% | 0 | 0.4121 | Commercial_2036_Economic_MW_After Competition Groups_Solar Water Preheat (Pools/DHW)
Commercial | COM ¦ Ductless Mini-Split Heat Pumps | 2036 | Economic | MW | After Competition Groups | 0.39317 | 0 | 0 | 1946.3609 | 0.000202 | 59 | Commercial_2036_Economic_MW_After Competition Groups_59 | Ductless Mini-Split Heat Pumps | 0.0202% | 0 | 0.39317 | Commercial_2036_Economic_MW_After Competition Groups_Ductless Mini-Split Heat Pumps
Commercial | Com ¦ ECM MOTORS FOR HVAC APPLICATION (FAN-POWERED VAV BOX) | 2036 | Achievable | MW | After Competition Groups | 0.28968 | 0 | 0 | 1509.1939 | 0.00019194 | 56 | Commercial_2036_Achievable_MW_After Competition Groups_56 | ECM MOTORS FOR HVAC APPLICATION (FAN-POWERED VAV BOX) | 0.01919% | 0 | 0.28968 | Commercial_2036_Achievable_MW_After Competition Groups_ECM MOTORS FOR HVAC APPLICATION (FAN-POWERED VAV BOX)
Commercial | Com ¦ Efficient compressor motor | 2036 | Technical | MW | After Competition Groups | 0.48139 | 0 | 0 | 2612.8525 | 0.00018424 | 75 | Commercial_2036_Technical_MW_After Competition Groups_75 | Efficient compressor motor | 0.01842% | 0 | 0.48139 | Commercial_2036_Technical_MW_After Competition Groups_Efficient compressor motor
Commercial | Com ¦ LED RECESSED DOWNLIGHTS | 2036 | Achievable | MW | After Competition Groups | 0.25699 | 0 | 0 | 1509.1939 | 0.00017028 | 57 | Commercial_2036_Achievable_MW_After Competition Groups_57 | LED RECESSED DOWNLIGHTS | 0.01703% | 0 | 0.25699 | Commercial_2036_Achievable_MW_After Competition Groups_LED RECESSED DOWNLIGHTS
Commercial | Com ¦ ECM MOTORS FOR HVAC APPLICATION (FAN-POWERED VAV BOX) | 2036 | Economic | MW | After Competition Groups | 0.3163 | 0 | 0 | 1946.3609 | 0.00016251 | 60 | Commercial_2036_Economic_MW_After Competition Groups_60 | ECM MOTORS FOR HVAC APPLICATION (FAN-POWERED VAV BOX) | 0.01625% | 0 | 0.3163 | Commercial_2036_Economic_MW_After Competition Groups_ECM MOTORS FOR HVAC APPLICATION (FAN-POWERED VAV BOX)
Commercial | COM ¦ Ductless Mini-Split Heat Pumps | 2036 | Achievable | MW | After Competition Groups | 0.24433 | 0 | 0 | 1509.1939 | 0.00016189 | 58 | Commercial_2036_Achievable_MW_After Competition Groups_58 | Ductless Mini-Split Heat Pumps | 0.01619% | 0 | 0.24433 | Commercial_2036_Achievable_MW_After Competition Groups_Ductless Mini-Split Heat Pumps
Commercial | Com ¦ Solar Water Preheat (Pools/DHW) | 2036 | Technical | MW | After Competition Groups | 0.4121 | 0 | 0 | 2612.8525 | 0.00015772 | 76 | Commercial_2036_Technical_MW_After Competition Groups_76 | Solar Water Preheat (Pools/DHW) | 0.01577% | 0 | 0.4121 | Commercial_2036_Technical_MW_After Competition Groups_Solar Water Preheat (Pools/DHW)
Commercial | Com ¦ Indoor Daylight Sensors/Photocell Dimming Control | 2036 | Achievable | MW | After Competition Groups | 0.23691 | 0 | 0 | 1509.1939 | 0.00015698 | 59 | Commercial_2036_Achievable_MW_After Competition Groups_59 | Indoor Daylight Sensors/Photocell Dimming Control | 0.0157% | 0 | 0.23691 | Commercial_2036_Achievable_MW_After Competition Groups_Indoor Daylight Sensors/Photocell Dimming Control
Commercial | Com ¦ High Efficiency Chiller (avg of water and air cooled) | 2036 | Technical | MW | After Competition Groups | 0.39343 | 0 | 0 | 2612.8525 | 0.00015058 | 77 | Commercial_2036_Technical_MW_After Competition Groups_77 | High Efficiency Chiller (avg of water and air cooled) | 0.01506% | 0 | 0.39343 | Commercial_2036_Technical_MW_After Competition Groups_High Efficiency Chiller (avg of water and air cooled)
Commercial | COM ¦ Ductless Mini-Split Heat Pumps | 2036 | Technical | MW | After Competition Groups | 0.39317 | 0 | 0 | 2612.8525 | 0.00015048 | 78 | Commercial_2036_Technical_MW_After Competition Groups_78 | Ductless Mini-Split Heat Pumps | 0.01505% | 0 | 0.39317 | Commercial_2036_Technical_MW_After Competition Groups_Ductless Mini-Split Heat Pumps
Commercial | Com ¦ SYNCHRONOUS BELT | 2036 | Economic | MW | After Competition Groups | 0.28584 | 0 | 0 | 1946.3609 | 0.00014686 | 61 | Commercial_2036_Economic_MW_After Competition Groups_61 | SYNCHRONOUS BELT | 0.01469% | 0 | 0.28584 | Commercial_2036_Economic_MW_After Competition Groups_SYNCHRONOUS BELT
Commercial | Com ¦ Efficient compressor motor | 2036 | Economic | MW | After Competition Groups | 0.27245 | 0 | 0 | 1946.3609 | 0.00013998 | 62 | Commercial_2036_Economic_MW_After Competition Groups_62 | Efficient compressor motor | 0.014% | 0 | 0.27245 | Commercial_2036_Economic_MW_After Competition Groups_Efficient compressor motor
Commercial | Com ¦ Solar Water Preheat (Pools/DHW) | 2036 | Achievable | MW | After Competition Groups | 0.20439 | 0 | 0 | 1509.1939 | 0.00013543 | 60 | Commercial_2036_Achievable_MW_After Competition Groups_60 | Solar Water Preheat (Pools/DHW) | 0.01354% | 0 | 0.20439 | Commercial_2036_Achievable_MW_After Competition Groups_Solar Water Preheat (Pools/DHW)
Commercial | Com ¦ ECM MOTORS FOR HVAC APPLICATION (FAN-POWERED VAV BOX) | 2036 | Technical | MW | After Competition Groups | 0.31703 | 0 | 0 | 2612.8525 | 0.00012134 | 79 | Commercial_2036_Technical_MW_After Competition Groups_79 | ECM MOTORS FOR HVAC APPLICATION (FAN-POWERED VAV BOX) | 0.01213% | 0 | 0.31703 | Commercial_2036_Technical_MW_After Competition Groups_ECM MOTORS FOR HVAC APPLICATION (FAN-POWERED VAV BOX)
Commercial | Com ¦ Commercial Hot Food Holding Cabinets | 2036 | Technical | MW | After Competition Groups | 0.30353 | 0 | 0 | 2612.8525 | 0.00011617 | 80 | Commercial_2036_Technical_MW_After Competition Groups_80 | Commercial Hot Food Holding Cabinets | 0.01162% | 0 | 0.30353 | Commercial_2036_Technical_MW_After Competition Groups_Commercial Hot Food Holding Cabinets
Commercial | Com ¦ LED RECESSED DOWNLIGHTS | 2036 | Economic | MW | After Competition Groups | 0.21828 | 0 | 0 | 1946.3609 | 0.00011215 | 63 | Commercial_2036_Economic_MW_After Competition Groups_63 | LED RECESSED DOWNLIGHTS | 0.01121% | 0 | 0.21828 | Commercial_2036_Economic_MW_After Competition Groups_LED RECESSED DOWNLIGHTS
Commercial | Com ¦ Auto Off Time Switch or Time Clock control | 2036 | Achievable | MW | After Competition Groups | 0.16331 | 0 | 0 | 1509.1939 | 0.00010821 | 61 | Commercial_2036_Achievable_MW_After Competition Groups_61 | Auto Off Time Switch or Time Clock control | 0.01082% | 0 | 0.16331 | Commercial_2036_Achievable_MW_After Competition Groups_Auto Off Time Switch or Time Clock control
Commercial | Com ¦ HVAC Optimization | 2036 | Technical | MW | After Competition Groups | 0.26459 | 0 | 0 | 2612.8525 | 0.00010127 | 81 | Commercial_2036_Technical_MW_After Competition Groups_81 | HVAC Optimization | 0.01013% | 0 | 0.26459 | Commercial_2036_Technical_MW_After Competition Groups_HVAC Optimization
Commercial | Com ¦ Auto Off Time Switch or Time Clock control | 2036 | Economic | MW | After Competition Groups | 0.19348 | 0 | 0 | 1946.3609 | 9.9404e-05 | 64 | Commercial_2036_Economic_MW_After Competition Groups_64 | Auto Off Time Switch or Time Clock control | 0.00994% | 0 | 0.19348 | Commercial_2036_Economic_MW_After Competition Groups_Auto Off Time Switch or Time Clock control
Commercial | Com ¦ Demand controlled Circulating Systems | 2036 | Achievable | MW | After Competition Groups | 0.1431 | 0 | 0 | 1509.1939 | 9.4822e-05 | 62 | Commercial_2036_Achievable_MW_After Competition Groups_62 | Demand controlled Circulating Systems | 0.009482% | 0 | 0.1431 | Commercial_2036_Achievable_MW_After Competition Groups_Demand controlled Circulating Systems
Commercial | Com ¦ CEE Tier 2/Energy Star Clothes Washers | 2036 | Economic | MW | After Competition Groups | 0.18291 | 0 | 0 | 1946.3609 | 9.3973e-05 | 65 | Commercial_2036_Economic_MW_After Competition Groups_65 | CEE Tier 2/Energy Star Clothes Washers | 0.009397% | 0 | 0.18291 | Commercial_2036_Economic_MW_After Competition Groups_CEE Tier 2/Energy Star Clothes Washers
Commercial | Com ¦ CEE Tier 2/Energy Star Clothes Washers | 2036 | Achievable | MW | After Competition Groups | 0.14101 | 0 | 0 | 1509.1939 | 9.3435e-05 | 63 | Commercial_2036_Achievable_MW_After Competition Groups_63 | CEE Tier 2/Energy Star Clothes Washers | 0.009344% | 0 | 0.14101 | Commercial_2036_Achievable_MW_After Competition Groups_CEE Tier 2/Energy Star Clothes Washers
Commercial | Com ¦ Wall Insulation | 2036 | Economic | MW | After Competition Groups | 0.16758 | 0 | 0 | 1946.3609 | 8.61e-05 | 66 | Commercial_2036_Economic_MW_After Competition Groups_66 | Wall Insulation | 0.00861% | 0 | 0.16758 | Commercial_2036_Economic_MW_After Competition Groups_Wall Insulation
Commercial | Com ¦ HVAC Optimization | 2036 | Economic | MW | After Competition Groups | 0.1594 | 0 | 0 | 1946.3609 | 8.1898e-05 | 67 | Commercial_2036_Economic_MW_After Competition Groups_67 | HVAC Optimization | 0.00819% | 0 | 0.1594 | Commercial_2036_Economic_MW_After Competition Groups_HVAC Optimization
Commercial | Com ¦ Efficient compressor motor | 2036 | Achievable | MW | After Competition Groups | 0.12206 | 0 | 0 | 1509.1939 | 8.0876e-05 | 64 | Commercial_2036_Achievable_MW_After Competition Groups_64 | Efficient compressor motor | 0.008088% | 0 | 0.12206 | Commercial_2036_Achievable_MW_After Competition Groups_Efficient compressor motor
Commercial | Com ¦ Auto Off Time Switch or Time Clock control | 2036 | Technical | MW | After Competition Groups | 0.19348 | 0 | 0 | 2612.8525 | 7.4048e-05 | 82 | Commercial_2036_Technical_MW_After Competition Groups_82 | Auto Off Time Switch or Time Clock control | 0.007405% | 0 | 0.19348 | Commercial_2036_Technical_MW_After Competition Groups_Auto Off Time Switch or Time Clock control
Commercial | Com ¦ HVAC Optimization | 2036 | Achievable | MW | After Competition Groups | 0.10877 | 0 | 0 | 1509.1939 | 7.2073e-05 | 65 | Commercial_2036_Achievable_MW_After Competition Groups_65 | HVAC Optimization | 0.007207% | 0 | 0.10877 | Commercial_2036_Achievable_MW_After Competition Groups_HVAC Optimization
Commercial | Com ¦ CEE Tier 2/Energy Star Clothes Washers | 2036 | Technical | MW | After Competition Groups | 0.18291 | 0 | 0 | 2612.8525 | 7.0002e-05 | 83 | Commercial_2036_Technical_MW_After Competition Groups_83 | CEE Tier 2/Energy Star Clothes Washers | 0.007% | 0 | 0.18291 | Commercial_2036_Technical_MW_After Competition Groups_CEE Tier 2/Energy Star Clothes Washers
Commercial | Com ¦ Demand controlled Circulating Systems | 2036 | Economic | MW | After Competition Groups | 0.13487 | 0 | 0 | 1946.3609 | 6.9294e-05 | 68 | Commercial_2036_Economic_MW_After Competition Groups_68 | Demand controlled Circulating Systems | 0.006929% | 0 | 0.13487 | Commercial_2036_Economic_MW_After Competition Groups_Demand controlled Circulating Systems
Commercial | Com ¦ Commercial Hot Food Holding Cabinets | 2036 | Economic | MW | After Competition Groups | 0.1143 | 0 | 0 | 1946.3609 | 5.8727e-05 | 69 | Commercial_2036_Economic_MW_After Competition Groups_69 | Commercial Hot Food Holding Cabinets | 0.005873% | 0 | 0.1143 | Commercial_2036_Economic_MW_After Competition Groups_Commercial Hot Food Holding Cabinets
Commercial | Com ¦ Low Flow Pre-Rinse Spray Nozzle | 2036 | Economic | MW | After Competition Groups | 0.11278 | 0 | 0 | 1946.3609 | 5.7943e-05 | 70 | Commercial_2036_Economic_MW_After Competition Groups_70 | Low Flow Pre-Rinse Spray Nozzle | 0.005794% | 0 | 0.11278 | Commercial_2036_Economic_MW_After Competition Groups_Low Flow Pre-Rinse Spray Nozzle
Commercial | Com ¦ Notched V belts for HVAC Systems | 2036 | Achievable | MW | After Competition Groups | 0.08466 | 0 | 0 | 1509.1939 | 5.6096e-05 | 66 | Commercial_2036_Achievable_MW_After Competition Groups_66 | Notched V belts for HVAC Systems | 0.00561% | 0 | 0.08466 | Commercial_2036_Achievable_MW_After Competition Groups_Notched V belts for HVAC Systems
Commercial | Com ¦ Low Flow Pre-Rinse Spray Nozzle | 2036 | Achievable | MW | After Competition Groups | 0.08093 | 0 | 0 | 1509.1939 | 5.3625e-05 | 67 | Commercial_2036_Achievable_MW_After Competition Groups_67 | Low Flow Pre-Rinse Spray Nozzle | 0.005362% | 0 | 0.08093 | Commercial_2036_Achievable_MW_After Competition Groups_Low Flow Pre-Rinse Spray Nozzle
Commercial | Com ¦ Demand controlled Circulating Systems | 2036 | Technical | MW | After Competition Groups | 0.13487 | 0 | 0 | 2612.8525 | 5.1618e-05 | 84 | Commercial_2036_Technical_MW_After Competition Groups_84 | Demand controlled Circulating Systems | 0.005162% | 0 | 0.13487 | Commercial_2036_Technical_MW_After Competition Groups_Demand controlled Circulating Systems
Commercial | Com ¦ High Efficiency Small Instantaneous Water Heater | 2036 | Achievable | MW | After Competition Groups | 0.075299 | 0 | 0 | 1509.1939 | 4.9893e-05 | 68 | Commercial_2036_Achievable_MW_After Competition Groups_68 | High Efficiency Small Instantaneous Water Heater | 0.004989% | 0 | 0.075299 | Commercial_2036_Achievable_MW_After Competition Groups_High Efficiency Small Instantaneous Water Heater
Commercial | Com ¦ Wall Insulation | 2036 | Achievable | MW | After Competition Groups | 0.072631 | 0 | 0 | 1509.1939 | 4.8126e-05 | 69 | Commercial_2036_Achievable_MW_After Competition Groups_69 | Wall Insulation | 0.004813% | 0 | 0.072631 | Commercial_2036_Achievable_MW_After Competition Groups_Wall Insulation
Commercial | Com ¦ Heat Pump Water Heater (50 Gallons) | 2036 | Technical | MW | After Competition Groups | 0.12476 | 0 | 0 | 2612.8525 | 4.7749e-05 | 85 | Commercial_2036_Technical_MW_After Competition Groups_85 | Heat Pump Water Heater (50 Gallons) | 0.004775% | 0 | 0.12476 | Commercial_2036_Technical_MW_After Competition Groups_Heat Pump Water Heater (50 Gallons)
Commercial | Com ¦ Commercial Hot Food Holding Cabinets | 2036 | Achievable | MW | After Competition Groups | 0.07021 | 0 | 0 | 1509.1939 | 4.6521e-05 | 70 | Commercial_2036_Achievable_MW_After Competition Groups_70 | Commercial Hot Food Holding Cabinets | 0.004652% | 0 | 0.07021 | Commercial_2036_Achievable_MW_After Competition Groups_Commercial Hot Food Holding Cabinets
Commercial | Com ¦ Low Flow Pre-Rinse Spray Nozzle | 2036 | Technical | MW | After Competition Groups | 0.11278 | 0 | 0 | 2612.8525 | 4.3163e-05 | 86 | Commercial_2036_Technical_MW_After Competition Groups_86 | Low Flow Pre-Rinse Spray Nozzle | 0.004316% | 0 | 0.11278 | Commercial_2036_Technical_MW_After Competition Groups_Low Flow Pre-Rinse Spray Nozzle
Commercial | Com ¦ Room AC (w/ louvered sides) 14 SEER from 12 SEER code | 2036 | Achievable | MW | After Competition Groups | 0.051151 | 0 | 0 | 1509.1939 | 3.3893e-05 | 71 | Commercial_2036_Achievable_MW_After Competition Groups_71 | Room AC (w/ louvered sides) 14 SEER from 12 SEER code | 0.003389% | 0 | 0.051151 | Commercial_2036_Achievable_MW_After Competition Groups_Room AC (w/ louvered sides) 14 SEER from 12 SEER code
Commercial | Com ¦ Condensing Unit Heaters or other Efficient Unit Heating System | 2036 | Achievable | MW | After Competition Groups | 0.048059 | 0 | 0 | 1509.1939 | 3.1844e-05 | 72 | Commercial_2036_Achievable_MW_After Competition Groups_72 | Condensing Unit Heaters or other Efficient Unit Heating System | 0.003184% | 0 | 0.048059 | Commercial_2036_Achievable_MW_After Competition Groups_Condensing Unit Heaters or other Efficient Unit Heating System
Commercial | Com ¦ Room AC (w/ louvered sides) 14 SEER from 12 SEER code | 2036 | Economic | MW | After Competition Groups | 0.05364 | 0 | 0 | 1946.3609 | 2.7559e-05 | 71 | Commercial_2036_Economic_MW_After Competition Groups_71 | Room AC (w/ louvered sides) 14 SEER from 12 SEER code | 0.002756% | 0 | 0.05364 | Commercial_2036_Economic_MW_After Competition Groups_Room AC (w/ louvered sides) 14 SEER from 12 SEER code
Commercial | Com ¦ HOTEL OCCUPANCY CONTROLS (HVAC + LIGHTING) | 2036 | Achievable | MW | After Competition Groups | 0.03951 | 0 | 0 | 1509.1939 | 2.6179e-05 | 73 | Commercial_2036_Achievable_MW_After Competition Groups_73 | HOTEL OCCUPANCY CONTROLS (HVAC + LIGHTING) | 0.002618% | 0 | 0.03951 | Commercial_2036_Achievable_MW_After Competition Groups_HOTEL OCCUPANCY CONTROLS (HVAC + LIGHTING)
Commercial | Com ¦ Notched V belts for HVAC Systems | 2036 | Economic | MW | After Competition Groups | 0.047052 | 0 | 0 | 1946.3609 | 2.4174e-05 | 72 | Commercial_2036_Economic_MW_After Competition Groups_72 | Notched V belts for HVAC Systems | 0.002417% | 0 | 0.047052 | Commercial_2036_Economic_MW_After Competition Groups_Notched V belts for HVAC Systems
Commercial | Com ¦ Condensing Unit Heaters or other Efficient Unit Heating System | 2036 | Economic | MW | After Competition Groups | 0.046076 | 0 | 0 | 1946.3609 | 2.3673e-05 | 73 | Commercial_2036_Economic_MW_After Competition Groups_73 | Condensing Unit Heaters or other Efficient Unit Heating System | 0.002367% | 0 | 0.046076 | Commercial_2036_Economic_MW_After Competition Groups_Condensing Unit Heaters or other Efficient Unit Heating System
Commercial | Com ¦ Condensing Unit Heaters or other Efficient Unit Heating System | 2036 | Technical | MW | After Competition Groups | 0.046076 | 0 | 0 | 2612.8525 | 1.7634e-05 | 87 | Commercial_2036_Technical_MW_After Competition Groups_87 | Condensing Unit Heaters or other Efficient Unit Heating System | 0.001763% | 0 | 0.046076 | Commercial_2036_Technical_MW_After Competition Groups_Condensing Unit Heaters or other Efficient Unit Heating System
Commercial | Com ¦ Roof Insulation/Ceiling Insulation (R25 Code to R35) | 2036 | Economic | MW | After Competition Groups | 0.033251 | 0 | 0 | 1946.3609 | 1.7083e-05 | 74 | Commercial_2036_Economic_MW_After Competition Groups_74 | Roof Insulation/Ceiling Insulation (R25 Code to R35) | 0.001708% | 0 | 0.033251 | Commercial_2036_Economic_MW_After Competition Groups_Roof Insulation/Ceiling Insulation (R25 Code to R35)
Commercial | Com ¦ VSD Air Compressor | 2036 | Economic | MW | After Competition Groups | 0.032483 | 0 | 0 | 1946.3609 | 1.6689e-05 | 75 | Commercial_2036_Economic_MW_After Competition Groups_75 | VSD Air Compressor | 0.001669% | 0 | 0.032483 | Commercial_2036_Economic_MW_After Competition Groups_VSD Air Compressor
Commercial | Com ¦ VSD Air Compressor | 2036 | Achievable | MW | After Competition Groups | 0.022897 | 0 | 0 | 1509.1939 | 1.5171e-05 | 74 | Commercial_2036_Achievable_MW_After Competition Groups_74 | VSD Air Compressor | 0.001517% | 0 | 0.022897 | Commercial_2036_Achievable_MW_After Competition Groups_VSD Air Compressor
Commercial | Com ¦ Energy Recovery Ventilation and Ventilation (Enhanced) | 2036 | Achievable | MW | After Competition Groups | 0.022257 | 0 | 0 | 1509.1939 | 1.4748e-05 | 75 | Commercial_2036_Achievable_MW_After Competition Groups_75 | Energy Recovery Ventilation and Ventilation (Enhanced) | 0.001475% | 0 | 0.022257 | Commercial_2036_Achievable_MW_After Competition Groups_Energy Recovery Ventilation and Ventilation (Enhanced)
Commercial | Com ¦ EC Plug Fan for Data Center (under cabinet) | 2036 | Economic | MW | After Competition Groups | 0.028201 | 0 | 0 | 1946.3609 | 1.4489e-05 | 76 | Commercial_2036_Economic_MW_After Competition Groups_76 | EC Plug Fan for Data Center (under cabinet) | 0.001449% | 0 | 0.028201 | Commercial_2036_Economic_MW_After Competition Groups_EC Plug Fan for Data Center (under cabinet)
Commercial | Com ¦ High Efficiency Chiller (avg of water and air cooled) | 2036 | Achievable | MW | After Competition Groups | 0.021558 | 0 | 0 | 1509.1939 | 1.4284e-05 | 76 | Commercial_2036_Achievable_MW_After Competition Groups_76 | High Efficiency Chiller (avg of water and air cooled) | 0.001428% | 0 | 0.021558 | Commercial_2036_Achievable_MW_After Competition Groups_High Efficiency Chiller (avg of water and air cooled)
Commercial | Com ¦ High Efficiency Chiller (avg of water and air cooled) | 2036 | Economic | MW | After Competition Groups | 0.027408 | 0 | 0 | 1946.3609 | 1.4082e-05 | 77 | Commercial_2036_Economic_MW_After Competition Groups_77 | High Efficiency Chiller (avg of water and air cooled) | 0.001408% | 0 | 0.027408 | Commercial_2036_Economic_MW_After Competition Groups_High Efficiency Chiller (avg of water and air cooled)
Commercial | Com ¦ VSD Air Compressor | 2036 | Technical | MW | After Competition Groups | 0.032483 | 0 | 0 | 2612.8525 | 1.2432e-05 | 88 | Commercial_2036_Technical_MW_After Competition Groups_88 | VSD Air Compressor | 0.001243% | 0 | 0.032483 | Commercial_2036_Technical_MW_After Competition Groups_VSD Air Compressor
Commercial | Com ¦ eCube | 2036 | Technical | MW | After Competition Groups | 0.03151 | 0 | 0 | 2612.8525 | 1.206e-05 | 89 | Commercial_2036_Technical_MW_After Competition Groups_89 | eCube | 0.001206% | 0 | 0.03151 | Commercial_2036_Technical_MW_After Competition Groups_eCube
Commercial | Com ¦ EC Plug Fan for Data Center (under cabinet) | 2036 | Technical | MW | After Competition Groups | 0.028201 | 0 | 0 | 2612.8525 | 1.0793e-05 | 90 | Commercial_2036_Technical_MW_After Competition Groups_90 | EC Plug Fan for Data Center (under cabinet) | 0.001079% | 0 | 0.028201 | Commercial_2036_Technical_MW_After Competition Groups_EC Plug Fan for Data Center (under cabinet)
Commercial | Com ¦ EC Plug Fan for Data Center (under cabinet) | 2036 | Achievable | MW | After Competition Groups | 0.010914 | 0 | 0 | 1509.1939 | 7.232e-06 | 77 | Commercial_2036_Achievable_MW_After Competition Groups_77 | EC Plug Fan for Data Center (under cabinet) | 0.0007232% | 0 | 0.010914 | Commercial_2036_Achievable_MW_After Competition Groups_EC Plug Fan for Data Center (under cabinet)
Commercial | Com ¦ Exterior Photocell | 2036 | Technical | MW | After Competition Groups | 0.014954 | 0 | 0 | 2612.8525 | 5.7233e-06 | 91 | Commercial_2036_Technical_MW_After Competition Groups_91 | Exterior Photocell | 0.0005723% | 0 | 0.014954 | Commercial_2036_Technical_MW_After Competition Groups_Exterior Photocell
Commercial | Com ¦ Air Curtains | 2036 | Achievable | MW | After Competition Groups | 0.006318 | 0 | 0 | 1509.1939 | 4.1864e-06 | 78 | Commercial_2036_Achievable_MW_After Competition Groups_78 | Air Curtains | 0.0004186% | 0 | 0.006318 | Commercial_2036_Achievable_MW_After Competition Groups_Air Curtains
Commercial | Com ¦ Air Curtains | 2036 | Economic | MW | After Competition Groups | 0.0071741 | 0 | 0 | 1946.3609 | 3.6859e-06 | 78 | Commercial_2036_Economic_MW_After Competition Groups_78 | Air Curtains | 0.0003686% | 0 | 0.0071741 | Commercial_2036_Economic_MW_After Competition Groups_Air Curtains
Commercial | Com ¦ SYNCHRONOUS BELT | 2036 | Achievable | MW | After Competition Groups | 0.0050906 | 0 | 0 | 1509.1939 | 3.3731e-06 | 79 | Commercial_2036_Achievable_MW_After Competition Groups_79 | SYNCHRONOUS BELT | 0.0003373% | 0 | 0.0050906 | Commercial_2036_Achievable_MW_After Competition Groups_SYNCHRONOUS BELT
Commercial | Com ¦ Air Curtains | 2036 | Technical | MW | After Competition Groups | 0.0071741 | 0 | 0 | 2612.8525 | 2.7457e-06 | 92 | Commercial_2036_Technical_MW_After Competition Groups_92 | Air Curtains | 0.0002746% | 0 | 0.0071741 | Commercial_2036_Technical_MW_After Competition Groups_Air Curtains
Commercial | Com ¦ Roof Insulation/Ceiling Insulation (R25 Code to R35) | 2036 | Achievable | MW | After Competition Groups | 0.0016284 | 0 | 0 | 1509.1939 | 1.079e-06 | 80 | Commercial_2036_Achievable_MW_After Competition Groups_80 | Roof Insulation/Ceiling Insulation (R25 Code to R35) | 0.0001079% | 0 | 0.0016284 | Commercial_2036_Achievable_MW_After Competition Groups_Roof Insulation/Ceiling Insulation (R25 Code to R35)
Commercial | Com ¦ High Efficiency Induction Cooking | 2036 | Technical | MW | After Competition Groups | 0.0014073 | 0 | 0 | 2612.8525 | 5.3861e-07 | 93 | Commercial_2036_Technical_MW_After Competition Groups_93 | High Efficiency Induction Cooking | 5.386e-05% | 0 | 0.0014073 | Commercial_2036_Technical_MW_After Competition Groups_High Efficiency Induction Cooking
Commercial | Com ¦ Electric Convection Combination Ovens | 2036 | Achievable | MW | After Competition Groups | 0.0003416 | 0 | 0 | 1509.1939 | 2.2635e-07 | 81 | Commercial_2036_Achievable_MW_After Competition Groups_81 | Electric Convection Combination Ovens | 2.263e-05% | 0 | 0.0003416 | Commercial_2036_Achievable_MW_After Competition Groups_Electric Convection Combination Ovens
Commercial | Com ¦ Electric Convection Combination Ovens | 2036 | Economic | MW | After Competition Groups | 0.00042326 | 0 | 0 | 1946.3609 | 2.1746e-07 | 79 | Commercial_2036_Economic_MW_After Competition Groups_79 | Electric Convection Combination Ovens | 2.175e-05% | 0 | 0.00042326 | Commercial_2036_Economic_MW_After Competition Groups_Electric Convection Combination Ovens
Commercial | Com ¦ Electric Convection Combination Ovens | 2036 | Technical | MW | After Competition Groups | 0.00042326 | 0 | 0 | 2612.8525 | 1.6199e-07 | 94 | Commercial_2036_Technical_MW_After Competition Groups_94 | Electric Convection Combination Ovens | 1.62e-05% | 0 | 0.00042326 | Commercial_2036_Technical_MW_After Competition Groups_Electric Convection Combination Ovens
Commercial | Com ¦ LLLC - Low Impact Application | 2036 | Achievable | MW | After Competition Groups | 1.0527e-19 | 0 | 0 | 1509.1939 | 6.9755e-23 | 82 | Commercial_2036_Achievable_MW_After Competition Groups_82 | LLLC - Low Impact Application | 6.975e-21% | 0 | 1.0527e-19 | Commercial_2036_Achievable_MW_After Competition Groups_LLLC - Low Impact Application
Commercial | Com ¦ LLLC - High Impact Application | 2036 | Achievable | MW | After Competition Groups | 5.0414e-20 | 0 | 0 | 1509.1939 | 3.3404e-23 | 83 | Commercial_2036_Achievable_MW_After Competition Groups_83 | LLLC - High Impact Application | 3.34e-21% | 0 | 5.0414e-20 | Commercial_2036_Achievable_MW_After Competition Groups_LLLC - High Impact Application
Commercial | Com ¦ Networked/Connected - High Impact Application | 2036 | Achievable | MW | After Competition Groups | 9.8257e-22 | 0 | 0 | 1509.1939 | 6.5105e-25 | 84 | Commercial_2036_Achievable_MW_After Competition Groups_84 | Networked/Connected - High Impact Application | 6.511e-23% | 0 | 9.8257e-22 | Commercial_2036_Achievable_MW_After Competition Groups_Networked/Connected - High Impact Application
Commercial | Com ¦ Networked/Connected - Low Impact Application | 2036 | Achievable | MW | After Competition Groups | 4.3778e-22 | 0 | 0 | 1509.1939 | 2.9008e-25 | 85 | Commercial_2036_Achievable_MW_After Competition Groups_85 | Networked/Connected - Low Impact Application | 2.901e-23% | 0 | 4.3778e-22 | Commercial_2036_Achievable_MW_After Competition Groups_Networked/Connected - Low Impact Application
Commercial | Com ¦ Ground Source Heat Pump | 2036 | Achievable | MW | After Competition Groups | 0 | 0 | 0 | 1509.1939 | 0 | 86 | Commercial_2036_Achievable_MW_After Competition Groups_86 | Ground Source Heat Pump | 0% | 0 | 0 | Commercial_2036_Achievable_MW_After Competition Groups_Ground Source Heat Pump
Commercial | Com ¦ High R-Value Glass Doors/no-heat glass door | 2036 | Achievable | MW | After Competition Groups | 0 | 0 | 0 | 1509.1939 | 0 | 87 | Commercial_2036_Achievable_MW_After Competition Groups_87 | High R-Value Glass Doors/no-heat glass door | 0% | 0 | 0 | Commercial_2036_Achievable_MW_After Competition Groups_High R-Value Glass Doors/no-heat glass door
Commercial | Com ¦ High R-Value Glass Doors/no-heat glass door | 2036 | Economic | MW | After Competition Groups | 0 | 0 | 0 | 1946.3609 | 0 | 80 | Commercial_2036_Economic_MW_After Competition Groups_80 | High R-Value Glass Doors/no-heat glass door | 0% | 0 | 0 | Commercial_2036_Economic_MW_After Competition Groups_High R-Value Glass Doors/no-heat glass door
Commercial | Com ¦ Refrigeration Commissioning | 2036 | Achievable | MW | After Competition Groups | 0 | 0 | 0 | 1509.1939 | 0 | 88 | Commercial_2036_Achievable_MW_After Competition Groups_88 | Refrigeration Commissioning | 0% | 0 | 0 | Commercial_2036_Achievable_MW_After Competition Groups_Refrigeration Commissioning
Commercial | Com ¦ Refrigeration Commissioning | 2036 | Economic | MW | After Competition Groups | 0 | 0 | 0 | 1946.3609 | 0 | 81 | Commercial_2036_Economic_MW_After Competition Groups_81 | Refrigeration Commissioning | 0% | 0 | 0 | Commercial_2036_Economic_MW_After Competition Groups_Refrigeration Commissioning
Commercial | Com ¦ Building Recommissioning, Operations and Maintenance (O&M) Improvements | 2037 | Economic | MW | After Competition Groups | 247.2707 | 0 | 0 | 1963.203 | 0.12595 | 1 | Commercial_2037_Economic_MW_After Competition Groups_1 | Building Recommissioning, Operations and Maintenance (O&M) Improvements | 12.6% | 0 | 247.2707 | Commercial_2037_Economic_MW_After Competition Groups_Building Recommissioning, Operations and Maintenance (O&M) Improvements
Commercial | Com ¦ Education and Capacity Building/Energy Behavior | 2037 | Achievable | MW | After Competition Groups | 198.3192 | 0 | 0 | 1585.5862 | 0.12508 | 1 | Commercial_2037_Achievable_MW_After Competition Groups_1 | Education and Capacity Building/Energy Behavior | 12.51% | 0 | 198.3192 | Commercial_2037_Achievable_MW_After Competition Groups_Education and Capacity Building/Energy Behavior
Commercial | Com ¦ Education and Capacity Building/Energy Behavior | 2037 | Economic | MW | After Competition Groups | 221.0975 | 0 | 0 | 1963.203 | 0.11262 | 2 | Commercial_2037_Economic_MW_After Competition Groups_2 | Education and Capacity Building/Energy Behavior | 11.26% | 0 | 221.0975 | Commercial_2037_Economic_MW_After Competition Groups_Education and Capacity Building/Energy Behavior
Commercial | Com ¦ LED Low/High Bay | 2037 | Achievable | MW | After Competition Groups | 178.2407 | 0 | 0 | 1585.5862 | 0.11241 | 2 | Commercial_2037_Achievable_MW_After Competition Groups_2 | LED Low/High Bay | 11.24% | 0 | 178.2407 | Commercial_2037_Achievable_MW_After Competition Groups_LED Low/High Bay
Commercial | Com ¦ High Efficiency Air Source Heat Pump | 2037 | Economic | MW | After Competition Groups | 185.9704 | 0 | 0 | 1963.203 | 0.094728 | 3 | Commercial_2037_Economic_MW_After Competition Groups_3 | High Efficiency Air Source Heat Pump | 9.473% | 0 | 185.9704 | Commercial_2037_Economic_MW_After Competition Groups_High Efficiency Air Source Heat Pump
Commercial | Com ¦ Central Lighting Control System | 2037 | Technical | MW | After Competition Groups | 248.2731 | 0 | 0 | 2643.1838 | 0.09393 | 1 | Commercial_2037_Technical_MW_After Competition Groups_1 | Central Lighting Control System | 9.393% | 0 | 248.2731 | Commercial_2037_Technical_MW_After Competition Groups_Central Lighting Control System
Commercial | Com ¦ Building Recommissioning, Operations and Maintenance (O&M) Improvements | 2037 | Technical | MW | After Competition Groups | 247.2707 | 0 | 0 | 2643.1838 | 0.09355 | 2 | Commercial_2037_Technical_MW_After Competition Groups_2 | Building Recommissioning, Operations and Maintenance (O&M) Improvements | 9.355% | 0 | 247.2707 | Commercial_2037_Technical_MW_After Competition Groups_Building Recommissioning, Operations and Maintenance (O&M) Improvements
Commercial | Com ¦ Building Recommissioning, Operations and Maintenance (O&M) Improvements | 2037 | Achievable | MW | After Competition Groups | 147.6758 | 0 | 0 | 1585.5862 | 0.093136 | 3 | Commercial_2037_Achievable_MW_After Competition Groups_3 | Building Recommissioning, Operations and Maintenance (O&M) Improvements | 9.314% | 0 | 147.6758 | Commercial_2037_Achievable_MW_After Competition Groups_Building Recommissioning, Operations and Maintenance (O&M) Improvements
Commercial | Com ¦ LED Low/High Bay | 2037 | Economic | MW | After Competition Groups | 175.304 | 0 | 0 | 1963.203 | 0.089295 | 4 | Commercial_2037_Economic_MW_After Competition Groups_4 | LED Low/High Bay | 8.929% | 0 | 175.304 | Commercial_2037_Economic_MW_After Competition Groups_LED Low/High Bay
Commercial | Com ¦ LED Troffer/Surface/Suspended | 2037 | Achievable | MW | After Competition Groups | 137.9934 | 0 | 0 | 1585.5862 | 0.08703 | 4 | Commercial_2037_Achievable_MW_After Competition Groups_4 | LED Troffer/Surface/Suspended | 8.703% | 0 | 137.9934 | Commercial_2037_Achievable_MW_After Competition Groups_LED Troffer/Surface/Suspended
Commercial | Com ¦ ENERGY STAR LED LAMPS (REFLECTOR LAMPs/MR16/PAR 16) | 2037 | Achievable | MW | After Competition Groups | 132.6458 | 0 | 0 | 1585.5862 | 0.083657 | 5 | Commercial_2037_Achievable_MW_After Competition Groups_5 | ENERGY STAR LED LAMPS (REFLECTOR LAMPs/MR16/PAR 16) | 8.366% | 0 | 132.6458 | Commercial_2037_Achievable_MW_After Competition Groups_ENERGY STAR LED LAMPS (REFLECTOR LAMPs/MR16/PAR 16)
Commercial | Com ¦ Education and Capacity Building/Energy Behavior | 2037 | Technical | MW | After Competition Groups | 221.0975 | 0 | 0 | 2643.1838 | 0.083648 | 3 | Commercial_2037_Technical_MW_After Competition Groups_3 | Education and Capacity Building/Energy Behavior | 8.365% | 0 | 221.0975 | Commercial_2037_Technical_MW_After Competition Groups_Education and Capacity Building/Energy Behavior
Commercial | Com ¦ High Efficiency Air Source Heat Pump | 2037 | Technical | MW | After Competition Groups | 185.9704 | 0 | 0 | 2643.1838 | 0.070358 | 4 | Commercial_2037_Technical_MW_After Competition Groups_4 | High Efficiency Air Source Heat Pump | 7.036% | 0 | 185.9704 | Commercial_2037_Technical_MW_After Competition Groups_High Efficiency Air Source Heat Pump
Commercial | Com ¦ ENERGY STAR LED LAMPS (REFLECTOR LAMPs/MR16/PAR 16) | 2037 | Economic | MW | After Competition Groups | 137.3459 | 0 | 0 | 1963.203 | 0.06996 | 5 | Commercial_2037_Economic_MW_After Competition Groups_5 | ENERGY STAR LED LAMPS (REFLECTOR LAMPs/MR16/PAR 16) | 6.996% | 0 | 137.3459 | Commercial_2037_Economic_MW_After Competition Groups_ENERGY STAR LED LAMPS (REFLECTOR LAMPs/MR16/PAR 16)
Commercial | Com ¦ LED Low/High Bay | 2037 | Technical | MW | After Competition Groups | 175.304 | 0 | 0 | 2643.1838 | 0.066323 | 5 | Commercial_2037_Technical_MW_After Competition Groups_5 | LED Low/High Bay | 6.632% | 0 | 175.304 | Commercial_2037_Technical_MW_After Competition Groups_LED Low/High Bay
Commercial | Com ¦ LED Troffer/Surface/Suspended | 2037 | Economic | MW | After Competition Groups | 128.3092 | 0 | 0 | 1963.203 | 0.065357 | 6 | Commercial_2037_Economic_MW_After Competition Groups_6 | LED Troffer/Surface/Suspended | 6.536% | 0 | 128.3092 | Commercial_2037_Economic_MW_After Competition Groups_LED Troffer/Surface/Suspended
Commercial | Com ¦ Variable Refrigerant Flow Heat Pump | 2037 | Technical | MW | After Competition Groups | 145.4344 | 0 | 0 | 2643.1838 | 0.055022 | 6 | Commercial_2037_Technical_MW_After Competition Groups_6 | Variable Refrigerant Flow Heat Pump | 5.502% | 0 | 145.4344 | Commercial_2037_Technical_MW_After Competition Groups_Variable Refrigerant Flow Heat Pump
Commercial | Com ¦ ENERGY STAR LED LAMPS (REFLECTOR LAMPs/MR16/PAR 16) | 2037 | Technical | MW | After Competition Groups | 138.9567 | 0 | 0 | 2643.1838 | 0.052572 | 7 | Commercial_2037_Technical_MW_After Competition Groups_7 | ENERGY STAR LED LAMPS (REFLECTOR LAMPs/MR16/PAR 16) | 5.257% | 0 | 138.9567 | Commercial_2037_Technical_MW_After Competition Groups_ENERGY STAR LED LAMPS (REFLECTOR LAMPs/MR16/PAR 16)
Commercial | Com ¦ Advanced BAS/Controllers | 2037 | Economic | MW | After Competition Groups | 100.015 | 0 | 0 | 1963.203 | 0.050945 | 7 | Commercial_2037_Economic_MW_After Competition Groups_7 | Advanced BAS/Controllers | 5.094% | 0 | 100.015 | Commercial_2037_Economic_MW_After Competition Groups_Advanced BAS/Controllers
Commercial | Com ¦ LED Troffer/Surface/Suspended | 2037 | Technical | MW | After Competition Groups | 128.3092 | 0 | 0 | 2643.1838 | 0.048543 | 8 | Commercial_2037_Technical_MW_After Competition Groups_8 | LED Troffer/Surface/Suspended | 4.854% | 0 | 128.3092 | Commercial_2037_Technical_MW_After Competition Groups_LED Troffer/Surface/Suspended
Commercial | Com ¦ LED Replacement Lamp (Tube) | 2037 | Achievable | MW | After Competition Groups | 75.5607 | 0 | 0 | 1585.5862 | 0.047655 | 6 | Commercial_2037_Achievable_MW_After Competition Groups_6 | LED Replacement Lamp (Tube) | 4.765% | 0 | 75.5607 | Commercial_2037_Achievable_MW_After Competition Groups_LED Replacement Lamp (Tube)
Commercial | Com ¦ Unitary Air-Conditioning Unit | 2037 | Technical | MW | After Competition Groups | 124.5274 | 0 | 0 | 2643.1838 | 0.047113 | 9 | Commercial_2037_Technical_MW_After Competition Groups_9 | Unitary Air-Conditioning Unit | 4.711% | 0 | 124.5274 | Commercial_2037_Technical_MW_After Competition Groups_Unitary Air-Conditioning Unit
Commercial | Com ¦ LED Replacement Lamp (Tube) | 2037 | Economic | MW | After Competition Groups | 90.9758 | 0 | 0 | 1963.203 | 0.04634 | 8 | Commercial_2037_Economic_MW_After Competition Groups_8 | LED Replacement Lamp (Tube) | 4.634% | 0 | 90.9758 | Commercial_2037_Economic_MW_After Competition Groups_LED Replacement Lamp (Tube)
Commercial | Com ¦ High Efficiency Air Source Heat Pump | 2037 | Achievable | MW | After Competition Groups | 70.5615 | 0 | 0 | 1585.5862 | 0.044502 | 7 | Commercial_2037_Achievable_MW_After Competition Groups_7 | High Efficiency Air Source Heat Pump | 4.45% | 0 | 70.5615 | Commercial_2037_Achievable_MW_After Competition Groups_High Efficiency Air Source Heat Pump
Commercial | Com ¦ Advanced BAS/Controllers | 2037 | Achievable | MW | After Competition Groups | 64.4218 | 0 | 0 | 1585.5862 | 0.04063 | 8 | Commercial_2037_Achievable_MW_After Competition Groups_8 | Advanced BAS/Controllers | 4.063% | 0 | 64.4218 | Commercial_2037_Achievable_MW_After Competition Groups_Advanced BAS/Controllers
Commercial | Com ¦ Unitary Air-Conditioning Unit | 2037 | Achievable | MW | After Competition Groups | 63.363 | 0 | 0 | 1585.5862 | 0.039962 | 9 | Commercial_2037_Achievable_MW_After Competition Groups_9 | Unitary Air-Conditioning Unit | 3.996% | 0 | 63.363 | Commercial_2037_Achievable_MW_After Competition Groups_Unitary Air-Conditioning Unit
Commercial | Com ¦ Advanced BAS/Controllers | 2037 | Technical | MW | After Competition Groups | 100.015 | 0 | 0 | 2643.1838 | 0.037839 | 10 | Commercial_2037_Technical_MW_After Competition Groups_10 | Advanced BAS/Controllers | 3.784% | 0 | 100.015 | Commercial_2037_Technical_MW_After Competition Groups_Advanced BAS/Controllers
Commercial | Com ¦ Unitary Air-Conditioning Unit | 2037 | Economic | MW | After Competition Groups | 70.1552 | 0 | 0 | 1963.203 | 0.035735 | 9 | Commercial_2037_Economic_MW_After Competition Groups_9 | Unitary Air-Conditioning Unit | 3.574% | 0 | 70.1552 | Commercial_2037_Economic_MW_After Competition Groups_Unitary Air-Conditioning Unit
Commercial | Com ¦ LED Replacement Lamp (Tube) | 2037 | Technical | MW | After Competition Groups | 90.9758 | 0 | 0 | 2643.1838 | 0.034419 | 11 | Commercial_2037_Technical_MW_After Competition Groups_11 | LED Replacement Lamp (Tube) | 3.442% | 0 | 90.9758 | Commercial_2037_Technical_MW_After Competition Groups_LED Replacement Lamp (Tube)
Commercial | Com ¦ Smart Strip Plug Outlets | 2037 | Technical | MW | After Competition Groups | 72.1316 | 0 | 0 | 2643.1838 | 0.02729 | 12 | Commercial_2037_Technical_MW_After Competition Groups_12 | Smart Strip Plug Outlets | 2.729% | 0 | 72.1316 | Commercial_2037_Technical_MW_After Competition Groups_Smart Strip Plug Outlets
Commercial | Com ¦ Adaptive Thermostats | 2037 | Achievable | MW | After Competition Groups | 40.0721 | 0 | 0 | 1585.5862 | 0.025273 | 10 | Commercial_2037_Achievable_MW_After Competition Groups_10 | Adaptive Thermostats | 2.527% | 0 | 40.0721 | Commercial_2037_Achievable_MW_After Competition Groups_Adaptive Thermostats
Commercial | Com ¦ Refrigerated Display Case Doors | 2037 | Economic | MW | After Competition Groups | 43.7941 | 0 | 0 | 1963.203 | 0.022307 | 10 | Commercial_2037_Economic_MW_After Competition Groups_10 | Refrigerated Display Case Doors | 2.231% | 0 | 43.7941 | Commercial_2037_Economic_MW_After Competition Groups_Refrigerated Display Case Doors
Commercial | Com ¦ Refrigerated Display Case Doors | 2037 | Achievable | MW | After Competition Groups | 35.0519 | 0 | 0 | 1585.5862 | 0.022107 | 11 | Commercial_2037_Achievable_MW_After Competition Groups_11 | Refrigerated Display Case Doors | 2.211% | 0 | 35.0519 | Commercial_2037_Achievable_MW_After Competition Groups_Refrigerated Display Case Doors
Commercial | Com ¦ Adaptive Thermostats | 2037 | Economic | MW | After Competition Groups | 43.0341 | 0 | 0 | 1963.203 | 0.02192 | 11 | Commercial_2037_Economic_MW_After Competition Groups_11 | Adaptive Thermostats | 2.192% | 0 | 43.0341 | Commercial_2037_Economic_MW_After Competition Groups_Adaptive Thermostats
Commercial | Com ¦ Refrigerated Display Case Doors | 2037 | Technical | MW | After Competition Groups | 54.489 | 0 | 0 | 2643.1838 | 0.020615 | 13 | Commercial_2037_Technical_MW_After Competition Groups_13 | Refrigerated Display Case Doors | 2.061% | 0 | 54.489 | Commercial_2037_Technical_MW_After Competition Groups_Refrigerated Display Case Doors
Commercial | Com ¦ Strip Curtains | 2037 | Achievable | MW | After Competition Groups | 31.9954 | 0 | 0 | 1585.5862 | 0.020179 | 12 | Commercial_2037_Achievable_MW_After Competition Groups_12 | Strip Curtains | 2.018% | 0 | 31.9954 | Commercial_2037_Achievable_MW_After Competition Groups_Strip Curtains
Commercial | Com ¦ Data Center Storage/Server Virtualization | 2037 | Economic | MW | After Competition Groups | 38.1497 | 0 | 0 | 1963.203 | 0.019432 | 12 | Commercial_2037_Economic_MW_After Competition Groups_12 | Data Center Storage/Server Virtualization | 1.943% | 0 | 38.1497 | Commercial_2037_Economic_MW_After Competition Groups_Data Center Storage/Server Virtualization
Commercial | Com ¦ Furnace Tune-Up | 2037 | Achievable | MW | After Competition Groups | 30.5201 | 0 | 0 | 1585.5862 | 0.019248 | 13 | Commercial_2037_Achievable_MW_After Competition Groups_13 | Furnace Tune-Up | 1.925% | 0 | 30.5201 | Commercial_2037_Achievable_MW_After Competition Groups_Furnace Tune-Up
Commercial | Com ¦ Data Center Storage/Server Virtualization | 2037 | Achievable | MW | After Competition Groups | 29.9806 | 0 | 0 | 1585.5862 | 0.018908 | 14 | Commercial_2037_Achievable_MW_After Competition Groups_14 | Data Center Storage/Server Virtualization | 1.891% | 0 | 29.9806 | Commercial_2037_Achievable_MW_After Competition Groups_Data Center Storage/Server Virtualization
Commercial | Com ¦ Demand Control Ventilation | 2037 | Economic | MW | After Competition Groups | 36.1874 | 0 | 0 | 1963.203 | 0.018433 | 13 | Commercial_2037_Economic_MW_After Competition Groups_13 | Demand Control Ventilation | 1.843% | 0 | 36.1874 | Commercial_2037_Economic_MW_After Competition Groups_Demand Control Ventilation
Commercial | Com ¦ Reach-in Shaded Pole to ECM/PSC Evaporator Fan Motor | 2037 | Economic | MW | After Competition Groups | 36.1341 | 0 | 0 | 1963.203 | 0.018406 | 14 | Commercial_2037_Economic_MW_After Competition Groups_14 | Reach-in Shaded Pole to ECM/PSC Evaporator Fan Motor | 1.841% | 0 | 36.1341 | Commercial_2037_Economic_MW_After Competition Groups_Reach-in Shaded Pole to ECM/PSC Evaporator Fan Motor
Commercial | Com ¦ Reach-in Shaded Pole to ECM/PSC Evaporator Fan Motor | 2037 | Achievable | MW | After Competition Groups | 27.9254 | 0 | 0 | 1585.5862 | 0.017612 | 15 | Commercial_2037_Achievable_MW_After Competition Groups_15 | Reach-in Shaded Pole to ECM/PSC Evaporator Fan Motor | 1.761% | 0 | 27.9254 | Commercial_2037_Achievable_MW_After Competition Groups_Reach-in Shaded Pole to ECM/PSC Evaporator Fan Motor
Commercial | Com ¦ Demand Control Ventilation | 2037 | Achievable | MW | After Competition Groups | 26.6511 | 0 | 0 | 1585.5862 | 0.016808 | 16 | Commercial_2037_Achievable_MW_After Competition Groups_16 | Demand Control Ventilation | 1.681% | 0 | 26.6511 | Commercial_2037_Achievable_MW_After Competition Groups_Demand Control Ventilation
Commercial | Com ¦ Strip Curtains | 2037 | Economic | MW | After Competition Groups | 32.84 | 0 | 0 | 1963.203 | 0.016728 | 15 | Commercial_2037_Economic_MW_After Competition Groups_15 | Strip Curtains | 1.673% | 0 | 32.84 | Commercial_2037_Economic_MW_After Competition Groups_Strip Curtains
Commercial | Com ¦ Variable Refrigerant Flow Heat Pump | 2037 | Achievable | MW | After Competition Groups | 26.2789 | 0 | 0 | 1585.5862 | 0.016574 | 17 | Commercial_2037_Achievable_MW_After Competition Groups_17 | Variable Refrigerant Flow Heat Pump | 1.657% | 0 | 26.2789 | Commercial_2037_Achievable_MW_After Competition Groups_Variable Refrigerant Flow Heat Pump
Commercial | Com ¦ LED or Equivalent Sign Lighting | 2037 | Achievable | MW | After Competition Groups | 26.0564 | 0 | 0 | 1585.5862 | 0.016433 | 18 | Commercial_2037_Achievable_MW_After Competition Groups_18 | LED or Equivalent Sign Lighting | 1.643% | 0 | 26.0564 | Commercial_2037_Achievable_MW_After Competition Groups_LED or Equivalent Sign Lighting
Commercial | Com ¦ Adaptive Thermostats | 2037 | Technical | MW | After Competition Groups | 43.3274 | 0 | 0 | 2643.1838 | 0.016392 | 14 | Commercial_2037_Technical_MW_After Competition Groups_14 | Adaptive Thermostats | 1.639% | 0 | 43.3274 | Commercial_2037_Technical_MW_After Competition Groups_Adaptive Thermostats
Commercial | Com ¦ Chilled Water Optimization | 2037 | Economic | MW | After Competition Groups | 30.397 | 0 | 0 | 1963.203 | 0.015483 | 16 | Commercial_2037_Economic_MW_After Competition Groups_16 | Chilled Water Optimization | 1.548% | 0 | 30.397 | Commercial_2037_Economic_MW_After Competition Groups_Chilled Water Optimization
Commercial | Com ¦ Data Center Storage/Server Virtualization | 2037 | Technical | MW | After Competition Groups | 38.1497 | 0 | 0 | 2643.1838 | 0.014433 | 15 | Commercial_2037_Technical_MW_After Competition Groups_15 | Data Center Storage/Server Virtualization | 1.443% | 0 | 38.1497 | Commercial_2037_Technical_MW_After Competition Groups_Data Center Storage/Server Virtualization
Commercial | Com ¦ Furnace Tune-Up | 2037 | Economic | MW | After Competition Groups | 28.1592 | 0 | 0 | 1963.203 | 0.014344 | 17 | Commercial_2037_Economic_MW_After Competition Groups_17 | Furnace Tune-Up | 1.434% | 0 | 28.1592 | Commercial_2037_Economic_MW_After Competition Groups_Furnace Tune-Up
Commercial | Com ¦ LED or Equivalent Sign Lighting | 2037 | Economic | MW | After Competition Groups | 27.8263 | 0 | 0 | 1963.203 | 0.014174 | 18 | Commercial_2037_Economic_MW_After Competition Groups_18 | LED or Equivalent Sign Lighting | 1.417% | 0 | 27.8263 | Commercial_2037_Economic_MW_After Competition Groups_LED or Equivalent Sign Lighting
Commercial | Com ¦ Demand Control Ventilation | 2037 | Technical | MW | After Competition Groups | 36.7992 | 0 | 0 | 2643.1838 | 0.013922 | 16 | Commercial_2037_Technical_MW_After Competition Groups_16 | Demand Control Ventilation | 1.392% | 0 | 36.7992 | Commercial_2037_Technical_MW_After Competition Groups_Demand Control Ventilation
Commercial | Com ¦ Centrally controlled desktop PC/NETWORK PC POWER MANAGEMENT SOFTWARE | 2037 | Achievable | MW | After Competition Groups | 21.8012 | 0 | 0 | 1585.5862 | 0.01375 | 19 | Commercial_2037_Achievable_MW_After Competition Groups_19 | Centrally controlled desktop PC/NETWORK PC POWER MANAGEMENT SOFTWARE | 1.375% | 0 | 21.8012 | Commercial_2037_Achievable_MW_After Competition Groups_Centrally controlled desktop PC/NETWORK PC POWER MANAGEMENT SOFTWARE
Commercial | Com ¦ Variable Frequency Drive (VFD) | 2037 | Achievable | MW | After Competition Groups | 21.7651 | 0 | 0 | 1585.5862 | 0.013727 | 20 | Commercial_2037_Achievable_MW_After Competition Groups_20 | Variable Frequency Drive (VFD) | 1.373% | 0 | 21.7651 | Commercial_2037_Achievable_MW_After Competition Groups_Variable Frequency Drive (VFD)
Commercial | Com ¦ Reach-in Shaded Pole to ECM/PSC Evaporator Fan Motor | 2037 | Technical | MW | After Competition Groups | 36.1341 | 0 | 0 | 2643.1838 | 0.013671 | 17 | Commercial_2037_Technical_MW_After Competition Groups_17 | Reach-in Shaded Pole to ECM/PSC Evaporator Fan Motor | 1.367% | 0 | 36.1341 | Commercial_2037_Technical_MW_After Competition Groups_Reach-in Shaded Pole to ECM/PSC Evaporator Fan Motor
Commercial | Com ¦ VFD on Pumps | 2037 | Achievable | MW | After Competition Groups | 20.4496 | 0 | 0 | 1585.5862 | 0.012897 | 21 | Commercial_2037_Achievable_MW_After Competition Groups_21 | VFD on Pumps | 1.29% | 0 | 20.4496 | Commercial_2037_Achievable_MW_After Competition Groups_VFD on Pumps
Commercial | Com ¦ Centrally controlled desktop PC/NETWORK PC POWER MANAGEMENT SOFTWARE | 2037 | Economic | MW | After Competition Groups | 25.2418 | 0 | 0 | 1963.203 | 0.012857 | 19 | Commercial_2037_Economic_MW_After Competition Groups_19 | Centrally controlled desktop PC/NETWORK PC POWER MANAGEMENT SOFTWARE | 1.286% | 0 | 25.2418 | Commercial_2037_Economic_MW_After Competition Groups_Centrally controlled desktop PC/NETWORK PC POWER MANAGEMENT SOFTWARE
Commercial | Com ¦ Strip Curtains | 2037 | Technical | MW | After Competition Groups | 32.84 | 0 | 0 | 2643.1838 | 0.012424 | 18 | Commercial_2037_Technical_MW_After Competition Groups_18 | Strip Curtains | 1.242% | 0 | 32.84 | Commercial_2037_Technical_MW_After Competition Groups_Strip Curtains
Commercial | Com ¦ Variable Refrigerant Flow Heat Pump | 2037 | Economic | MW | After Competition Groups | 23.2393 | 0 | 0 | 1963.203 | 0.011837 | 20 | Commercial_2037_Economic_MW_After Competition Groups_20 | Variable Refrigerant Flow Heat Pump | 1.184% | 0 | 23.2393 | Commercial_2037_Economic_MW_After Competition Groups_Variable Refrigerant Flow Heat Pump
Commercial | Com ¦ Chilled Water Optimization | 2037 | Technical | MW | After Competition Groups | 30.397 | 0 | 0 | 2643.1838 | 0.0115 | 19 | Commercial_2037_Technical_MW_After Competition Groups_19 | Chilled Water Optimization | 1.15% | 0 | 30.397 | Commercial_2037_Technical_MW_After Competition Groups_Chilled Water Optimization
Commercial | Com ¦ Chilled Water Optimization | 2037 | Achievable | MW | After Competition Groups | 18.0116 | 0 | 0 | 1585.5862 | 0.01136 | 22 | Commercial_2037_Achievable_MW_After Competition Groups_22 | Chilled Water Optimization | 1.136% | 0 | 18.0116 | Commercial_2037_Achievable_MW_After Competition Groups_Chilled Water Optimization
Commercial | Com ¦ Furnace Tune-Up | 2037 | Technical | MW | After Competition Groups | 28.1592 | 0 | 0 | 2643.1838 | 0.010654 | 20 | Commercial_2037_Technical_MW_After Competition Groups_20 | Furnace Tune-Up | 1.065% | 0 | 28.1592 | Commercial_2037_Technical_MW_After Competition Groups_Furnace Tune-Up
Commercial | Com ¦ Refrigerated Display Case LED | 2037 | Economic | MW | After Competition Groups | 20.7384 | 0 | 0 | 1963.203 | 0.010564 | 21 | Commercial_2037_Economic_MW_After Competition Groups_21 | Refrigerated Display Case LED | 1.056% | 0 | 20.7384 | Commercial_2037_Economic_MW_After Competition Groups_Refrigerated Display Case LED
Commercial | Com ¦ LED or Equivalent Sign Lighting | 2037 | Technical | MW | After Competition Groups | 27.8263 | 0 | 0 | 2643.1838 | 0.010528 | 21 | Commercial_2037_Technical_MW_After Competition Groups_21 | LED or Equivalent Sign Lighting | 1.053% | 0 | 27.8263 | Commercial_2037_Technical_MW_After Competition Groups_LED or Equivalent Sign Lighting
Commercial | Com ¦ Variable Frequency Drive (VFD) | 2037 | Economic | MW | After Competition Groups | 20.0146 | 0 | 0 | 1963.203 | 0.010195 | 22 | Commercial_2037_Economic_MW_After Competition Groups_22 | Variable Frequency Drive (VFD) | 1.019% | 0 | 20.0146 | Commercial_2037_Economic_MW_After Competition Groups_Variable Frequency Drive (VFD)
Commercial | Com ¦ Adding reflective (White) roof treatment or a green roof | 2037 | Technical | MW | After Competition Groups | 25.6211 | 0 | 0 | 2643.1838 | 0.0096933 | 22 | Commercial_2037_Technical_MW_After Competition Groups_22 | Adding reflective (White) roof treatment or a green roof | 0.9693% | 0 | 25.6211 | Commercial_2037_Technical_MW_After Competition Groups_Adding reflective (White) roof treatment or a green roof
Commercial | Com ¦ VFD on Pumps | 2037 | Economic | MW | After Competition Groups | 18.8165 | 0 | 0 | 1963.203 | 0.0095846 | 23 | Commercial_2037_Economic_MW_After Competition Groups_23 | VFD on Pumps | 0.9585% | 0 | 18.8165 | Commercial_2037_Economic_MW_After Competition Groups_VFD on Pumps
Commercial | Com ¦ Centrally controlled desktop PC/NETWORK PC POWER MANAGEMENT SOFTWARE | 2037 | Technical | MW | After Competition Groups | 25.2418 | 0 | 0 | 2643.1838 | 0.0095498 | 23 | Commercial_2037_Technical_MW_After Competition Groups_23 | Centrally controlled desktop PC/NETWORK PC POWER MANAGEMENT SOFTWARE | 0.955% | 0 | 25.2418 | Commercial_2037_Technical_MW_After Competition Groups_Centrally controlled desktop PC/NETWORK PC POWER MANAGEMENT SOFTWARE
Commercial | Com ¦ Door Gasket Freezer/Refrigerator | 2037 | Technical | MW | After Competition Groups | 24.5488 | 0 | 0 | 2643.1838 | 0.0092876 | 24 | Commercial_2037_Technical_MW_After Competition Groups_24 | Door Gasket Freezer/Refrigerator | 0.9288% | 0 | 24.5488 | Commercial_2037_Technical_MW_After Competition Groups_Door Gasket Freezer/Refrigerator
Commercial | Com ¦ Refrigerated Display Case LED | 2037 | Technical | MW | After Competition Groups | 23.2369 | 0 | 0 | 2643.1838 | 0.0087912 | 25 | Commercial_2037_Technical_MW_After Competition Groups_25 | Refrigerated Display Case LED | 0.8791% | 0 | 23.2369 | Commercial_2037_Technical_MW_After Competition Groups_Refrigerated Display Case LED
Commercial | Com ¦ Air Handler with Dedicated Outdoor Air Systems | 2037 | Achievable | MW | After Competition Groups | 13.692 | 0 | 0 | 1585.5862 | 0.0086353 | 23 | Commercial_2037_Achievable_MW_After Competition Groups_23 | Air Handler with Dedicated Outdoor Air Systems | 0.8635% | 0 | 13.692 | Commercial_2037_Achievable_MW_After Competition Groups_Air Handler with Dedicated Outdoor Air Systems
Commercial | Com ¦ Air Handler with Dedicated Outdoor Air Systems | 2037 | Economic | MW | After Competition Groups | 15.62 | 0 | 0 | 1963.203 | 0.0079564 | 24 | Commercial_2037_Economic_MW_After Competition Groups_24 | Air Handler with Dedicated Outdoor Air Systems | 0.7956% | 0 | 15.62 | Commercial_2037_Economic_MW_After Competition Groups_Air Handler with Dedicated Outdoor Air Systems
Commercial | Com ¦ Refrigeration Optimization | 2037 | Technical | MW | After Competition Groups | 20.9659 | 0 | 0 | 2643.1838 | 0.0079321 | 26 | Commercial_2037_Technical_MW_After Competition Groups_26 | Refrigeration Optimization | 0.7932% | 0 | 20.9659 | Commercial_2037_Technical_MW_After Competition Groups_Refrigeration Optimization
Commercial | Com ¦ Variable Frequency Drive (VFD) | 2037 | Technical | MW | After Competition Groups | 20.0146 | 0 | 0 | 2643.1838 | 0.0075722 | 27 | Commercial_2037_Technical_MW_After Competition Groups_27 | Variable Frequency Drive (VFD) | 0.7572% | 0 | 20.0146 | Commercial_2037_Technical_MW_After Competition Groups_Variable Frequency Drive (VFD)
Commercial | Com ¦ HOTEL OCCUPANCY CONTROLS (HVAC + LIGHTING) | 2037 | Technical | MW | After Competition Groups | 19.8159 | 0 | 0 | 2643.1838 | 0.007497 | 28 | Commercial_2037_Technical_MW_After Competition Groups_28 | HOTEL OCCUPANCY CONTROLS (HVAC + LIGHTING) | 0.7497% | 0 | 19.8159 | Commercial_2037_Technical_MW_After Competition Groups_HOTEL OCCUPANCY CONTROLS (HVAC + LIGHTING)
Commercial | Com ¦ VFD on Pumps | 2037 | Technical | MW | After Competition Groups | 18.8165 | 0 | 0 | 2643.1838 | 0.0071189 | 29 | Commercial_2037_Technical_MW_After Competition Groups_29 | VFD on Pumps | 0.7119% | 0 | 18.8165 | Commercial_2037_Technical_MW_After Competition Groups_VFD on Pumps
Commercial | Com ¦ ECM MOTORS FOR EVAPORATOR FANS for refrigeration (WALK-IN) | 2037 | Achievable | MW | After Competition Groups | 11.1855 | 0 | 0 | 1585.5862 | 0.0070545 | 24 | Commercial_2037_Achievable_MW_After Competition Groups_24 | ECM MOTORS FOR EVAPORATOR FANS for refrigeration (WALK-IN) | 0.7054% | 0 | 11.1855 | Commercial_2037_Achievable_MW_After Competition Groups_ECM MOTORS FOR EVAPORATOR FANS for refrigeration (WALK-IN)
Commercial | Com ¦ ENERGY STAR LED LAMPS (General Service Lamps) | 2037 | Achievable | MW | After Competition Groups | 10.8476 | 0 | 0 | 1585.5862 | 0.0068414 | 25 | Commercial_2037_Achievable_MW_After Competition Groups_25 | ENERGY STAR LED LAMPS (General Service Lamps) | 0.6841% | 0 | 10.8476 | Commercial_2037_Achievable_MW_After Competition Groups_ENERGY STAR LED LAMPS (General Service Lamps)
Commercial | Com ¦ Refrigerated Display Case LED | 2037 | Achievable | MW | After Competition Groups | 10.6926 | 0 | 0 | 1585.5862 | 0.0067436 | 26 | Commercial_2037_Achievable_MW_After Competition Groups_26 | Refrigerated Display Case LED | 0.6744% | 0 | 10.6926 | Commercial_2037_Achievable_MW_After Competition Groups_Refrigerated Display Case LED
Commercial | Com ¦ Demand Control Kitchen Ventilation | 2037 | Economic | MW | After Competition Groups | 12.8677 | 0 | 0 | 1963.203 | 0.0065544 | 25 | Commercial_2037_Economic_MW_After Competition Groups_25 | Demand Control Kitchen Ventilation | 0.6554% | 0 | 12.8677 | Commercial_2037_Economic_MW_After Competition Groups_Demand Control Kitchen Ventilation
Commercial | Com ¦ Demand Control Kitchen Ventilation | 2037 | Achievable | MW | After Competition Groups | 9.6856 | 0 | 0 | 1585.5862 | 0.0061085 | 27 | Commercial_2037_Achievable_MW_After Competition Groups_27 | Demand Control Kitchen Ventilation | 0.6109% | 0 | 9.6856 | Commercial_2037_Achievable_MW_After Competition Groups_Demand Control Kitchen Ventilation
Commercial | Com ¦ ENERGY STAR FREEZER | 2037 | Technical | MW | After Competition Groups | 15.8988 | 0 | 0 | 2643.1838 | 0.006015 | 30 | Commercial_2037_Technical_MW_After Competition Groups_30 | ENERGY STAR FREEZER | 0.6015% | 0 | 15.8988 | Commercial_2037_Technical_MW_After Competition Groups_ENERGY STAR FREEZER
Commercial | Com ¦ Evaporator Fan Controls | 2037 | Achievable | MW | After Competition Groups | 9.4434 | 0 | 0 | 1585.5862 | 0.0059558 | 28 | Commercial_2037_Achievable_MW_After Competition Groups_28 | Evaporator Fan Controls | 0.5956% | 0 | 9.4434 | Commercial_2037_Achievable_MW_After Competition Groups_Evaporator Fan Controls
Commercial | Com ¦ Air Handler with Dedicated Outdoor Air Systems | 2037 | Technical | MW | After Competition Groups | 15.62 | 0 | 0 | 2643.1838 | 0.0059096 | 31 | Commercial_2037_Technical_MW_After Competition Groups_31 | Air Handler with Dedicated Outdoor Air Systems | 0.591% | 0 | 15.62 | Commercial_2037_Technical_MW_After Competition Groups_Air Handler with Dedicated Outdoor Air Systems
Commercial | Com ¦ ENERGY STAR LED LAMPS (General Service Lamps) | 2037 | Economic | MW | After Competition Groups | 11.5797 | 0 | 0 | 1963.203 | 0.0058984 | 26 | Commercial_2037_Economic_MW_After Competition Groups_26 | ENERGY STAR LED LAMPS (General Service Lamps) | 0.5898% | 0 | 11.5797 | Commercial_2037_Economic_MW_After Competition Groups_ENERGY STAR LED LAMPS (General Service Lamps)
Commercial | Com ¦ Freezer Case Light Sensor | 2037 | Achievable | MW | After Competition Groups | 9.135 | 0 | 0 | 1585.5862 | 0.0057613 | 29 | Commercial_2037_Achievable_MW_After Competition Groups_29 | Freezer Case Light Sensor | 0.5761% | 0 | 9.135 | Commercial_2037_Achievable_MW_After Competition Groups_Freezer Case Light Sensor
Commercial | Com ¦ Indoor Daylight Sensors/Photocell Dimming Control | 2037 | Technical | MW | After Competition Groups | 14.8206 | 0 | 0 | 2643.1838 | 0.0056071 | 32 | Commercial_2037_Technical_MW_After Competition Groups_32 | Indoor Daylight Sensors/Photocell Dimming Control | 0.5607% | 0 | 14.8206 | Commercial_2037_Technical_MW_After Competition Groups_Indoor Daylight Sensors/Photocell Dimming Control
Commercial | Com ¦ ENERGY STAR ICE MACHINES - Ice Making Head | 2037 | Technical | MW | After Competition Groups | 14.4847 | 0 | 0 | 2643.1838 | 0.00548 | 33 | Commercial_2037_Technical_MW_After Competition Groups_33 | ENERGY STAR ICE MACHINES - Ice Making Head | 0.548% | 0 | 14.4847 | Commercial_2037_Technical_MW_After Competition Groups_ENERGY STAR ICE MACHINES - Ice Making Head
Commercial | Com ¦ Occupancy Sensors | 2037 | Economic | MW | After Competition Groups | 10.3775 | 0 | 0 | 1963.203 | 0.005286 | 27 | Commercial_2037_Economic_MW_After Competition Groups_27 | Occupancy Sensors | 0.5286% | 0 | 10.3775 | Commercial_2037_Economic_MW_After Competition Groups_Occupancy Sensors
Commercial | Com ¦ ECM MOTORS FOR EVAPORATOR FANS for refrigeration (WALK-IN) | 2037 | Economic | MW | After Competition Groups | 10.3317 | 0 | 0 | 1963.203 | 0.0052627 | 28 | Commercial_2037_Economic_MW_After Competition Groups_28 | ECM MOTORS FOR EVAPORATOR FANS for refrigeration (WALK-IN) | 0.5263% | 0 | 10.3317 | Commercial_2037_Economic_MW_After Competition Groups_ECM MOTORS FOR EVAPORATOR FANS for refrigeration (WALK-IN)
Commercial | Com ¦ ENERGY STAR LED LAMPS (General Service Lamps) | 2037 | Technical | MW | After Competition Groups | 13.0155 | 0 | 0 | 2643.1838 | 0.0049242 | 34 | Commercial_2037_Technical_MW_After Competition Groups_34 | ENERGY STAR LED LAMPS (General Service Lamps) | 0.4924% | 0 | 13.0155 | Commercial_2037_Technical_MW_After Competition Groups_ENERGY STAR LED LAMPS (General Service Lamps)
Commercial | Com ¦ Demand Control Kitchen Ventilation | 2037 | Technical | MW | After Competition Groups | 12.8677 | 0 | 0 | 2643.1838 | 0.0048683 | 35 | Commercial_2037_Technical_MW_After Competition Groups_35 | Demand Control Kitchen Ventilation | 0.4868% | 0 | 12.8677 | Commercial_2037_Technical_MW_After Competition Groups_Demand Control Kitchen Ventilation
Commercial | Com ¦ Freezer Case Light Sensor | 2037 | Economic | MW | After Competition Groups | 8.9626 | 0 | 0 | 1963.203 | 0.0045653 | 29 | Commercial_2037_Economic_MW_After Competition Groups_29 | Freezer Case Light Sensor | 0.4565% | 0 | 8.9626 | Commercial_2037_Economic_MW_After Competition Groups_Freezer Case Light Sensor
Commercial | Com ¦ Evaporator Fan Controls | 2037 | Economic | MW | After Competition Groups | 8.7303 | 0 | 0 | 1963.203 | 0.004447 | 30 | Commercial_2037_Economic_MW_After Competition Groups_30 | Evaporator Fan Controls | 0.4447% | 0 | 8.7303 | Commercial_2037_Economic_MW_After Competition Groups_Evaporator Fan Controls
Commercial | Com ¦ ENERGY STAR FREEZER | 2037 | Economic | MW | After Competition Groups | 8.669 | 0 | 0 | 1963.203 | 0.0044157 | 31 | Commercial_2037_Economic_MW_After Competition Groups_31 | ENERGY STAR FREEZER | 0.4416% | 0 | 8.669 | Commercial_2037_Economic_MW_After Competition Groups_ENERGY STAR FREEZER
Commercial | Com ¦ Water Source Heat Pump (4 ton) | 2037 | Economic | MW | After Competition Groups | 8.6102 | 0 | 0 | 1963.203 | 0.0043858 | 32 | Commercial_2037_Economic_MW_After Competition Groups_32 | Water Source Heat Pump (4 ton) | 0.4386% | 0 | 8.6102 | Commercial_2037_Economic_MW_After Competition Groups_Water Source Heat Pump (4 ton)
Commercial | Com ¦ LED EXTERIOR AREA LIGHTS - LED fixture (200W) | 2037 | Achievable | MW | After Competition Groups | 6.6296 | 0 | 0 | 1585.5862 | 0.0041812 | 30 | Commercial_2037_Achievable_MW_After Competition Groups_30 | LED EXTERIOR AREA LIGHTS - LED fixture (200W) | 0.4181% | 0 | 6.6296 | Commercial_2037_Achievable_MW_After Competition Groups_LED EXTERIOR AREA LIGHTS - LED fixture (200W)
Commercial | Com ¦ LED parking lot fixture | 2037 | Achievable | MW | After Competition Groups | 6.3002 | 0 | 0 | 1585.5862 | 0.0039734 | 31 | Commercial_2037_Achievable_MW_After Competition Groups_31 | LED parking lot fixture | 0.3973% | 0 | 6.3002 | Commercial_2037_Achievable_MW_After Competition Groups_LED parking lot fixture
Commercial | Com ¦ Occupancy Sensors | 2037 | Technical | MW | After Competition Groups | 10.3775 | 0 | 0 | 2643.1838 | 0.0039262 | 36 | Commercial_2037_Technical_MW_After Competition Groups_36 | Occupancy Sensors | 0.3926% | 0 | 10.3775 | Commercial_2037_Technical_MW_After Competition Groups_Occupancy Sensors
Commercial | Com ¦ ECM MOTORS FOR EVAPORATOR FANS for refrigeration (WALK-IN) | 2037 | Technical | MW | After Competition Groups | 10.3317 | 0 | 0 | 2643.1838 | 0.0039088 | 37 | Commercial_2037_Technical_MW_After Competition Groups_37 | ECM MOTORS FOR EVAPORATOR FANS for refrigeration (WALK-IN) | 0.3909% | 0 | 10.3317 | Commercial_2037_Technical_MW_After Competition Groups_ECM MOTORS FOR EVAPORATOR FANS for refrigeration (WALK-IN)
Commercial | Com ¦ Water Source Heat Pump (4 ton) | 2037 | Technical | MW | After Competition Groups | 10.0115 | 0 | 0 | 2643.1838 | 0.0037877 | 38 | Commercial_2037_Technical_MW_After Competition Groups_38 | Water Source Heat Pump (4 ton) | 0.3788% | 0 | 10.0115 | Commercial_2037_Technical_MW_After Competition Groups_Water Source Heat Pump (4 ton)
Commercial | Com ¦ High R-Value Glass Doors/no-heat glass door | 2037 | Technical | MW | After Competition Groups | 9.8284 | 0 | 0 | 2643.1838 | 0.0037184 | 39 | Commercial_2037_Technical_MW_After Competition Groups_39 | High R-Value Glass Doors/no-heat glass door | 0.3718% | 0 | 9.8284 | Commercial_2037_Technical_MW_After Competition Groups_High R-Value Glass Doors/no-heat glass door
Commercial | Com ¦ Water Source Heat Pump (4 ton) | 2037 | Achievable | MW | After Competition Groups | 5.8853 | 0 | 0 | 1585.5862 | 0.0037118 | 32 | Commercial_2037_Achievable_MW_After Competition Groups_32 | Water Source Heat Pump (4 ton) | 0.3712% | 0 | 5.8853 | Commercial_2037_Achievable_MW_After Competition Groups_Water Source Heat Pump (4 ton)
Commercial | Com ¦ ENERGY STAR Griddle (74% eff) | 2037 | Economic | MW | After Competition Groups | 7.2579 | 0 | 0 | 1963.203 | 0.003697 | 33 | Commercial_2037_Economic_MW_After Competition Groups_33 | ENERGY STAR Griddle (74% eff) | 0.3697% | 0 | 7.2579 | Commercial_2037_Economic_MW_After Competition Groups_ENERGY STAR Griddle (74% eff)
Commercial | Com ¦ LED EXTERIOR AREA LIGHTS - LED fixture (200W) | 2037 | Economic | MW | After Competition Groups | 7.0248 | 0 | 0 | 1963.203 | 0.0035782 | 34 | Commercial_2037_Economic_MW_After Competition Groups_34 | LED EXTERIOR AREA LIGHTS - LED fixture (200W) | 0.3578% | 0 | 7.0248 | Commercial_2037_Economic_MW_After Competition Groups_LED EXTERIOR AREA LIGHTS - LED fixture (200W)
Commercial | Com ¦ Duct Insulation, R8 | 2037 | Achievable | MW | After Competition Groups | 5.6651 | 0 | 0 | 1585.5862 | 0.0035729 | 33 | Commercial_2037_Achievable_MW_After Competition Groups_33 | Duct Insulation, R8 | 0.3573% | 0 | 5.6651 | Commercial_2037_Achievable_MW_After Competition Groups_Duct Insulation, R8
Commercial | Com ¦ Freezer Case Light Sensor | 2037 | Technical | MW | After Competition Groups | 8.9626 | 0 | 0 | 2643.1838 | 0.0033908 | 40 | Commercial_2037_Technical_MW_After Competition Groups_40 | Freezer Case Light Sensor | 0.3391% | 0 | 8.9626 | Commercial_2037_Technical_MW_After Competition Groups_Freezer Case Light Sensor
Commercial | Com ¦ LED parking lot fixture | 2037 | Economic | MW | After Competition Groups | 6.6487 | 0 | 0 | 1963.203 | 0.0033867 | 35 | Commercial_2037_Economic_MW_After Competition Groups_35 | LED parking lot fixture | 0.3387% | 0 | 6.6487 | Commercial_2037_Economic_MW_After Competition Groups_LED parking lot fixture
Commercial | Com ¦ Condensing Make Up Air Unit | 2037 | Economic | MW | After Competition Groups | 6.5035 | 0 | 0 | 1963.203 | 0.0033127 | 36 | Commercial_2037_Economic_MW_After Competition Groups_36 | Condensing Make Up Air Unit | 0.3313% | 0 | 6.5035 | Commercial_2037_Economic_MW_After Competition Groups_Condensing Make Up Air Unit
Commercial | Com ¦ Evaporator Fan Controls | 2037 | Technical | MW | After Competition Groups | 8.7303 | 0 | 0 | 2643.1838 | 0.0033029 | 41 | Commercial_2037_Technical_MW_After Competition Groups_41 | Evaporator Fan Controls | 0.3303% | 0 | 8.7303 | Commercial_2037_Technical_MW_After Competition Groups_Evaporator Fan Controls
Commercial | Com ¦ Door Gasket Freezer/Refrigerator | 2037 | Achievable | MW | After Competition Groups | 5.1697 | 0 | 0 | 1585.5862 | 0.0032604 | 34 | Commercial_2037_Achievable_MW_After Competition Groups_34 | Door Gasket Freezer/Refrigerator | 0.326% | 0 | 5.1697 | Commercial_2037_Achievable_MW_After Competition Groups_Door Gasket Freezer/Refrigerator
Commercial | Com ¦ ENERGY STAR Griddle (74% eff) | 2037 | Achievable | MW | After Competition Groups | 4.8639 | 0 | 0 | 1585.5862 | 0.0030676 | 35 | Commercial_2037_Achievable_MW_After Competition Groups_35 | ENERGY STAR Griddle (74% eff) | 0.3068% | 0 | 4.8639 | Commercial_2037_Achievable_MW_After Competition Groups_ENERGY STAR Griddle (74% eff)
Commercial | Com ¦ ENERGY STAR Refrigerator | 2037 | Technical | MW | After Competition Groups | 7.6481 | 0 | 0 | 2643.1838 | 0.0028935 | 42 | Commercial_2037_Technical_MW_After Competition Groups_42 | ENERGY STAR Refrigerator | 0.2894% | 0 | 7.6481 | Commercial_2037_Technical_MW_After Competition Groups_ENERGY STAR Refrigerator
Commercial | Com ¦ Condensing Make Up Air Unit | 2037 | Achievable | MW | After Competition Groups | 4.5183 | 0 | 0 | 1585.5862 | 0.0028496 | 36 | Commercial_2037_Achievable_MW_After Competition Groups_36 | Condensing Make Up Air Unit | 0.285% | 0 | 4.5183 | Commercial_2037_Achievable_MW_After Competition Groups_Condensing Make Up Air Unit
Commercial | Com ¦ Elec Storage WH 2.30 Et | 2037 | Economic | MW | After Competition Groups | 5.4908 | 0 | 0 | 1963.203 | 0.0027969 | 37 | Commercial_2037_Economic_MW_After Competition Groups_37 | Elec Storage WH 2.30 Et | 0.2797% | 0 | 5.4908 | Commercial_2037_Economic_MW_After Competition Groups_Elec Storage WH 2.30 Et
Commercial | Com ¦ Condensing Make Up Air Unit | 2037 | Technical | MW | After Competition Groups | 7.3821 | 0 | 0 | 2643.1838 | 0.0027929 | 43 | Commercial_2037_Technical_MW_After Competition Groups_43 | Condensing Make Up Air Unit | 0.2793% | 0 | 7.3821 | Commercial_2037_Technical_MW_After Competition Groups_Condensing Make Up Air Unit
Commercial | Com ¦ ENERGY STAR Griddle (74% eff) | 2037 | Technical | MW | After Competition Groups | 7.2579 | 0 | 0 | 2643.1838 | 0.0027459 | 44 | Commercial_2037_Technical_MW_After Competition Groups_44 | ENERGY STAR Griddle (74% eff) | 0.2746% | 0 | 7.2579 | Commercial_2037_Technical_MW_After Competition Groups_ENERGY STAR Griddle (74% eff)
Commercial | Com ¦ LED EXTERIOR AREA LIGHTS - LED fixture (200W) | 2037 | Technical | MW | After Competition Groups | 7.0248 | 0 | 0 | 2643.1838 | 0.0026577 | 45 | Commercial_2037_Technical_MW_After Competition Groups_45 | LED EXTERIOR AREA LIGHTS - LED fixture (200W) | 0.2658% | 0 | 7.0248 | Commercial_2037_Technical_MW_After Competition Groups_LED EXTERIOR AREA LIGHTS - LED fixture (200W)
Commercial | Com ¦ Duct Insulation, R8 | 2037 | Economic | MW | After Competition Groups | 5.2102 | 0 | 0 | 1963.203 | 0.0026539 | 38 | Commercial_2037_Economic_MW_After Competition Groups_38 | Duct Insulation, R8 | 0.2654% | 0 | 5.2102 | Commercial_2037_Economic_MW_After Competition Groups_Duct Insulation, R8
Commercial | Com ¦ Super-High Efficiency Furnaces (Emerging Tech) | 2037 | Technical | MW | After Competition Groups | 6.977 | 0 | 0 | 2643.1838 | 0.0026396 | 46 | Commercial_2037_Technical_MW_After Competition Groups_46 | Super-High Efficiency Furnaces (Emerging Tech) | 0.264% | 0 | 6.977 | Commercial_2037_Technical_MW_After Competition Groups_Super-High Efficiency Furnaces (Emerging Tech)
Commercial | Com ¦ LED street light fixture | 2037 | Achievable | MW | After Competition Groups | 4.1357 | 0 | 0 | 1585.5862 | 0.0026083 | 37 | Commercial_2037_Achievable_MW_After Competition Groups_37 | LED street light fixture | 0.2608% | 0 | 4.1357 | Commercial_2037_Achievable_MW_After Competition Groups_LED street light fixture
Commercial | Com ¦ BEVERAGE VENDING MACHINE CONTROLS | 2037 | Achievable | MW | After Competition Groups | 4.0866 | 0 | 0 | 1585.5862 | 0.0025773 | 38 | Commercial_2037_Achievable_MW_After Competition Groups_38 | BEVERAGE VENDING MACHINE CONTROLS | 0.2577% | 0 | 4.0866 | Commercial_2037_Achievable_MW_After Competition Groups_BEVERAGE VENDING MACHINE CONTROLS
Commercial | Com ¦ BEVERAGE VENDING MACHINE CONTROLS | 2037 | Economic | MW | After Competition Groups | 5.029 | 0 | 0 | 1963.203 | 0.0025616 | 39 | Commercial_2037_Economic_MW_After Competition Groups_39 | BEVERAGE VENDING MACHINE CONTROLS | 0.2562% | 0 | 5.029 | Commercial_2037_Economic_MW_After Competition Groups_BEVERAGE VENDING MACHINE CONTROLS
Commercial | Com ¦ Occupancy Sensors | 2037 | Achievable | MW | After Competition Groups | 4.0357 | 0 | 0 | 1585.5862 | 0.0025452 | 39 | Commercial_2037_Achievable_MW_After Competition Groups_39 | Occupancy Sensors | 0.2545% | 0 | 4.0357 | Commercial_2037_Achievable_MW_After Competition Groups_Occupancy Sensors
Commercial | Com ¦ LED parking lot fixture | 2037 | Technical | MW | After Competition Groups | 6.6487 | 0 | 0 | 2643.1838 | 0.0025154 | 47 | Commercial_2037_Technical_MW_After Competition Groups_47 | LED parking lot fixture | 0.2515% | 0 | 6.6487 | Commercial_2037_Technical_MW_After Competition Groups_LED parking lot fixture
Commercial | Com ¦ Indoor Daylight Sensors/Photocell Dimming Control | 2037 | Economic | MW | After Competition Groups | 4.7494 | 0 | 0 | 1963.203 | 0.0024192 | 40 | Commercial_2037_Economic_MW_After Competition Groups_40 | Indoor Daylight Sensors/Photocell Dimming Control | 0.2419% | 0 | 4.7494 | Commercial_2037_Economic_MW_After Competition Groups_Indoor Daylight Sensors/Photocell Dimming Control
Commercial | Com ¦ Refrigeration Commissioning | 2037 | Technical | MW | After Competition Groups | 6.0936 | 0 | 0 | 2643.1838 | 0.0023054 | 48 | Commercial_2037_Technical_MW_After Competition Groups_48 | Refrigeration Commissioning | 0.2305% | 0 | 6.0936 | Commercial_2037_Technical_MW_After Competition Groups_Refrigeration Commissioning
Commercial | Com ¦ Elec Storage WH 2.30 Et | 2037 | Achievable | MW | After Competition Groups | 3.6093 | 0 | 0 | 1585.5862 | 0.0022763 | 40 | Commercial_2037_Achievable_MW_After Competition Groups_40 | Elec Storage WH 2.30 Et | 0.2276% | 0 | 3.6093 | Commercial_2037_Achievable_MW_After Competition Groups_Elec Storage WH 2.30 Et
Commercial | Com ¦ LED street light fixture | 2037 | Economic | MW | After Competition Groups | 4.4157 | 0 | 0 | 1963.203 | 0.0022492 | 41 | Commercial_2037_Economic_MW_After Competition Groups_41 | LED street light fixture | 0.2249% | 0 | 4.4157 | Commercial_2037_Economic_MW_After Competition Groups_LED street light fixture
Commercial | Com ¦ Temperature Adjustment in Commercial Freezers | 2037 | Achievable | MW | After Competition Groups | 3.4472 | 0 | 0 | 1585.5862 | 0.0021741 | 41 | Commercial_2037_Achievable_MW_After Competition Groups_41 | Temperature Adjustment in Commercial Freezers | 0.2174% | 0 | 3.4472 | Commercial_2037_Achievable_MW_After Competition Groups_Temperature Adjustment in Commercial Freezers
Commercial | Com ¦ ENERGY STAR FREEZER | 2037 | Achievable | MW | After Competition Groups | 3.2876 | 0 | 0 | 1585.5862 | 0.0020734 | 42 | Commercial_2037_Achievable_MW_After Competition Groups_42 | ENERGY STAR FREEZER | 0.2073% | 0 | 3.2876 | Commercial_2037_Achievable_MW_After Competition Groups_ENERGY STAR FREEZER
Commercial | Com ¦ Elec Storage WH 2.30 Et | 2037 | Technical | MW | After Competition Groups | 5.4416 | 0 | 0 | 2643.1838 | 0.0020587 | 49 | Commercial_2037_Technical_MW_After Competition Groups_49 | Elec Storage WH 2.30 Et | 0.2059% | 0 | 5.4416 | Commercial_2037_Technical_MW_After Competition Groups_Elec Storage WH 2.30 Et
Commercial | Com ¦ Duct Insulation, R8 | 2037 | Technical | MW | After Competition Groups | 5.2102 | 0 | 0 | 2643.1838 | 0.0019712 | 50 | Commercial_2037_Technical_MW_After Competition Groups_50 | Duct Insulation, R8 | 0.1971% | 0 | 5.2102 | Commercial_2037_Technical_MW_After Competition Groups_Duct Insulation, R8
Commercial | Com ¦ BEVERAGE VENDING MACHINE CONTROLS | 2037 | Technical | MW | After Competition Groups | 5.029 | 0 | 0 | 2643.1838 | 0.0019026 | 51 | Commercial_2037_Technical_MW_After Competition Groups_51 | BEVERAGE VENDING MACHINE CONTROLS | 0.1903% | 0 | 5.029 | Commercial_2037_Technical_MW_After Competition Groups_BEVERAGE VENDING MACHINE CONTROLS
Commercial | Com ¦ CO Sensors for parking garage exhaust fans | 2037 | Achievable | MW | After Competition Groups | 2.9996 | 0 | 0 | 1585.5862 | 0.0018918 | 43 | Commercial_2037_Achievable_MW_After Competition Groups_43 | CO Sensors for parking garage exhaust fans | 0.1892% | 0 | 2.9996 | Commercial_2037_Achievable_MW_After Competition Groups_CO Sensors for parking garage exhaust fans
Commercial | Com ¦ HOTEL OCCUPANCY CONTROLS (HVAC + LIGHTING) | 2037 | Economic | MW | After Competition Groups | 3.695 | 0 | 0 | 1963.203 | 0.0018821 | 42 | Commercial_2037_Economic_MW_After Competition Groups_42 | HOTEL OCCUPANCY CONTROLS (HVAC + LIGHTING) | 0.1882% | 0 | 3.695 | Commercial_2037_Economic_MW_After Competition Groups_HOTEL OCCUPANCY CONTROLS (HVAC + LIGHTING)
Commercial | Com ¦ Vertical Night Covers | 2037 | Achievable | MW | After Competition Groups | 2.8626 | 0 | 0 | 1585.5862 | 0.0018054 | 44 | Commercial_2037_Achievable_MW_After Competition Groups_44 | Vertical Night Covers | 0.1805% | 0 | 2.8626 | Commercial_2037_Achievable_MW_After Competition Groups_Vertical Night Covers
Commercial | Com ¦ Energy Efficient Laboratory Fume Hood | 2037 | Achievable | MW | After Competition Groups | 2.7856 | 0 | 0 | 1585.5862 | 0.0017568 | 45 | Commercial_2037_Achievable_MW_After Competition Groups_45 | Energy Efficient Laboratory Fume Hood | 0.1757% | 0 | 2.7856 | Commercial_2037_Achievable_MW_After Competition Groups_Energy Efficient Laboratory Fume Hood
Commercial | Com ¦ CO Sensors for parking garage exhaust fans | 2037 | Economic | MW | After Competition Groups | 3.3545 | 0 | 0 | 1963.203 | 0.0017087 | 43 | Commercial_2037_Economic_MW_After Competition Groups_43 | CO Sensors for parking garage exhaust fans | 0.1709% | 0 | 3.3545 | Commercial_2037_Economic_MW_After Competition Groups_CO Sensors for parking garage exhaust fans
Commercial | Com ¦ LED street light fixture | 2037 | Technical | MW | After Competition Groups | 4.4157 | 0 | 0 | 2643.1838 | 0.0016706 | 52 | Commercial_2037_Technical_MW_After Competition Groups_52 | LED street light fixture | 0.1671% | 0 | 4.4157 | Commercial_2037_Technical_MW_After Competition Groups_LED street light fixture
Commercial | Com ¦ Temperature Adjustment in Commercial Freezers | 2037 | Economic | MW | After Competition Groups | 3.1859 | 0 | 0 | 1963.203 | 0.0016228 | 44 | Commercial_2037_Economic_MW_After Competition Groups_44 | Temperature Adjustment in Commercial Freezers | 0.1623% | 0 | 3.1859 | Commercial_2037_Economic_MW_After Competition Groups_Temperature Adjustment in Commercial Freezers
Commercial | Com ¦ Roof Insulation/Ceiling Insulation (R25 Code to R35) | 2037 | Technical | MW | After Competition Groups | 4.0961 | 0 | 0 | 2643.1838 | 0.0015497 | 53 | Commercial_2037_Technical_MW_After Competition Groups_53 | Roof Insulation/Ceiling Insulation (R25 Code to R35) | 0.155% | 0 | 4.0961 | Commercial_2037_Technical_MW_After Competition Groups_Roof Insulation/Ceiling Insulation (R25 Code to R35)
Commercial | Com ¦ Water Heating (DHW) Pipe Insulation (Add 3/4\ Foam)" | 2037 | Achievable | MW | After Competition Groups | 2.1641 | 0 | 0 | 1585.5862 | 0.0013648 | 46 | Commercial_2037_Achievable_MW_After Competition Groups_46 | Water Heating (DHW) Pipe Insulation (Add 3/4\ Foam)" | 0.1365% | 0 | 2.1641 | Commercial_2037_Achievable_MW_After Competition Groups_Water Heating (DHW) Pipe Insulation (Add 3/4\ Foam)"
Commercial | Com ¦ Vertical Night Covers | 2037 | Economic | MW | After Competition Groups | 2.6464 | 0 | 0 | 1963.203 | 0.001348 | 45 | Commercial_2037_Economic_MW_After Competition Groups_45 | Vertical Night Covers | 0.1348% | 0 | 2.6464 | Commercial_2037_Economic_MW_After Competition Groups_Vertical Night Covers
Commercial | Com ¦ Energy Efficient Laboratory Fume Hood | 2037 | Economic | MW | After Competition Groups | 2.5622 | 0 | 0 | 1963.203 | 0.0013051 | 46 | Commercial_2037_Economic_MW_After Competition Groups_46 | Energy Efficient Laboratory Fume Hood | 0.1305% | 0 | 2.5622 | Commercial_2037_Economic_MW_After Competition Groups_Energy Efficient Laboratory Fume Hood
Commercial | Com ¦ Anti-sweat heat (ASH) controls - Cooler/Freezer | 2037 | Technical | MW | After Competition Groups | 3.4152 | 0 | 0 | 2643.1838 | 0.0012921 | 54 | Commercial_2037_Technical_MW_After Competition Groups_54 | Anti-sweat heat (ASH) controls - Cooler/Freezer | 0.1292% | 0 | 3.4152 | Commercial_2037_Technical_MW_After Competition Groups_Anti-sweat heat (ASH) controls - Cooler/Freezer
Commercial | Com ¦ CO Sensors for parking garage exhaust fans | 2037 | Technical | MW | After Competition Groups | 3.3545 | 0 | 0 | 2643.1838 | 0.0012691 | 55 | Commercial_2037_Technical_MW_After Competition Groups_55 | CO Sensors for parking garage exhaust fans | 0.1269% | 0 | 3.3545 | Commercial_2037_Technical_MW_After Competition Groups_CO Sensors for parking garage exhaust fans
Commercial | Com ¦ Temperature Adjustment in Commercial Freezers | 2037 | Technical | MW | After Competition Groups | 3.1859 | 0 | 0 | 2643.1838 | 0.0012053 | 56 | Commercial_2037_Technical_MW_After Competition Groups_56 | Temperature Adjustment in Commercial Freezers | 0.1205% | 0 | 3.1859 | Commercial_2037_Technical_MW_After Competition Groups_Temperature Adjustment in Commercial Freezers
Commercial | Com ¦ Outside Air Economizer | 2037 | Achievable | MW | After Competition Groups | 1.8958 | 0 | 0 | 1585.5862 | 0.0011956 | 47 | Commercial_2037_Achievable_MW_After Competition Groups_47 | Outside Air Economizer | 0.1196% | 0 | 1.8958 | Commercial_2037_Achievable_MW_After Competition Groups_Outside Air Economizer
Commercial | Com ¦ Super-High Efficiency Furnaces (Emerging Tech) | 2037 | Achievable | MW | After Competition Groups | 1.7676 | 0 | 0 | 1585.5862 | 0.0011148 | 48 | Commercial_2037_Achievable_MW_After Competition Groups_48 | Super-High Efficiency Furnaces (Emerging Tech) | 0.1115% | 0 | 1.7676 | Commercial_2037_Achievable_MW_After Competition Groups_Super-High Efficiency Furnaces (Emerging Tech)
Commercial | Com ¦ ENERGY STAR Fryer (84% eff) | 2037 | Economic | MW | After Competition Groups | 2.1335 | 0 | 0 | 1963.203 | 0.0010868 | 47 | Commercial_2037_Economic_MW_After Competition Groups_47 | ENERGY STAR Fryer (84% eff) | 0.1087% | 0 | 2.1335 | Commercial_2037_Economic_MW_After Competition Groups_ENERGY STAR Fryer (84% eff)
Commercial | Com ¦ Ground Source Heat Pump | 2037 | Technical | MW | After Competition Groups | 2.7526 | 0 | 0 | 2643.1838 | 0.0010414 | 57 | Commercial_2037_Technical_MW_After Competition Groups_57 | Ground Source Heat Pump | 0.1041% | 0 | 2.7526 | Commercial_2037_Technical_MW_After Competition Groups_Ground Source Heat Pump
Commercial | Com ¦ Water Heating (DHW) Pipe Insulation (Add 3/4\ Foam)" | 2037 | Economic | MW | After Competition Groups | 1.9972 | 0 | 0 | 1963.203 | 0.0010173 | 48 | Commercial_2037_Economic_MW_After Competition Groups_48 | Water Heating (DHW) Pipe Insulation (Add 3/4\ Foam)" | 0.1017% | 0 | 1.9972 | Commercial_2037_Economic_MW_After Competition Groups_Water Heating (DHW) Pipe Insulation (Add 3/4\ Foam)"
Commercial | Com ¦ Vertical Night Covers | 2037 | Technical | MW | After Competition Groups | 2.6464 | 0 | 0 | 2643.1838 | 0.0010012 | 58 | Commercial_2037_Technical_MW_After Competition Groups_58 | Vertical Night Covers | 0.1001% | 0 | 2.6464 | Commercial_2037_Technical_MW_After Competition Groups_Vertical Night Covers
Commercial | Com ¦ Outside Air Economizer | 2037 | Economic | MW | After Competition Groups | 1.9403 | 0 | 0 | 1963.203 | 0.00098833 | 49 | Commercial_2037_Economic_MW_After Competition Groups_49 | Outside Air Economizer | 0.09883% | 0 | 1.9403 | Commercial_2037_Economic_MW_After Competition Groups_Outside Air Economizer
Commercial | Com ¦ Energy Efficient Laboratory Fume Hood | 2037 | Technical | MW | After Competition Groups | 2.5622 | 0 | 0 | 2643.1838 | 0.00096937 | 59 | Commercial_2037_Technical_MW_After Competition Groups_59 | Energy Efficient Laboratory Fume Hood | 0.09694% | 0 | 2.5622 | Commercial_2037_Technical_MW_After Competition Groups_Energy Efficient Laboratory Fume Hood
Commercial | Com ¦ Suction Pipe Insulation Freezer/Refrigerator | 2037 | Achievable | MW | After Competition Groups | 1.4835 | 0 | 0 | 1585.5862 | 0.00093563 | 49 | Commercial_2037_Achievable_MW_After Competition Groups_49 | Suction Pipe Insulation Freezer/Refrigerator | 0.09356% | 0 | 1.4835 | Commercial_2037_Achievable_MW_After Competition Groups_Suction Pipe Insulation Freezer/Refrigerator
Commercial | Com ¦ ENERGY STAR Fryer (84% eff) | 2037 | Achievable | MW | After Competition Groups | 1.4605 | 0 | 0 | 1585.5862 | 0.00092114 | 50 | Commercial_2037_Achievable_MW_After Competition Groups_50 | ENERGY STAR Fryer (84% eff) | 0.09211% | 0 | 1.4605 | Commercial_2037_Achievable_MW_After Competition Groups_ENERGY STAR Fryer (84% eff)
Commercial | Com ¦ ENERGY STAR Fryer (84% eff) | 2037 | Technical | MW | After Competition Groups | 2.1335 | 0 | 0 | 2643.1838 | 0.00080718 | 60 | Commercial_2037_Technical_MW_After Competition Groups_60 | ENERGY STAR Fryer (84% eff) | 0.08072% | 0 | 2.1335 | Commercial_2037_Technical_MW_After Competition Groups_ENERGY STAR Fryer (84% eff)
Commercial | Com ¦ ENERGY STAR Dishwasher | 2037 | Economic | MW | After Competition Groups | 1.5326 | 0 | 0 | 1963.203 | 0.00078064 | 50 | Commercial_2037_Economic_MW_After Competition Groups_50 | ENERGY STAR Dishwasher | 0.07806% | 0 | 1.5326 | Commercial_2037_Economic_MW_After Competition Groups_ENERGY STAR Dishwasher
Commercial | Com ¦ Super-High Efficiency Furnaces (Emerging Tech) | 2037 | Economic | MW | After Competition Groups | 1.4863 | 0 | 0 | 1963.203 | 0.0007571 | 51 | Commercial_2037_Economic_MW_After Competition Groups_51 | Super-High Efficiency Furnaces (Emerging Tech) | 0.07571% | 0 | 1.4863 | Commercial_2037_Economic_MW_After Competition Groups_Super-High Efficiency Furnaces (Emerging Tech)
Commercial | Com ¦ Water Heating (DHW) Pipe Insulation (Add 3/4\ Foam)" | 2037 | Technical | MW | After Competition Groups | 1.9972 | 0 | 0 | 2643.1838 | 0.0007556 | 61 | Commercial_2037_Technical_MW_After Competition Groups_61 | Water Heating (DHW) Pipe Insulation (Add 3/4\ Foam)" | 0.07556% | 0 | 1.9972 | Commercial_2037_Technical_MW_After Competition Groups_Water Heating (DHW) Pipe Insulation (Add 3/4\ Foam)"
Commercial | Com ¦ Outside Air Economizer | 2037 | Technical | MW | After Competition Groups | 1.9403 | 0 | 0 | 2643.1838 | 0.00073407 | 62 | Commercial_2037_Technical_MW_After Competition Groups_62 | Outside Air Economizer | 0.07341% | 0 | 1.9403 | Commercial_2037_Technical_MW_After Competition Groups_Outside Air Economizer
Commercial | Com ¦ Suction Pipe Insulation Freezer/Refrigerator | 2037 | Economic | MW | After Competition Groups | 1.3709 | 0 | 0 | 1963.203 | 0.00069828 | 52 | Commercial_2037_Economic_MW_After Competition Groups_52 | Suction Pipe Insulation Freezer/Refrigerator | 0.06983% | 0 | 1.3709 | Commercial_2037_Economic_MW_After Competition Groups_Suction Pipe Insulation Freezer/Refrigerator
Commercial | Com ¦ ENERGY STAR Steam Cookers | 2037 | Economic | MW | After Competition Groups | 1.358 | 0 | 0 | 1963.203 | 0.00069172 | 53 | Commercial_2037_Economic_MW_After Competition Groups_53 | ENERGY STAR Steam Cookers | 0.06917% | 0 | 1.358 | Commercial_2037_Economic_MW_After Competition Groups_ENERGY STAR Steam Cookers
Commercial | Com ¦ Room AC (w/ louvered sides) 14 SEER from 12 SEER code | 2037 | Technical | MW | After Competition Groups | 1.736 | 0 | 0 | 2643.1838 | 0.00065679 | 63 | Commercial_2037_Technical_MW_After Competition Groups_63 | Room AC (w/ louvered sides) 14 SEER from 12 SEER code | 0.06568% | 0 | 1.736 | Commercial_2037_Technical_MW_After Competition Groups_Room AC (w/ louvered sides) 14 SEER from 12 SEER code
Commercial | Com ¦ ENERGY STAR Dishwasher | 2037 | Technical | MW | After Competition Groups | 1.5326 | 0 | 0 | 2643.1838 | 0.00057981 | 64 | Commercial_2037_Technical_MW_After Competition Groups_64 | ENERGY STAR Dishwasher | 0.05798% | 0 | 1.5326 | Commercial_2037_Technical_MW_After Competition Groups_ENERGY STAR Dishwasher
Commercial | Com ¦ ENERGY STAR Steam Cookers | 2037 | Achievable | MW | After Competition Groups | 0.90754 | 0 | 0 | 1585.5862 | 0.00057237 | 51 | Commercial_2037_Achievable_MW_After Competition Groups_51 | ENERGY STAR Steam Cookers | 0.05724% | 0 | 0.90754 | Commercial_2037_Achievable_MW_After Competition Groups_ENERGY STAR Steam Cookers
Commercial | Com ¦ LED RECESSED DOWNLIGHTS | 2037 | Technical | MW | After Competition Groups | 1.4133 | 0 | 0 | 2643.1838 | 0.0005347 | 65 | Commercial_2037_Technical_MW_After Competition Groups_65 | LED RECESSED DOWNLIGHTS | 0.05347% | 0 | 1.4133 | Commercial_2037_Technical_MW_After Competition Groups_LED RECESSED DOWNLIGHTS
Commercial | Com ¦ Suction Pipe Insulation Freezer/Refrigerator | 2037 | Technical | MW | After Competition Groups | 1.3709 | 0 | 0 | 2643.1838 | 0.00051864 | 66 | Commercial_2037_Technical_MW_After Competition Groups_66 | Suction Pipe Insulation Freezer/Refrigerator | 0.05186% | 0 | 1.3709 | Commercial_2037_Technical_MW_After Competition Groups_Suction Pipe Insulation Freezer/Refrigerator
Commercial | Com ¦ ENERGY STAR Steam Cookers | 2037 | Technical | MW | After Competition Groups | 1.358 | 0 | 0 | 2643.1838 | 0.00051377 | 67 | Commercial_2037_Technical_MW_After Competition Groups_67 | ENERGY STAR Steam Cookers | 0.05138% | 0 | 1.358 | Commercial_2037_Technical_MW_After Competition Groups_ENERGY STAR Steam Cookers
Commercial | Com ¦ ENERGY STAR Dishwasher | 2037 | Achievable | MW | After Competition Groups | 0.77962 | 0 | 0 | 1585.5862 | 0.00049169 | 52 | Commercial_2037_Achievable_MW_After Competition Groups_52 | ENERGY STAR Dishwasher | 0.04917% | 0 | 0.77962 | Commercial_2037_Achievable_MW_After Competition Groups_ENERGY STAR Dishwasher
Commercial | Com ¦ Ozone Laundry Treatment | 2037 | Achievable | MW | After Competition Groups | 0.7279 | 0 | 0 | 1585.5862 | 0.00045907 | 53 | Commercial_2037_Achievable_MW_After Competition Groups_53 | Ozone Laundry Treatment | 0.04591% | 0 | 0.7279 | Commercial_2037_Achievable_MW_After Competition Groups_Ozone Laundry Treatment
Commercial | Com ¦ Door Gasket Freezer/Refrigerator | 2037 | Economic | MW | After Competition Groups | 0.87449 | 0 | 0 | 1963.203 | 0.00044544 | 54 | Commercial_2037_Economic_MW_After Competition Groups_54 | Door Gasket Freezer/Refrigerator | 0.04454% | 0 | 0.87449 | Commercial_2037_Economic_MW_After Competition Groups_Door Gasket Freezer/Refrigerator
Commercial | Com ¦ Evaporator Coil Defrost (Cooler) | 2037 | Technical | MW | After Competition Groups | 1.1672 | 0 | 0 | 2643.1838 | 0.00044159 | 68 | Commercial_2037_Technical_MW_After Competition Groups_68 | Evaporator Coil Defrost (Cooler) | 0.04416% | 0 | 1.1672 | Commercial_2037_Technical_MW_After Competition Groups_Evaporator Coil Defrost (Cooler)
Commercial | Com ¦ Thermostat Setback | 2037 | Achievable | MW | After Competition Groups | 0.69149 | 0 | 0 | 1585.5862 | 0.00043611 | 54 | Commercial_2037_Achievable_MW_After Competition Groups_54 | Thermostat Setback | 0.04361% | 0 | 0.69149 | Commercial_2037_Achievable_MW_After Competition Groups_Thermostat Setback
Commercial | Com ¦ Ozone Laundry Treatment | 2037 | Economic | MW | After Competition Groups | 0.80097 | 0 | 0 | 1963.203 | 0.00040799 | 55 | Commercial_2037_Economic_MW_After Competition Groups_55 | Ozone Laundry Treatment | 0.0408% | 0 | 0.80097 | Commercial_2037_Economic_MW_After Competition Groups_Ozone Laundry Treatment
Commercial | Com ¦ Thermostat Setback | 2037 | Economic | MW | After Competition Groups | 0.77736 | 0 | 0 | 1963.203 | 0.00039596 | 56 | Commercial_2037_Economic_MW_After Competition Groups_56 | Thermostat Setback | 0.0396% | 0 | 0.77736 | Commercial_2037_Economic_MW_After Competition Groups_Thermostat Setback
Commercial | Com ¦ PTAC (12 EER/10,000 BTU) | 2037 | Economic | MW | After Competition Groups | 0.60618 | 0 | 0 | 1963.203 | 0.00030877 | 57 | Commercial_2037_Economic_MW_After Competition Groups_57 | PTAC (12 EER/10,000 BTU) | 0.03088% | 0 | 0.60618 | Commercial_2037_Economic_MW_After Competition Groups_PTAC (12 EER/10,000 BTU)
Commercial | Com ¦ Ozone Laundry Treatment | 2037 | Technical | MW | After Competition Groups | 0.80097 | 0 | 0 | 2643.1838 | 0.00030303 | 69 | Commercial_2037_Technical_MW_After Competition Groups_69 | Ozone Laundry Treatment | 0.0303% | 0 | 0.80097 | Commercial_2037_Technical_MW_After Competition Groups_Ozone Laundry Treatment
Commercial | Com ¦ Wall Insulation | 2037 | Economic | MW | After Competition Groups | 0.58238 | 0 | 0 | 1963.203 | 0.00029665 | 58 | Commercial_2037_Economic_MW_After Competition Groups_58 | Wall Insulation | 0.02967% | 0 | 0.58238 | Commercial_2037_Economic_MW_After Competition Groups_Wall Insulation
Commercial | Com ¦ Thermostat Setback | 2037 | Technical | MW | After Competition Groups | 0.77736 | 0 | 0 | 2643.1838 | 0.0002941 | 70 | Commercial_2037_Technical_MW_After Competition Groups_70 | Thermostat Setback | 0.02941% | 0 | 0.77736 | Commercial_2037_Technical_MW_After Competition Groups_Thermostat Setback
Commercial | Com ¦ SYNCHRONOUS BELT | 2037 | Technical | MW | After Competition Groups | 0.73966 | 0 | 0 | 2643.1838 | 0.00027984 | 71 | Commercial_2037_Technical_MW_After Competition Groups_71 | SYNCHRONOUS BELT | 0.02798% | 0 | 0.73966 | Commercial_2037_Technical_MW_After Competition Groups_SYNCHRONOUS BELT
Commercial | Com ¦ PTAC (12 EER/10,000 BTU) | 2037 | Technical | MW | After Competition Groups | 0.66916 | 0 | 0 | 2643.1838 | 0.00025316 | 72 | Commercial_2037_Technical_MW_After Competition Groups_72 | PTAC (12 EER/10,000 BTU) | 0.02532% | 0 | 0.66916 | Commercial_2037_Technical_MW_After Competition Groups_PTAC (12 EER/10,000 BTU)
Commercial | Com ¦ Indoor Daylight Sensors/Photocell Dimming Control | 2037 | Achievable | MW | After Competition Groups | 0.38145 | 0 | 0 | 1585.5862 | 0.00024057 | 55 | Commercial_2037_Achievable_MW_After Competition Groups_55 | Indoor Daylight Sensors/Photocell Dimming Control | 0.02406% | 0 | 0.38145 | Commercial_2037_Achievable_MW_After Competition Groups_Indoor Daylight Sensors/Photocell Dimming Control
Commercial | Com ¦ Wall Insulation | 2037 | Technical | MW | After Competition Groups | 0.62499 | 0 | 0 | 2643.1838 | 0.00023645 | 73 | Commercial_2037_Technical_MW_After Competition Groups_73 | Wall Insulation | 0.02365% | 0 | 0.62499 | Commercial_2037_Technical_MW_After Competition Groups_Wall Insulation
Commercial | Com ¦ Solar Preheat Make up Air | 2037 | Technical | MW | After Competition Groups | 0.61835 | 0 | 0 | 2643.1838 | 0.00023394 | 74 | Commercial_2037_Technical_MW_After Competition Groups_74 | Solar Preheat Make up Air | 0.02339% | 0 | 0.61835 | Commercial_2037_Technical_MW_After Competition Groups_Solar Preheat Make up Air
Commercial | Com ¦ Solar Water Preheat (Pools/DHW) | 2037 | Economic | MW | After Competition Groups | 0.43256 | 0 | 0 | 1963.203 | 0.00022033 | 59 | Commercial_2037_Economic_MW_After Competition Groups_59 | Solar Water Preheat (Pools/DHW) | 0.02203% | 0 | 0.43256 | Commercial_2037_Economic_MW_After Competition Groups_Solar Water Preheat (Pools/DHW)
Commercial | Com ¦ PTAC (12 EER/10,000 BTU) | 2037 | Achievable | MW | After Competition Groups | 0.34787 | 0 | 0 | 1585.5862 | 0.00021939 | 56 | Commercial_2037_Achievable_MW_After Competition Groups_56 | PTAC (12 EER/10,000 BTU) | 0.02194% | 0 | 0.34787 | Commercial_2037_Achievable_MW_After Competition Groups_PTAC (12 EER/10,000 BTU)
Commercial | Com ¦ LED RECESSED DOWNLIGHTS | 2037 | Achievable | MW | After Competition Groups | 0.34477 | 0 | 0 | 1585.5862 | 0.00021744 | 57 | Commercial_2037_Achievable_MW_After Competition Groups_57 | LED RECESSED DOWNLIGHTS | 0.02174% | 0 | 0.34477 | Commercial_2037_Achievable_MW_After Competition Groups_LED RECESSED DOWNLIGHTS
Commercial | COM ¦ Ductless Mini-Split Heat Pumps | 2037 | Economic | MW | After Competition Groups | 0.41282 | 0 | 0 | 1963.203 | 0.00021028 | 60 | Commercial_2037_Economic_MW_After Competition Groups_60 | Ductless Mini-Split Heat Pumps | 0.02103% | 0 | 0.41282 | Commercial_2037_Economic_MW_After Competition Groups_Ductless Mini-Split Heat Pumps
Commercial | Com ¦ ECM MOTORS FOR HVAC APPLICATION (FAN-POWERED VAV BOX) | 2037 | Achievable | MW | After Competition Groups | 0.30061 | 0 | 0 | 1585.5862 | 0.00018959 | 58 | Commercial_2037_Achievable_MW_After Competition Groups_58 | ECM MOTORS FOR HVAC APPLICATION (FAN-POWERED VAV BOX) | 0.01896% | 0 | 0.30061 | Commercial_2037_Achievable_MW_After Competition Groups_ECM MOTORS FOR HVAC APPLICATION (FAN-POWERED VAV BOX)
Commercial | Com ¦ Efficient compressor motor | 2037 | Technical | MW | After Competition Groups | 0.47171 | 0 | 0 | 2643.1838 | 0.00017846 | 75 | Commercial_2037_Technical_MW_After Competition Groups_75 | Efficient compressor motor | 0.01785% | 0 | 0.47171 | Commercial_2037_Technical_MW_After Competition Groups_Efficient compressor motor
Commercial | COM ¦ Ductless Mini-Split Heat Pumps | 2037 | Achievable | MW | After Competition Groups | 0.2652 | 0 | 0 | 1585.5862 | 0.00016726 | 59 | Commercial_2037_Achievable_MW_After Competition Groups_59 | Ductless Mini-Split Heat Pumps | 0.01673% | 0 | 0.2652 | Commercial_2037_Achievable_MW_After Competition Groups_Ductless Mini-Split Heat Pumps
Commercial | Com ¦ Solar Water Preheat (Pools/DHW) | 2037 | Technical | MW | After Competition Groups | 0.43256 | 0 | 0 | 2643.1838 | 0.00016365 | 76 | Commercial_2037_Technical_MW_After Competition Groups_76 | Solar Water Preheat (Pools/DHW) | 0.01637% | 0 | 0.43256 | Commercial_2037_Technical_MW_After Competition Groups_Solar Water Preheat (Pools/DHW)
Commercial | Com ¦ ECM MOTORS FOR HVAC APPLICATION (FAN-POWERED VAV BOX) | 2037 | Economic | MW | After Competition Groups | 0.31895 | 0 | 0 | 1963.203 | 0.00016246 | 61 | Commercial_2037_Economic_MW_After Competition Groups_61 | ECM MOTORS FOR HVAC APPLICATION (FAN-POWERED VAV BOX) | 0.01625% | 0 | 0.31895 | Commercial_2037_Economic_MW_After Competition Groups_ECM MOTORS FOR HVAC APPLICATION (FAN-POWERED VAV BOX)
Commercial | Com ¦ High Efficiency Chiller (avg of water and air cooled) | 2037 | Technical | MW | After Competition Groups | 0.41588 | 0 | 0 | 2643.1838 | 0.00015734 | 77 | Commercial_2037_Technical_MW_After Competition Groups_77 | High Efficiency Chiller (avg of water and air cooled) | 0.01573% | 0 | 0.41588 | Commercial_2037_Technical_MW_After Competition Groups_High Efficiency Chiller (avg of water and air cooled)
Commercial | COM ¦ Ductless Mini-Split Heat Pumps | 2037 | Technical | MW | After Competition Groups | 0.41282 | 0 | 0 | 2643.1838 | 0.00015618 | 78 | Commercial_2037_Technical_MW_After Competition Groups_78 | Ductless Mini-Split Heat Pumps | 0.01562% | 0 | 0.41282 | Commercial_2037_Technical_MW_After Competition Groups_Ductless Mini-Split Heat Pumps
Commercial | Com ¦ SYNCHRONOUS BELT | 2037 | Economic | MW | After Competition Groups | 0.294 | 0 | 0 | 1963.203 | 0.00014976 | 62 | Commercial_2037_Economic_MW_After Competition Groups_62 | SYNCHRONOUS BELT | 0.01498% | 0 | 0.294 | Commercial_2037_Economic_MW_After Competition Groups_SYNCHRONOUS BELT
Commercial | Com ¦ Solar Water Preheat (Pools/DHW) | 2037 | Achievable | MW | After Competition Groups | 0.2283 | 0 | 0 | 1585.5862 | 0.00014398 | 60 | Commercial_2037_Achievable_MW_After Competition Groups_60 | Solar Water Preheat (Pools/DHW) | 0.0144% | 0 | 0.2283 | Commercial_2037_Achievable_MW_After Competition Groups_Solar Water Preheat (Pools/DHW)
Commercial | Com ¦ LED RECESSED DOWNLIGHTS | 2037 | Economic | MW | After Competition Groups | 0.27477 | 0 | 0 | 1963.203 | 0.00013996 | 63 | Commercial_2037_Economic_MW_After Competition Groups_63 | LED RECESSED DOWNLIGHTS | 0.014% | 0 | 0.27477 | Commercial_2037_Economic_MW_After Competition Groups_LED RECESSED DOWNLIGHTS
Commercial | Com ¦ Efficient compressor motor | 2037 | Economic | MW | After Competition Groups | 0.26698 | 0 | 0 | 1963.203 | 0.00013599 | 64 | Commercial_2037_Economic_MW_After Competition Groups_64 | Efficient compressor motor | 0.0136% | 0 | 0.26698 | Commercial_2037_Economic_MW_After Competition Groups_Efficient compressor motor
Commercial | Com ¦ ECM MOTORS FOR HVAC APPLICATION (FAN-POWERED VAV BOX) | 2037 | Technical | MW | After Competition Groups | 0.31968 | 0 | 0 | 2643.1838 | 0.00012095 | 79 | Commercial_2037_Technical_MW_After Competition Groups_79 | ECM MOTORS FOR HVAC APPLICATION (FAN-POWERED VAV BOX) | 0.01209% | 0 | 0.31968 | Commercial_2037_Technical_MW_After Competition Groups_ECM MOTORS FOR HVAC APPLICATION (FAN-POWERED VAV BOX)
Commercial | Com ¦ Commercial Hot Food Holding Cabinets | 2037 | Technical | MW | After Competition Groups | 0.31734 | 0 | 0 | 2643.1838 | 0.00012006 | 80 | Commercial_2037_Technical_MW_After Competition Groups_80 | Commercial Hot Food Holding Cabinets | 0.01201% | 0 | 0.31734 | Commercial_2037_Technical_MW_After Competition Groups_Commercial Hot Food Holding Cabinets
Commercial | Com ¦ Auto Off Time Switch or Time Clock control | 2037 | Achievable | MW | After Competition Groups | 0.16936 | 0 | 0 | 1585.5862 | 0.00010681 | 61 | Commercial_2037_Achievable_MW_After Competition Groups_61 | Auto Off Time Switch or Time Clock control | 0.01068% | 0 | 0.16936 | Commercial_2037_Achievable_MW_After Competition Groups_Auto Off Time Switch or Time Clock control
Commercial | Com ¦ HVAC Optimization | 2037 | Technical | MW | After Competition Groups | 0.26911 | 0 | 0 | 2643.1838 | 0.00010181 | 81 | Commercial_2037_Technical_MW_After Competition Groups_81 | HVAC Optimization | 0.01018% | 0 | 0.26911 | Commercial_2037_Technical_MW_After Competition Groups_HVAC Optimization
Commercial | Com ¦ Auto Off Time Switch or Time Clock control | 2037 | Economic | MW | After Competition Groups | 0.1946 | 0 | 0 | 1963.203 | 9.9125e-05 | 65 | Commercial_2037_Economic_MW_After Competition Groups_65 | Auto Off Time Switch or Time Clock control | 0.009912% | 0 | 0.1946 | Commercial_2037_Economic_MW_After Competition Groups_Auto Off Time Switch or Time Clock control
Commercial | Com ¦ CEE Tier 2/Energy Star Clothes Washers | 2037 | Economic | MW | After Competition Groups | 0.18906 | 0 | 0 | 1963.203 | 9.6302e-05 | 66 | Commercial_2037_Economic_MW_After Competition Groups_66 | CEE Tier 2/Energy Star Clothes Washers | 0.00963% | 0 | 0.18906 | Commercial_2037_Economic_MW_After Competition Groups_CEE Tier 2/Energy Star Clothes Washers
Commercial | Com ¦ HOTEL OCCUPANCY CONTROLS (HVAC + LIGHTING) | 2037 | Achievable | MW | After Competition Groups | 0.15191 | 0 | 0 | 1585.5862 | 9.5804e-05 | 62 | Commercial_2037_Achievable_MW_After Competition Groups_62 | HOTEL OCCUPANCY CONTROLS (HVAC + LIGHTING) | 0.00958% | 0 | 0.15191 | Commercial_2037_Achievable_MW_After Competition Groups_HOTEL OCCUPANCY CONTROLS (HVAC + LIGHTING)
Commercial | Com ¦ CEE Tier 2/Energy Star Clothes Washers | 2037 | Achievable | MW | After Competition Groups | 0.14826 | 0 | 0 | 1585.5862 | 9.3508e-05 | 63 | Commercial_2037_Achievable_MW_After Competition Groups_63 | CEE Tier 2/Energy Star Clothes Washers | 0.009351% | 0 | 0.14826 | Commercial_2037_Achievable_MW_After Competition Groups_CEE Tier 2/Energy Star Clothes Washers
Commercial | Com ¦ Demand controlled Circulating Systems | 2037 | Achievable | MW | After Competition Groups | 0.14556 | 0 | 0 | 1585.5862 | 9.1804e-05 | 64 | Commercial_2037_Achievable_MW_After Competition Groups_64 | Demand controlled Circulating Systems | 0.00918% | 0 | 0.14556 | Commercial_2037_Achievable_MW_After Competition Groups_Demand controlled Circulating Systems
Commercial | Com ¦ Efficient compressor motor | 2037 | Achievable | MW | After Competition Groups | 0.14476 | 0 | 0 | 1585.5862 | 9.1295e-05 | 65 | Commercial_2037_Achievable_MW_After Competition Groups_65 | Efficient compressor motor | 0.00913% | 0 | 0.14476 | Commercial_2037_Achievable_MW_After Competition Groups_Efficient compressor motor
Commercial | Com ¦ HVAC Optimization | 2037 | Economic | MW | After Competition Groups | 0.16197 | 0 | 0 | 1963.203 | 8.2504e-05 | 67 | Commercial_2037_Economic_MW_After Competition Groups_67 | HVAC Optimization | 0.00825% | 0 | 0.16197 | Commercial_2037_Economic_MW_After Competition Groups_HVAC Optimization
Commercial | Com ¦ Auto Off Time Switch or Time Clock control | 2037 | Technical | MW | After Competition Groups | 0.1946 | 0 | 0 | 2643.1838 | 7.3624e-05 | 82 | Commercial_2037_Technical_MW_After Competition Groups_82 | Auto Off Time Switch or Time Clock control | 0.007362% | 0 | 0.1946 | Commercial_2037_Technical_MW_After Competition Groups_Auto Off Time Switch or Time Clock control
Commercial | Com ¦ HVAC Optimization | 2037 | Achievable | MW | After Competition Groups | 0.11357 | 0 | 0 | 1585.5862 | 7.1627e-05 | 66 | Commercial_2037_Achievable_MW_After Competition Groups_66 | HVAC Optimization | 0.007163% | 0 | 0.11357 | Commercial_2037_Achievable_MW_After Competition Groups_HVAC Optimization
Commercial | Com ¦ CEE Tier 2/Energy Star Clothes Washers | 2037 | Technical | MW | After Competition Groups | 0.18906 | 0 | 0 | 2643.1838 | 7.1528e-05 | 83 | Commercial_2037_Technical_MW_After Competition Groups_83 | CEE Tier 2/Energy Star Clothes Washers | 0.007153% | 0 | 0.18906 | Commercial_2037_Technical_MW_After Competition Groups_CEE Tier 2/Energy Star Clothes Washers
Commercial | Com ¦ Demand controlled Circulating Systems | 2037 | Economic | MW | After Competition Groups | 0.13216 | 0 | 0 | 1963.203 | 6.7318e-05 | 68 | Commercial_2037_Economic_MW_After Competition Groups_68 | Demand controlled Circulating Systems | 0.006732% | 0 | 0.13216 | Commercial_2037_Economic_MW_After Competition Groups_Demand controlled Circulating Systems
Commercial | Com ¦ Wall Insulation | 2037 | Achievable | MW | After Competition Groups | 0.10407 | 0 | 0 | 1585.5862 | 6.5638e-05 | 67 | Commercial_2037_Achievable_MW_After Competition Groups_67 | Wall Insulation | 0.006564% | 0 | 0.10407 | Commercial_2037_Achievable_MW_After Competition Groups_Wall Insulation
Commercial | Com ¦ Commercial Hot Food Holding Cabinets | 2037 | Economic | MW | After Competition Groups | 0.11956 | 0 | 0 | 1963.203 | 6.0903e-05 | 69 | Commercial_2037_Economic_MW_After Competition Groups_69 | Commercial Hot Food Holding Cabinets | 0.00609% | 0 | 0.11956 | Commercial_2037_Economic_MW_After Competition Groups_Commercial Hot Food Holding Cabinets
Commercial | Com ¦ Notched V belts for HVAC Systems | 2037 | Achievable | MW | After Competition Groups | 0.094347 | 0 | 0 | 1585.5862 | 5.9503e-05 | 68 | Commercial_2037_Achievable_MW_After Competition Groups_68 | Notched V belts for HVAC Systems | 0.00595% | 0 | 0.094347 | Commercial_2037_Achievable_MW_After Competition Groups_Notched V belts for HVAC Systems
Commercial | Com ¦ Low Flow Pre-Rinse Spray Nozzle | 2037 | Economic | MW | After Competition Groups | 0.11382 | 0 | 0 | 1963.203 | 5.7974e-05 | 70 | Commercial_2037_Economic_MW_After Competition Groups_70 | Low Flow Pre-Rinse Spray Nozzle | 0.005797% | 0 | 0.11382 | Commercial_2037_Economic_MW_After Competition Groups_Low Flow Pre-Rinse Spray Nozzle
Commercial | Com ¦ High Efficiency Small Instantaneous Water Heater | 2037 | Achievable | MW | After Competition Groups | 0.086079 | 0 | 0 | 1585.5862 | 5.4288e-05 | 69 | Commercial_2037_Achievable_MW_After Competition Groups_69 | High Efficiency Small Instantaneous Water Heater | 0.005429% | 0 | 0.086079 | Commercial_2037_Achievable_MW_After Competition Groups_High Efficiency Small Instantaneous Water Heater
Commercial | Com ¦ Low Flow Pre-Rinse Spray Nozzle | 2037 | Achievable | MW | After Competition Groups | 0.083281 | 0 | 0 | 1585.5862 | 5.2524e-05 | 70 | Commercial_2037_Achievable_MW_After Competition Groups_70 | Low Flow Pre-Rinse Spray Nozzle | 0.005252% | 0 | 0.083281 | Commercial_2037_Achievable_MW_After Competition Groups_Low Flow Pre-Rinse Spray Nozzle
Commercial | Com ¦ Demand controlled Circulating Systems | 2037 | Technical | MW | After Competition Groups | 0.13216 | 0 | 0 | 2643.1838 | 5e-05 | 84 | Commercial_2037_Technical_MW_After Competition Groups_84 | Demand controlled Circulating Systems | 0.005% | 0 | 0.13216 | Commercial_2037_Technical_MW_After Competition Groups_Demand controlled Circulating Systems
Commercial | Com ¦ Heat Pump Water Heater (50 Gallons) | 2037 | Technical | MW | After Competition Groups | 0.13049 | 0 | 0 | 2643.1838 | 4.937e-05 | 85 | Commercial_2037_Technical_MW_After Competition Groups_85 | Heat Pump Water Heater (50 Gallons) | 0.004937% | 0 | 0.13049 | Commercial_2037_Technical_MW_After Competition Groups_Heat Pump Water Heater (50 Gallons)
Commercial | Com ¦ Commercial Hot Food Holding Cabinets | 2037 | Achievable | MW | After Competition Groups | 0.076152 | 0 | 0 | 1585.5862 | 4.8028e-05 | 71 | Commercial_2037_Achievable_MW_After Competition Groups_71 | Commercial Hot Food Holding Cabinets | 0.004803% | 0 | 0.076152 | Commercial_2037_Achievable_MW_After Competition Groups_Commercial Hot Food Holding Cabinets
Commercial | Com ¦ Low Flow Pre-Rinse Spray Nozzle | 2037 | Technical | MW | After Competition Groups | 0.11382 | 0 | 0 | 2643.1838 | 4.306e-05 | 86 | Commercial_2037_Technical_MW_After Competition Groups_86 | Low Flow Pre-Rinse Spray Nozzle | 0.004306% | 0 | 0.11382 | Commercial_2037_Technical_MW_After Competition Groups_Low Flow Pre-Rinse Spray Nozzle
Commercial | Com ¦ Room AC (w/ louvered sides) 14 SEER from 12 SEER code | 2037 | Achievable | MW | After Competition Groups | 0.057024 | 0 | 0 | 1585.5862 | 3.5964e-05 | 72 | Commercial_2037_Achievable_MW_After Competition Groups_72 | Room AC (w/ louvered sides) 14 SEER from 12 SEER code | 0.003596% | 0 | 0.057024 | Commercial_2037_Achievable_MW_After Competition Groups_Room AC (w/ louvered sides) 14 SEER from 12 SEER code
Commercial | Com ¦ Condensing Unit Heaters or other Efficient Unit Heating System | 2037 | Achievable | MW | After Competition Groups | 0.049017 | 0 | 0 | 1585.5862 | 3.0914e-05 | 73 | Commercial_2037_Achievable_MW_After Competition Groups_73 | Condensing Unit Heaters or other Efficient Unit Heating System | 0.003091% | 0 | 0.049017 | Commercial_2037_Achievable_MW_After Competition Groups_Condensing Unit Heaters or other Efficient Unit Heating System
Commercial | Com ¦ Room AC (w/ louvered sides) 14 SEER from 12 SEER code | 2037 | Economic | MW | After Competition Groups | 0.057604 | 0 | 0 | 1963.203 | 2.9342e-05 | 71 | Commercial_2037_Economic_MW_After Competition Groups_71 | Room AC (w/ louvered sides) 14 SEER from 12 SEER code | 0.002934% | 0 | 0.057604 | Commercial_2037_Economic_MW_After Competition Groups_Room AC (w/ louvered sides) 14 SEER from 12 SEER code
Commercial | Com ¦ Notched V belts for HVAC Systems | 2037 | Economic | MW | After Competition Groups | 0.047052 | 0 | 0 | 1963.203 | 2.3967e-05 | 72 | Commercial_2037_Economic_MW_After Competition Groups_72 | Notched V belts for HVAC Systems | 0.002397% | 0 | 0.047052 | Commercial_2037_Economic_MW_After Competition Groups_Notched V belts for HVAC Systems
Commercial | Com ¦ Condensing Unit Heaters or other Efficient Unit Heating System | 2037 | Economic | MW | After Competition Groups | 0.04515 | 0 | 0 | 1963.203 | 2.2998e-05 | 73 | Commercial_2037_Economic_MW_After Competition Groups_73 | Condensing Unit Heaters or other Efficient Unit Heating System | 0.0023% | 0 | 0.04515 | Commercial_2037_Economic_MW_After Competition Groups_Condensing Unit Heaters or other Efficient Unit Heating System
Commercial | Com ¦ Roof Insulation/Ceiling Insulation (R25 Code to R35) | 2037 | Economic | MW | After Competition Groups | 0.03981 | 0 | 0 | 1963.203 | 2.0278e-05 | 74 | Commercial_2037_Economic_MW_After Competition Groups_74 | Roof Insulation/Ceiling Insulation (R25 Code to R35) | 0.002028% | 0 | 0.03981 | Commercial_2037_Economic_MW_After Competition Groups_Roof Insulation/Ceiling Insulation (R25 Code to R35)
Commercial | Com ¦ VSD Air Compressor | 2037 | Economic | MW | After Competition Groups | 0.034026 | 0 | 0 | 1963.203 | 1.7332e-05 | 75 | Commercial_2037_Economic_MW_After Competition Groups_75 | VSD Air Compressor | 0.001733% | 0 | 0.034026 | Commercial_2037_Economic_MW_After Competition Groups_VSD Air Compressor
Commercial | Com ¦ Condensing Unit Heaters or other Efficient Unit Heating System | 2037 | Technical | MW | After Competition Groups | 0.04515 | 0 | 0 | 2643.1838 | 1.7082e-05 | 87 | Commercial_2037_Technical_MW_After Competition Groups_87 | Condensing Unit Heaters or other Efficient Unit Heating System | 0.001708% | 0 | 0.04515 | Commercial_2037_Technical_MW_After Competition Groups_Condensing Unit Heaters or other Efficient Unit Heating System
Commercial | Com ¦ High Efficiency Chiller (avg of water and air cooled) | 2037 | Achievable | MW | After Competition Groups | 0.026601 | 0 | 0 | 1585.5862 | 1.6777e-05 | 74 | Commercial_2037_Achievable_MW_After Competition Groups_74 | High Efficiency Chiller (avg of water and air cooled) | 0.001678% | 0 | 0.026601 | Commercial_2037_Achievable_MW_After Competition Groups_High Efficiency Chiller (avg of water and air cooled)
Commercial | Com ¦ High Efficiency Chiller (avg of water and air cooled) | 2037 | Economic | MW | After Competition Groups | 0.032769 | 0 | 0 | 1963.203 | 1.6692e-05 | 76 | Commercial_2037_Economic_MW_After Competition Groups_76 | High Efficiency Chiller (avg of water and air cooled) | 0.001669% | 0 | 0.032769 | Commercial_2037_Economic_MW_After Competition Groups_High Efficiency Chiller (avg of water and air cooled)
Commercial | Com ¦ Energy Recovery Ventilation and Ventilation (Enhanced) | 2037 | Achievable | MW | After Competition Groups | 0.024895 | 0 | 0 | 1585.5862 | 1.5701e-05 | 75 | Commercial_2037_Achievable_MW_After Competition Groups_75 | Energy Recovery Ventilation and Ventilation (Enhanced) | 0.00157% | 0 | 0.024895 | Commercial_2037_Achievable_MW_After Competition Groups_Energy Recovery Ventilation and Ventilation (Enhanced)
Commercial | Com ¦ VSD Air Compressor | 2037 | Achievable | MW | After Competition Groups | 0.024462 | 0 | 0 | 1585.5862 | 1.5428e-05 | 76 | Commercial_2037_Achievable_MW_After Competition Groups_76 | VSD Air Compressor | 0.001543% | 0 | 0.024462 | Commercial_2037_Achievable_MW_After Competition Groups_VSD Air Compressor
Commercial | Com ¦ EC Plug Fan for Data Center (under cabinet) | 2037 | Economic | MW | After Competition Groups | 0.028327 | 0 | 0 | 1963.203 | 1.4429e-05 | 77 | Commercial_2037_Economic_MW_After Competition Groups_77 | EC Plug Fan for Data Center (under cabinet) | 0.001443% | 0 | 0.028327 | Commercial_2037_Economic_MW_After Competition Groups_EC Plug Fan for Data Center (under cabinet)
Commercial | Com ¦ VSD Air Compressor | 2037 | Technical | MW | After Competition Groups | 0.034026 | 0 | 0 | 2643.1838 | 1.2873e-05 | 88 | Commercial_2037_Technical_MW_After Competition Groups_88 | VSD Air Compressor | 0.001287% | 0 | 0.034026 | Commercial_2037_Technical_MW_After Competition Groups_VSD Air Compressor
Commercial | Com ¦ eCube | 2037 | Technical | MW | After Competition Groups | 0.033368 | 0 | 0 | 2643.1838 | 1.2624e-05 | 89 | Commercial_2037_Technical_MW_After Competition Groups_89 | eCube | 0.001262% | 0 | 0.033368 | Commercial_2037_Technical_MW_After Competition Groups_eCube
Commercial | Com ¦ EC Plug Fan for Data Center (under cabinet) | 2037 | Technical | MW | After Competition Groups | 0.028327 | 0 | 0 | 2643.1838 | 1.0717e-05 | 90 | Commercial_2037_Technical_MW_After Competition Groups_90 | EC Plug Fan for Data Center (under cabinet) | 0.001072% | 0 | 0.028327 | Commercial_2037_Technical_MW_After Competition Groups_EC Plug Fan for Data Center (under cabinet)
Commercial | Com ¦ EC Plug Fan for Data Center (under cabinet) | 2037 | Achievable | MW | After Competition Groups | 0.012782 | 0 | 0 | 1585.5862 | 8.0613e-06 | 77 | Commercial_2037_Achievable_MW_After Competition Groups_77 | EC Plug Fan for Data Center (under cabinet) | 0.0008061% | 0 | 0.012782 | Commercial_2037_Achievable_MW_After Competition Groups_EC Plug Fan for Data Center (under cabinet)
Commercial | Com ¦ SYNCHRONOUS BELT | 2037 | Achievable | MW | After Competition Groups | 0.011448 | 0 | 0 | 1585.5862 | 7.2201e-06 | 78 | Commercial_2037_Achievable_MW_After Competition Groups_78 | SYNCHRONOUS BELT | 0.000722% | 0 | 0.011448 | Commercial_2037_Achievable_MW_After Competition Groups_SYNCHRONOUS BELT
Commercial | Com ¦ Exterior Photocell | 2037 | Technical | MW | After Competition Groups | 0.014653 | 0 | 0 | 2643.1838 | 5.5439e-06 | 91 | Commercial_2037_Technical_MW_After Competition Groups_91 | Exterior Photocell | 0.0005544% | 0 | 0.014653 | Commercial_2037_Technical_MW_After Competition Groups_Exterior Photocell
Commercial | Com ¦ Air Curtains | 2037 | Achievable | MW | After Competition Groups | 0.0066039 | 0 | 0 | 1585.5862 | 4.165e-06 | 79 | Commercial_2037_Achievable_MW_After Competition Groups_79 | Air Curtains | 0.0004165% | 0 | 0.0066039 | Commercial_2037_Achievable_MW_After Competition Groups_Air Curtains
Commercial | Com ¦ Air Curtains | 2037 | Economic | MW | After Competition Groups | 0.0072943 | 0 | 0 | 1963.203 | 3.7155e-06 | 78 | Commercial_2037_Economic_MW_After Competition Groups_78 | Air Curtains | 0.0003716% | 0 | 0.0072943 | Commercial_2037_Economic_MW_After Competition Groups_Air Curtains
Commercial | Com ¦ Air Curtains | 2037 | Technical | MW | After Competition Groups | 0.0072943 | 0 | 0 | 2643.1838 | 2.7597e-06 | 92 | Commercial_2037_Technical_MW_After Competition Groups_92 | Air Curtains | 0.000276% | 0 | 0.0072943 | Commercial_2037_Technical_MW_After Competition Groups_Air Curtains
Commercial | Com ¦ Roof Insulation/Ceiling Insulation (R25 Code to R35) | 2037 | Achievable | MW | After Competition Groups | 0.0043457 | 0 | 0 | 1585.5862 | 2.7407e-06 | 80 | Commercial_2037_Achievable_MW_After Competition Groups_80 | Roof Insulation/Ceiling Insulation (R25 Code to R35) | 0.0002741% | 0 | 0.0043457 | Commercial_2037_Achievable_MW_After Competition Groups_Roof Insulation/Ceiling Insulation (R25 Code to R35)
Commercial | Com ¦ High Efficiency Induction Cooking | 2037 | Technical | MW | After Competition Groups | 0.0014322 | 0 | 0 | 2643.1838 | 5.4183e-07 | 93 | Commercial_2037_Technical_MW_After Competition Groups_93 | High Efficiency Induction Cooking | 5.418e-05% | 0 | 0.0014322 | Commercial_2037_Technical_MW_After Competition Groups_High Efficiency Induction Cooking
Commercial | Com ¦ Electric Convection Combination Ovens | 2037 | Achievable | MW | After Competition Groups | 0.0003606 | 0 | 0 | 1585.5862 | 2.2742e-07 | 81 | Commercial_2037_Achievable_MW_After Competition Groups_81 | Electric Convection Combination Ovens | 2.274e-05% | 0 | 0.0003606 | Commercial_2037_Achievable_MW_After Competition Groups_Electric Convection Combination Ovens
Commercial | Com ¦ Electric Convection Combination Ovens | 2037 | Economic | MW | After Competition Groups | 0.00044272 | 0 | 0 | 1963.203 | 2.2551e-07 | 79 | Commercial_2037_Economic_MW_After Competition Groups_79 | Electric Convection Combination Ovens | 2.255e-05% | 0 | 0.00044272 | Commercial_2037_Economic_MW_After Competition Groups_Electric Convection Combination Ovens
Commercial | Com ¦ Electric Convection Combination Ovens | 2037 | Technical | MW | After Competition Groups | 0.00044272 | 0 | 0 | 2643.1838 | 1.6749e-07 | 94 | Commercial_2037_Technical_MW_After Competition Groups_94 | Electric Convection Combination Ovens | 1.675e-05% | 0 | 0.00044272 | Commercial_2037_Technical_MW_After Competition Groups_Electric Convection Combination Ovens
Commercial | Com ¦ LLLC - Low Impact Application | 2037 | Achievable | MW | After Competition Groups | 1.0699e-19 | 0 | 0 | 1585.5862 | 6.7477e-23 | 82 | Commercial_2037_Achievable_MW_After Competition Groups_82 | LLLC - Low Impact Application | 6.748e-21% | 0 | 1.0699e-19 | Commercial_2037_Achievable_MW_After Competition Groups_LLLC - Low Impact Application
Commercial | Com ¦ LLLC - High Impact Application | 2037 | Achievable | MW | After Competition Groups | 5.1495e-20 | 0 | 0 | 1585.5862 | 3.2477e-23 | 83 | Commercial_2037_Achievable_MW_After Competition Groups_83 | LLLC - High Impact Application | 3.248e-21% | 0 | 5.1495e-20 | Commercial_2037_Achievable_MW_After Competition Groups_LLLC - High Impact Application
Commercial | Com ¦ Networked/Connected - High Impact Application | 2037 | Achievable | MW | After Competition Groups | 1.0585e-21 | 0 | 0 | 1585.5862 | 6.6755e-25 | 84 | Commercial_2037_Achievable_MW_After Competition Groups_84 | Networked/Connected - High Impact Application | 6.676e-23% | 0 | 1.0585e-21 | Commercial_2037_Achievable_MW_After Competition Groups_Networked/Connected - High Impact Application
Commercial | Com ¦ Networked/Connected - Low Impact Application | 2037 | Achievable | MW | After Competition Groups | 4.5713e-22 | 0 | 0 | 1585.5862 | 2.883e-25 | 85 | Commercial_2037_Achievable_MW_After Competition Groups_85 | Networked/Connected - Low Impact Application | 2.883e-23% | 0 | 4.5713e-22 | Commercial_2037_Achievable_MW_After Competition Groups_Networked/Connected - Low Impact Application
Commercial | Com ¦ Ground Source Heat Pump | 2037 | Achievable | MW | After Competition Groups | 0 | 0 | 0 | 1585.5862 | 0 | 86 | Commercial_2037_Achievable_MW_After Competition Groups_86 | Ground Source Heat Pump | 0% | 0 | 0 | Commercial_2037_Achievable_MW_After Competition Groups_Ground Source Heat Pump
Commercial | Com ¦ High R-Value Glass Doors/no-heat glass door | 2037 | Achievable | MW | After Competition Groups | 0 | 0 | 0 | 1585.5862 | 0 | 87 | Commercial_2037_Achievable_MW_After Competition Groups_87 | High R-Value Glass Doors/no-heat glass door | 0% | 0 | 0 | Commercial_2037_Achievable_MW_After Competition Groups_High R-Value Glass Doors/no-heat glass door
Commercial | Com ¦ High R-Value Glass Doors/no-heat glass door | 2037 | Economic | MW | After Competition Groups | 0 | 0 | 0 | 1963.203 | 0 | 80 | Commercial_2037_Economic_MW_After Competition Groups_80 | High R-Value Glass Doors/no-heat glass door | 0% | 0 | 0 | Commercial_2037_Economic_MW_After Competition Groups_High R-Value Glass Doors/no-heat glass door
Commercial | Com ¦ Refrigeration Commissioning | 2037 | Achievable | MW | After Competition Groups | 0 | 0 | 0 | 1585.5862 | 0 | 88 | Commercial_2037_Achievable_MW_After Competition Groups_88 | Refrigeration Commissioning | 0% | 0 | 0 | Commercial_2037_Achievable_MW_After Competition Groups_Refrigeration Commissioning
Commercial | Com ¦ Refrigeration Commissioning | 2037 | Economic | MW | After Competition Groups | 0 | 0 | 0 | 1963.203 | 0 | 81 | Commercial_2037_Economic_MW_After Competition Groups_81 | Refrigeration Commissioning | 0% | 0 | 0 | Commercial_2037_Economic_MW_After Competition Groups_Refrigeration Commissioning
Commercial | Com ¦ Building Recommissioning, Operations and Maintenance (O&M) Improvements | 2038 | Economic | MW | After Competition Groups | 242.3006 | 0 | 0 | 1979.9145 | 0.12238 | 1 | Commercial_2038_Economic_MW_After Competition Groups_1 | Building Recommissioning, Operations and Maintenance (O&M) Improvements | 12.24% | 0 | 242.3006 | Commercial_2038_Economic_MW_After Competition Groups_Building Recommissioning, Operations and Maintenance (O&M) Improvements
Commercial | Com ¦ Education and Capacity Building/Energy Behavior | 2038 | Achievable | MW | After Competition Groups | 198.3192 | 0 | 0 | 1656.2971 | 0.11974 | 1 | Commercial_2038_Achievable_MW_After Competition Groups_1 | Education and Capacity Building/Energy Behavior | 11.97% | 0 | 198.3192 | Commercial_2038_Achievable_MW_After Competition Groups_Education and Capacity Building/Energy Behavior
Commercial | Com ¦ LED Low/High Bay | 2038 | Achievable | MW | After Competition Groups | 182.4619 | 0 | 0 | 1656.2971 | 0.11016 | 2 | Commercial_2038_Achievable_MW_After Competition Groups_2 | LED Low/High Bay | 11.02% | 0 | 182.4619 | Commercial_2038_Achievable_MW_After Competition Groups_LED Low/High Bay
Commercial | Com ¦ Education and Capacity Building/Energy Behavior | 2038 | Economic | MW | After Competition Groups | 216.6534 | 0 | 0 | 1979.9145 | 0.10943 | 2 | Commercial_2038_Economic_MW_After Competition Groups_2 | Education and Capacity Building/Energy Behavior | 10.94% | 0 | 216.6534 | Commercial_2038_Economic_MW_After Competition Groups_Education and Capacity Building/Energy Behavior
Commercial | Com ¦ High Efficiency Air Source Heat Pump | 2038 | Economic | MW | After Competition Groups | 194.7068 | 0 | 0 | 1979.9145 | 0.098341 | 3 | Commercial_2038_Economic_MW_After Competition Groups_3 | High Efficiency Air Source Heat Pump | 9.834% | 0 | 194.7068 | Commercial_2038_Economic_MW_After Competition Groups_High Efficiency Air Source Heat Pump
Commercial | Com ¦ Building Recommissioning, Operations and Maintenance (O&M) Improvements | 2038 | Achievable | MW | After Competition Groups | 162.8649 | 0 | 0 | 1656.2971 | 0.098331 | 3 | Commercial_2038_Achievable_MW_After Competition Groups_3 | Building Recommissioning, Operations and Maintenance (O&M) Improvements | 9.833% | 0 | 162.8649 | Commercial_2038_Achievable_MW_After Competition Groups_Building Recommissioning, Operations and Maintenance (O&M) Improvements
Commercial | Com ¦ Central Lighting Control System | 2038 | Technical | MW | After Competition Groups | 259.6522 | 0 | 0 | 2671.9373 | 0.097178 | 1 | Commercial_2038_Technical_MW_After Competition Groups_1 | Central Lighting Control System | 9.718% | 0 | 259.6522 | Commercial_2038_Technical_MW_After Competition Groups_Central Lighting Control System
Commercial | Com ¦ Building Recommissioning, Operations and Maintenance (O&M) Improvements | 2038 | Technical | MW | After Competition Groups | 242.3006 | 0 | 0 | 2671.9373 | 0.090683 | 2 | Commercial_2038_Technical_MW_After Competition Groups_2 | Building Recommissioning, Operations and Maintenance (O&M) Improvements | 9.068% | 0 | 242.3006 | Commercial_2038_Technical_MW_After Competition Groups_Building Recommissioning, Operations and Maintenance (O&M) Improvements
Commercial | Com ¦ LED Low/High Bay | 2038 | Economic | MW | After Competition Groups | 171.7804 | 0 | 0 | 1979.9145 | 0.086762 | 4 | Commercial_2038_Economic_MW_After Competition Groups_4 | LED Low/High Bay | 8.676% | 0 | 171.7804 | Commercial_2038_Economic_MW_After Competition Groups_LED Low/High Bay
Commercial | Com ¦ LED Troffer/Surface/Suspended | 2038 | Achievable | MW | After Competition Groups | 140.1367 | 0 | 0 | 1656.2971 | 0.084608 | 4 | Commercial_2038_Achievable_MW_After Competition Groups_4 | LED Troffer/Surface/Suspended | 8.461% | 0 | 140.1367 | Commercial_2038_Achievable_MW_After Competition Groups_LED Troffer/Surface/Suspended
Commercial | Com ¦ ENERGY STAR LED LAMPS (REFLECTOR LAMPs/MR16/PAR 16) | 2038 | Achievable | MW | After Competition Groups | 134.9383 | 0 | 0 | 1656.2971 | 0.08147 | 5 | Commercial_2038_Achievable_MW_After Competition Groups_5 | ENERGY STAR LED LAMPS (REFLECTOR LAMPs/MR16/PAR 16) | 8.147% | 0 | 134.9383 | Commercial_2038_Achievable_MW_After Competition Groups_ENERGY STAR LED LAMPS (REFLECTOR LAMPs/MR16/PAR 16)
Commercial | Com ¦ Education and Capacity Building/Energy Behavior | 2038 | Technical | MW | After Competition Groups | 216.6534 | 0 | 0 | 2671.9373 | 0.081085 | 3 | Commercial_2038_Technical_MW_After Competition Groups_3 | Education and Capacity Building/Energy Behavior | 8.108% | 0 | 216.6534 | Commercial_2038_Technical_MW_After Competition Groups_Education and Capacity Building/Energy Behavior
Commercial | Com ¦ High Efficiency Air Source Heat Pump | 2038 | Technical | MW | After Competition Groups | 194.7068 | 0 | 0 | 2671.9373 | 0.072871 | 4 | Commercial_2038_Technical_MW_After Competition Groups_4 | High Efficiency Air Source Heat Pump | 7.287% | 0 | 194.7068 | Commercial_2038_Technical_MW_After Competition Groups_High Efficiency Air Source Heat Pump
Commercial | Com ¦ ENERGY STAR LED LAMPS (REFLECTOR LAMPs/MR16/PAR 16) | 2038 | Economic | MW | After Competition Groups | 137.865 | 0 | 0 | 1979.9145 | 0.069632 | 5 | Commercial_2038_Economic_MW_After Competition Groups_5 | ENERGY STAR LED LAMPS (REFLECTOR LAMPs/MR16/PAR 16) | 6.963% | 0 | 137.865 | Commercial_2038_Economic_MW_After Competition Groups_ENERGY STAR LED LAMPS (REFLECTOR LAMPs/MR16/PAR 16)
Commercial | Com ¦ LED Low/High Bay | 2038 | Technical | MW | After Competition Groups | 171.7804 | 0 | 0 | 2671.9373 | 0.064291 | 5 | Commercial_2038_Technical_MW_After Competition Groups_5 | LED Low/High Bay | 6.429% | 0 | 171.7804 | Commercial_2038_Technical_MW_After Competition Groups_LED Low/High Bay
Commercial | Com ¦ LED Troffer/Surface/Suspended | 2038 | Economic | MW | After Competition Groups | 125.7302 | 0 | 0 | 1979.9145 | 0.063503 | 6 | Commercial_2038_Economic_MW_After Competition Groups_6 | LED Troffer/Surface/Suspended | 6.35% | 0 | 125.7302 | Commercial_2038_Economic_MW_After Competition Groups_LED Troffer/Surface/Suspended
Commercial | Com ¦ Variable Refrigerant Flow Heat Pump | 2038 | Technical | MW | After Competition Groups | 148.3257 | 0 | 0 | 2671.9373 | 0.055512 | 6 | Commercial_2038_Technical_MW_After Competition Groups_6 | Variable Refrigerant Flow Heat Pump | 5.551% | 0 | 148.3257 | Commercial_2038_Technical_MW_After Competition Groups_Variable Refrigerant Flow Heat Pump
Commercial | Com ¦ ENERGY STAR LED LAMPS (REFLECTOR LAMPs/MR16/PAR 16) | 2038 | Technical | MW | After Competition Groups | 139.4758 | 0 | 0 | 2671.9373 | 0.0522 | 7 | Commercial_2038_Technical_MW_After Competition Groups_7 | ENERGY STAR LED LAMPS (REFLECTOR LAMPs/MR16/PAR 16) | 5.22% | 0 | 139.4758 | Commercial_2038_Technical_MW_After Competition Groups_ENERGY STAR LED LAMPS (REFLECTOR LAMPs/MR16/PAR 16)
Commercial | Com ¦ Advanced BAS/Controllers | 2038 | Economic | MW | After Competition Groups | 100.508 | 0 | 0 | 1979.9145 | 0.050764 | 7 | Commercial_2038_Economic_MW_After Competition Groups_7 | Advanced BAS/Controllers | 5.076% | 0 | 100.508 | Commercial_2038_Economic_MW_After Competition Groups_Advanced BAS/Controllers
Commercial | Com ¦ Unitary Air-Conditioning Unit | 2038 | Technical | MW | After Competition Groups | 130.2508 | 0 | 0 | 2671.9373 | 0.048748 | 8 | Commercial_2038_Technical_MW_After Competition Groups_8 | Unitary Air-Conditioning Unit | 4.875% | 0 | 130.2508 | Commercial_2038_Technical_MW_After Competition Groups_Unitary Air-Conditioning Unit
Commercial | Com ¦ LED Replacement Lamp (Tube) | 2038 | Economic | MW | After Competition Groups | 95.0762 | 0 | 0 | 1979.9145 | 0.04802 | 8 | Commercial_2038_Economic_MW_After Competition Groups_8 | LED Replacement Lamp (Tube) | 4.802% | 0 | 95.0762 | Commercial_2038_Economic_MW_After Competition Groups_LED Replacement Lamp (Tube)
Commercial | Com ¦ LED Replacement Lamp (Tube) | 2038 | Achievable | MW | After Competition Groups | 79.1208 | 0 | 0 | 1656.2971 | 0.04777 | 6 | Commercial_2038_Achievable_MW_After Competition Groups_6 | LED Replacement Lamp (Tube) | 4.777% | 0 | 79.1208 | Commercial_2038_Achievable_MW_After Competition Groups_LED Replacement Lamp (Tube)
Commercial | Com ¦ LED Troffer/Surface/Suspended | 2038 | Technical | MW | After Competition Groups | 125.7302 | 0 | 0 | 2671.9373 | 0.047056 | 9 | Commercial_2038_Technical_MW_After Competition Groups_9 | LED Troffer/Surface/Suspended | 4.706% | 0 | 125.7302 | Commercial_2038_Technical_MW_After Competition Groups_LED Troffer/Surface/Suspended
Commercial | Com ¦ High Efficiency Air Source Heat Pump | 2038 | Achievable | MW | After Competition Groups | 75.9251 | 0 | 0 | 1656.2971 | 0.04584 | 7 | Commercial_2038_Achievable_MW_After Competition Groups_7 | High Efficiency Air Source Heat Pump | 4.584% | 0 | 75.9251 | Commercial_2038_Achievable_MW_After Competition Groups_High Efficiency Air Source Heat Pump
Commercial | Com ¦ Advanced BAS/Controllers | 2038 | Achievable | MW | After Competition Groups | 70.4259 | 0 | 0 | 1656.2971 | 0.04252 | 8 | Commercial_2038_Achievable_MW_After Competition Groups_8 | Advanced BAS/Controllers | 4.252% | 0 | 70.4259 | Commercial_2038_Achievable_MW_After Competition Groups_Advanced BAS/Controllers
Commercial | Com ¦ Unitary Air-Conditioning Unit | 2038 | Achievable | MW | After Competition Groups | 70.1204 | 0 | 0 | 1656.2971 | 0.042336 | 9 | Commercial_2038_Achievable_MW_After Competition Groups_9 | Unitary Air-Conditioning Unit | 4.234% | 0 | 70.1204 | Commercial_2038_Achievable_MW_After Competition Groups_Unitary Air-Conditioning Unit
Commercial | Com ¦ Unitary Air-Conditioning Unit | 2038 | Economic | MW | After Competition Groups | 75.8786 | 0 | 0 | 1979.9145 | 0.038324 | 9 | Commercial_2038_Economic_MW_After Competition Groups_9 | Unitary Air-Conditioning Unit | 3.832% | 0 | 75.8786 | Commercial_2038_Economic_MW_After Competition Groups_Unitary Air-Conditioning Unit
Commercial | Com ¦ Advanced BAS/Controllers | 2038 | Technical | MW | After Competition Groups | 100.508 | 0 | 0 | 2671.9373 | 0.037616 | 10 | Commercial_2038_Technical_MW_After Competition Groups_10 | Advanced BAS/Controllers | 3.762% | 0 | 100.508 | Commercial_2038_Technical_MW_After Competition Groups_Advanced BAS/Controllers
Commercial | Com ¦ LED Replacement Lamp (Tube) | 2038 | Technical | MW | After Competition Groups | 95.0762 | 0 | 0 | 2671.9373 | 0.035583 | 11 | Commercial_2038_Technical_MW_After Competition Groups_11 | LED Replacement Lamp (Tube) | 3.558% | 0 | 95.0762 | Commercial_2038_Technical_MW_After Competition Groups_LED Replacement Lamp (Tube)
Commercial | Com ¦ Smart Strip Plug Outlets | 2038 | Technical | MW | After Competition Groups | 74.3022 | 0 | 0 | 2671.9373 | 0.027808 | 12 | Commercial_2038_Technical_MW_After Competition Groups_12 | Smart Strip Plug Outlets | 2.781% | 0 | 74.3022 | Commercial_2038_Technical_MW_After Competition Groups_Smart Strip Plug Outlets
Commercial | Com ¦ Adaptive Thermostats | 2038 | Achievable | MW | After Competition Groups | 41.4297 | 0 | 0 | 1656.2971 | 0.025013 | 10 | Commercial_2038_Achievable_MW_After Competition Groups_10 | Adaptive Thermostats | 2.501% | 0 | 41.4297 | Commercial_2038_Achievable_MW_After Competition Groups_Adaptive Thermostats
Commercial | Com ¦ Refrigerated Display Case Doors | 2038 | Economic | MW | After Competition Groups | 45.9574 | 0 | 0 | 1979.9145 | 0.023212 | 10 | Commercial_2038_Economic_MW_After Competition Groups_10 | Refrigerated Display Case Doors | 2.321% | 0 | 45.9574 | Commercial_2038_Economic_MW_After Competition Groups_Refrigerated Display Case Doors
Commercial | Com ¦ Refrigerated Display Case Doors | 2038 | Achievable | MW | After Competition Groups | 37.4006 | 0 | 0 | 1656.2971 | 0.022581 | 11 | Commercial_2038_Achievable_MW_After Competition Groups_11 | Refrigerated Display Case Doors | 2.258% | 0 | 37.4006 | Commercial_2038_Achievable_MW_After Competition Groups_Refrigerated Display Case Doors
Commercial | Com ¦ Adaptive Thermostats | 2038 | Economic | MW | After Competition Groups | 43.3859 | 0 | 0 | 1979.9145 | 0.021913 | 11 | Commercial_2038_Economic_MW_After Competition Groups_11 | Adaptive Thermostats | 2.191% | 0 | 43.3859 | Commercial_2038_Economic_MW_After Competition Groups_Adaptive Thermostats
Commercial | Com ¦ Refrigerated Display Case Doors | 2038 | Technical | MW | After Competition Groups | 56.6523 | 0 | 0 | 2671.9373 | 0.021203 | 13 | Commercial_2038_Technical_MW_After Competition Groups_13 | Refrigerated Display Case Doors | 2.12% | 0 | 56.6523 | Commercial_2038_Technical_MW_After Competition Groups_Refrigerated Display Case Doors
Commercial | Com ¦ Strip Curtains | 2038 | Achievable | MW | After Competition Groups | 32.9964 | 0 | 0 | 1656.2971 | 0.019922 | 12 | Commercial_2038_Achievable_MW_After Competition Groups_12 | Strip Curtains | 1.992% | 0 | 32.9964 | Commercial_2038_Achievable_MW_After Competition Groups_Strip Curtains
Commercial | Com ¦ Data Center Storage/Server Virtualization | 2038 | Economic | MW | After Competition Groups | 38.2789 | 0 | 0 | 1979.9145 | 0.019334 | 12 | Commercial_2038_Economic_MW_After Competition Groups_12 | Data Center Storage/Server Virtualization | 1.933% | 0 | 38.2789 | Commercial_2038_Economic_MW_After Competition Groups_Data Center Storage/Server Virtualization
Commercial | Com ¦ Reach-in Shaded Pole to ECM/PSC Evaporator Fan Motor | 2038 | Economic | MW | After Competition Groups | 37.7353 | 0 | 0 | 1979.9145 | 0.019059 | 13 | Commercial_2038_Economic_MW_After Competition Groups_13 | Reach-in Shaded Pole to ECM/PSC Evaporator Fan Motor | 1.906% | 0 | 37.7353 | Commercial_2038_Economic_MW_After Competition Groups_Reach-in Shaded Pole to ECM/PSC Evaporator Fan Motor
Commercial | Com ¦ Variable Refrigerant Flow Heat Pump | 2038 | Achievable | MW | After Competition Groups | 31.4322 | 0 | 0 | 1656.2971 | 0.018977 | 13 | Commercial_2038_Achievable_MW_After Competition Groups_13 | Variable Refrigerant Flow Heat Pump | 1.898% | 0 | 31.4322 | Commercial_2038_Achievable_MW_After Competition Groups_Variable Refrigerant Flow Heat Pump
Commercial | Com ¦ Furnace Tune-Up | 2038 | Achievable | MW | After Competition Groups | 30.9618 | 0 | 0 | 1656.2971 | 0.018693 | 14 | Commercial_2038_Achievable_MW_After Competition Groups_14 | Furnace Tune-Up | 1.869% | 0 | 30.9618 | Commercial_2038_Achievable_MW_After Competition Groups_Furnace Tune-Up
Commercial | Com ¦ Demand Control Ventilation | 2038 | Economic | MW | After Competition Groups | 36.8455 | 0 | 0 | 1979.9145 | 0.01861 | 14 | Commercial_2038_Economic_MW_After Competition Groups_14 | Demand Control Ventilation | 1.861% | 0 | 36.8455 | Commercial_2038_Economic_MW_After Competition Groups_Demand Control Ventilation
Commercial | Com ¦ Data Center Storage/Server Virtualization | 2038 | Achievable | MW | After Competition Groups | 30.3323 | 0 | 0 | 1656.2971 | 0.018313 | 15 | Commercial_2038_Achievable_MW_After Competition Groups_15 | Data Center Storage/Server Virtualization | 1.831% | 0 | 30.3323 | Commercial_2038_Achievable_MW_After Competition Groups_Data Center Storage/Server Virtualization
Commercial | Com ¦ Reach-in Shaded Pole to ECM/PSC Evaporator Fan Motor | 2038 | Achievable | MW | After Competition Groups | 29.3898 | 0 | 0 | 1656.2971 | 0.017744 | 16 | Commercial_2038_Achievable_MW_After Competition Groups_16 | Reach-in Shaded Pole to ECM/PSC Evaporator Fan Motor | 1.774% | 0 | 29.3898 | Commercial_2038_Achievable_MW_After Competition Groups_Reach-in Shaded Pole to ECM/PSC Evaporator Fan Motor
Commercial | Com ¦ Demand Control Ventilation | 2038 | Achievable | MW | After Competition Groups | 27.9921 | 0 | 0 | 1656.2971 | 0.0169 | 17 | Commercial_2038_Achievable_MW_After Competition Groups_17 | Demand Control Ventilation | 1.69% | 0 | 27.9921 | Commercial_2038_Achievable_MW_After Competition Groups_Demand Control Ventilation
Commercial | Com ¦ Strip Curtains | 2038 | Economic | MW | After Competition Groups | 33.1191 | 0 | 0 | 1979.9145 | 0.016728 | 15 | Commercial_2038_Economic_MW_After Competition Groups_15 | Strip Curtains | 1.673% | 0 | 33.1191 | Commercial_2038_Economic_MW_After Competition Groups_Strip Curtains
Commercial | Com ¦ Adaptive Thermostats | 2038 | Technical | MW | After Competition Groups | 43.6791 | 0 | 0 | 2671.9373 | 0.016347 | 14 | Commercial_2038_Technical_MW_After Competition Groups_14 | Adaptive Thermostats | 1.635% | 0 | 43.6791 | Commercial_2038_Technical_MW_After Competition Groups_Adaptive Thermostats
Commercial | Com ¦ Chilled Water Optimization | 2038 | Economic | MW | After Competition Groups | 31.8824 | 0 | 0 | 1979.9145 | 0.016103 | 16 | Commercial_2038_Economic_MW_After Competition Groups_16 | Chilled Water Optimization | 1.61% | 0 | 31.8824 | Commercial_2038_Economic_MW_After Competition Groups_Chilled Water Optimization
Commercial | Com ¦ LED or Equivalent Sign Lighting | 2038 | Achievable | MW | After Competition Groups | 26.6193 | 0 | 0 | 1656.2971 | 0.016072 | 18 | Commercial_2038_Achievable_MW_After Competition Groups_18 | LED or Equivalent Sign Lighting | 1.607% | 0 | 26.6193 | Commercial_2038_Achievable_MW_After Competition Groups_LED or Equivalent Sign Lighting
Commercial | Com ¦ Data Center Storage/Server Virtualization | 2038 | Technical | MW | After Competition Groups | 38.2789 | 0 | 0 | 2671.9373 | 0.014326 | 15 | Commercial_2038_Technical_MW_After Competition Groups_15 | Data Center Storage/Server Virtualization | 1.433% | 0 | 38.2789 | Commercial_2038_Technical_MW_After Competition Groups_Data Center Storage/Server Virtualization
Commercial | Com ¦ LED or Equivalent Sign Lighting | 2038 | Economic | MW | After Competition Groups | 28.0343 | 0 | 0 | 1979.9145 | 0.014159 | 17 | Commercial_2038_Economic_MW_After Competition Groups_17 | LED or Equivalent Sign Lighting | 1.416% | 0 | 28.0343 | Commercial_2038_Economic_MW_After Competition Groups_LED or Equivalent Sign Lighting
Commercial | Com ¦ Reach-in Shaded Pole to ECM/PSC Evaporator Fan Motor | 2038 | Technical | MW | After Competition Groups | 37.7353 | 0 | 0 | 2671.9373 | 0.014123 | 16 | Commercial_2038_Technical_MW_After Competition Groups_16 | Reach-in Shaded Pole to ECM/PSC Evaporator Fan Motor | 1.412% | 0 | 37.7353 | Commercial_2038_Technical_MW_After Competition Groups_Reach-in Shaded Pole to ECM/PSC Evaporator Fan Motor
Commercial | Com ¦ Demand Control Ventilation | 2038 | Technical | MW | After Competition Groups | 37.4678 | 0 | 0 | 2671.9373 | 0.014023 | 17 | Commercial_2038_Technical_MW_After Competition Groups_17 | Demand Control Ventilation | 1.402% | 0 | 37.4678 | Commercial_2038_Technical_MW_After Competition Groups_Demand Control Ventilation
Commercial | Com ¦ Furnace Tune-Up | 2038 | Economic | MW | After Competition Groups | 27.5932 | 0 | 0 | 1979.9145 | 0.013937 | 18 | Commercial_2038_Economic_MW_After Competition Groups_18 | Furnace Tune-Up | 1.394% | 0 | 27.5932 | Commercial_2038_Economic_MW_After Competition Groups_Furnace Tune-Up
Commercial | Com ¦ Variable Refrigerant Flow Heat Pump | 2038 | Economic | MW | After Competition Groups | 27.4306 | 0 | 0 | 1979.9145 | 0.013854 | 19 | Commercial_2038_Economic_MW_After Competition Groups_19 | Variable Refrigerant Flow Heat Pump | 1.385% | 0 | 27.4306 | Commercial_2038_Economic_MW_After Competition Groups_Variable Refrigerant Flow Heat Pump
Commercial | Com ¦ Centrally controlled desktop PC/NETWORK PC POWER MANAGEMENT SOFTWARE | 2038 | Achievable | MW | After Competition Groups | 22.5391 | 0 | 0 | 1656.2971 | 0.013608 | 19 | Commercial_2038_Achievable_MW_After Competition Groups_19 | Centrally controlled desktop PC/NETWORK PC POWER MANAGEMENT SOFTWARE | 1.361% | 0 | 22.5391 | Commercial_2038_Achievable_MW_After Competition Groups_Centrally controlled desktop PC/NETWORK PC POWER MANAGEMENT SOFTWARE
Commercial | Com ¦ Variable Frequency Drive (VFD) | 2038 | Achievable | MW | After Competition Groups | 22.0688 | 0 | 0 | 1656.2971 | 0.013324 | 20 | Commercial_2038_Achievable_MW_After Competition Groups_20 | Variable Frequency Drive (VFD) | 1.332% | 0 | 22.0688 | Commercial_2038_Achievable_MW_After Competition Groups_Variable Frequency Drive (VFD)
Commercial | Com ¦ Centrally controlled desktop PC/NETWORK PC POWER MANAGEMENT SOFTWARE | 2038 | Economic | MW | After Competition Groups | 25.4442 | 0 | 0 | 1979.9145 | 0.012851 | 20 | Commercial_2038_Economic_MW_After Competition Groups_20 | Centrally controlled desktop PC/NETWORK PC POWER MANAGEMENT SOFTWARE | 1.285% | 0 | 25.4442 | Commercial_2038_Economic_MW_After Competition Groups_Centrally controlled desktop PC/NETWORK PC POWER MANAGEMENT SOFTWARE
Commercial | Com ¦ VFD on Pumps | 2038 | Achievable | MW | After Competition Groups | 20.7369 | 0 | 0 | 1656.2971 | 0.01252 | 21 | Commercial_2038_Achievable_MW_After Competition Groups_21 | VFD on Pumps | 1.252% | 0 | 20.7369 | Commercial_2038_Achievable_MW_After Competition Groups_VFD on Pumps
Commercial | Com ¦ Strip Curtains | 2038 | Technical | MW | After Competition Groups | 33.1191 | 0 | 0 | 2671.9373 | 0.012395 | 18 | Commercial_2038_Technical_MW_After Competition Groups_18 | Strip Curtains | 1.24% | 0 | 33.1191 | Commercial_2038_Technical_MW_After Competition Groups_Strip Curtains
Commercial | Com ¦ Chilled Water Optimization | 2038 | Technical | MW | After Competition Groups | 31.8824 | 0 | 0 | 2671.9373 | 0.011932 | 19 | Commercial_2038_Technical_MW_After Competition Groups_19 | Chilled Water Optimization | 1.193% | 0 | 31.8824 | Commercial_2038_Technical_MW_After Competition Groups_Chilled Water Optimization
Commercial | Com ¦ Chilled Water Optimization | 2038 | Achievable | MW | After Competition Groups | 19.3169 | 0 | 0 | 1656.2971 | 0.011663 | 22 | Commercial_2038_Achievable_MW_After Competition Groups_22 | Chilled Water Optimization | 1.166% | 0 | 19.3169 | Commercial_2038_Achievable_MW_After Competition Groups_Chilled Water Optimization
Commercial | Com ¦ LED or Equivalent Sign Lighting | 2038 | Technical | MW | After Competition Groups | 28.0343 | 0 | 0 | 2671.9373 | 0.010492 | 20 | Commercial_2038_Technical_MW_After Competition Groups_20 | LED or Equivalent Sign Lighting | 1.049% | 0 | 28.0343 | Commercial_2038_Technical_MW_After Competition Groups_LED or Equivalent Sign Lighting
Commercial | Com ¦ Refrigerated Display Case LED | 2038 | Economic | MW | After Competition Groups | 20.5658 | 0 | 0 | 1979.9145 | 0.010387 | 21 | Commercial_2038_Economic_MW_After Competition Groups_21 | Refrigerated Display Case LED | 1.039% | 0 | 20.5658 | Commercial_2038_Economic_MW_After Competition Groups_Refrigerated Display Case LED
Commercial | Com ¦ Furnace Tune-Up | 2038 | Technical | MW | After Competition Groups | 27.5932 | 0 | 0 | 2671.9373 | 0.010327 | 21 | Commercial_2038_Technical_MW_After Competition Groups_21 | Furnace Tune-Up | 1.033% | 0 | 27.5932 | Commercial_2038_Technical_MW_After Competition Groups_Furnace Tune-Up
Commercial | Com ¦ Variable Frequency Drive (VFD) | 2038 | Economic | MW | After Competition Groups | 19.6123 | 0 | 0 | 1979.9145 | 0.0099056 | 22 | Commercial_2038_Economic_MW_After Competition Groups_22 | Variable Frequency Drive (VFD) | 0.9906% | 0 | 19.6123 | Commercial_2038_Economic_MW_After Competition Groups_Variable Frequency Drive (VFD)
Commercial | Com ¦ Adding reflective (White) roof treatment or a green roof | 2038 | Technical | MW | After Competition Groups | 25.8222 | 0 | 0 | 2671.9373 | 0.0096642 | 22 | Commercial_2038_Technical_MW_After Competition Groups_22 | Adding reflective (White) roof treatment or a green roof | 0.9664% | 0 | 25.8222 | Commercial_2038_Technical_MW_After Competition Groups_Adding reflective (White) roof treatment or a green roof
Commercial | Com ¦ Centrally controlled desktop PC/NETWORK PC POWER MANAGEMENT SOFTWARE | 2038 | Technical | MW | After Competition Groups | 25.4442 | 0 | 0 | 2671.9373 | 0.0095227 | 23 | Commercial_2038_Technical_MW_After Competition Groups_23 | Centrally controlled desktop PC/NETWORK PC POWER MANAGEMENT SOFTWARE | 0.9523% | 0 | 25.4442 | Commercial_2038_Technical_MW_After Competition Groups_Centrally controlled desktop PC/NETWORK PC POWER MANAGEMENT SOFTWARE
Commercial | Com ¦ VFD on Pumps | 2038 | Economic | MW | After Competition Groups | 18.4383 | 0 | 0 | 1979.9145 | 0.0093127 | 23 | Commercial_2038_Economic_MW_After Competition Groups_23 | VFD on Pumps | 0.9313% | 0 | 18.4383 | Commercial_2038_Economic_MW_After Competition Groups_VFD on Pumps
Commercial | Com ¦ Door Gasket Freezer/Refrigerator | 2038 | Technical | MW | After Competition Groups | 24.632 | 0 | 0 | 2671.9373 | 0.0092188 | 24 | Commercial_2038_Technical_MW_After Competition Groups_24 | Door Gasket Freezer/Refrigerator | 0.9219% | 0 | 24.632 | Commercial_2038_Technical_MW_After Competition Groups_Door Gasket Freezer/Refrigerator
Commercial | Com ¦ Refrigerated Display Case LED | 2038 | Technical | MW | After Competition Groups | 23.0597 | 0 | 0 | 2671.9373 | 0.0086303 | 25 | Commercial_2038_Technical_MW_After Competition Groups_25 | Refrigerated Display Case LED | 0.863% | 0 | 23.0597 | Commercial_2038_Technical_MW_After Competition Groups_Refrigerated Display Case LED
Commercial | Com ¦ Air Handler with Dedicated Outdoor Air Systems | 2038 | Achievable | MW | After Competition Groups | 14.1821 | 0 | 0 | 1656.2971 | 0.0085625 | 23 | Commercial_2038_Achievable_MW_After Competition Groups_23 | Air Handler with Dedicated Outdoor Air Systems | 0.8563% | 0 | 14.1821 | Commercial_2038_Achievable_MW_After Competition Groups_Air Handler with Dedicated Outdoor Air Systems
Commercial | Com ¦ Refrigeration Optimization | 2038 | Technical | MW | After Competition Groups | 21.3103 | 0 | 0 | 2671.9373 | 0.0079756 | 26 | Commercial_2038_Technical_MW_After Competition Groups_26 | Refrigeration Optimization | 0.7976% | 0 | 21.3103 | Commercial_2038_Technical_MW_After Competition Groups_Refrigeration Optimization
Commercial | Com ¦ Air Handler with Dedicated Outdoor Air Systems | 2038 | Economic | MW | After Competition Groups | 15.3061 | 0 | 0 | 1979.9145 | 0.0077307 | 24 | Commercial_2038_Economic_MW_After Competition Groups_24 | Air Handler with Dedicated Outdoor Air Systems | 0.7731% | 0 | 15.3061 | Commercial_2038_Economic_MW_After Competition Groups_Air Handler with Dedicated Outdoor Air Systems
Commercial | Com ¦ HOTEL OCCUPANCY CONTROLS (HVAC + LIGHTING) | 2038 | Technical | MW | After Competition Groups | 19.8967 | 0 | 0 | 2671.9373 | 0.0074465 | 27 | Commercial_2038_Technical_MW_After Competition Groups_27 | HOTEL OCCUPANCY CONTROLS (HVAC + LIGHTING) | 0.7447% | 0 | 19.8967 | Commercial_2038_Technical_MW_After Competition Groups_HOTEL OCCUPANCY CONTROLS (HVAC + LIGHTING)
Commercial | Com ¦ Variable Frequency Drive (VFD) | 2038 | Technical | MW | After Competition Groups | 19.6123 | 0 | 0 | 2671.9373 | 0.0073401 | 28 | Commercial_2038_Technical_MW_After Competition Groups_28 | Variable Frequency Drive (VFD) | 0.734% | 0 | 19.6123 | Commercial_2038_Technical_MW_After Competition Groups_Variable Frequency Drive (VFD)
Commercial | Com ¦ Refrigerated Display Case LED | 2038 | Achievable | MW | After Competition Groups | 12.0887 | 0 | 0 | 1656.2971 | 0.0072986 | 24 | Commercial_2038_Achievable_MW_After Competition Groups_24 | Refrigerated Display Case LED | 0.7299% | 0 | 12.0887 | Commercial_2038_Achievable_MW_After Competition Groups_Refrigerated Display Case LED
Commercial | Com ¦ VFD on Pumps | 2038 | Technical | MW | After Competition Groups | 18.4383 | 0 | 0 | 2671.9373 | 0.0069007 | 29 | Commercial_2038_Technical_MW_After Competition Groups_29 | VFD on Pumps | 0.6901% | 0 | 18.4383 | Commercial_2038_Technical_MW_After Competition Groups_VFD on Pumps
Commercial | Com ¦ ECM MOTORS FOR EVAPORATOR FANS for refrigeration (WALK-IN) | 2038 | Achievable | MW | After Competition Groups | 11.3493 | 0 | 0 | 1656.2971 | 0.0068522 | 25 | Commercial_2038_Achievable_MW_After Competition Groups_25 | ECM MOTORS FOR EVAPORATOR FANS for refrigeration (WALK-IN) | 0.6852% | 0 | 11.3493 | Commercial_2038_Achievable_MW_After Competition Groups_ECM MOTORS FOR EVAPORATOR FANS for refrigeration (WALK-IN)
Commercial | Com ¦ ENERGY STAR LED LAMPS (General Service Lamps) | 2038 | Achievable | MW | After Competition Groups | 11.0817 | 0 | 0 | 1656.2971 | 0.0066906 | 26 | Commercial_2038_Achievable_MW_After Competition Groups_26 | ENERGY STAR LED LAMPS (General Service Lamps) | 0.6691% | 0 | 11.0817 | Commercial_2038_Achievable_MW_After Competition Groups_ENERGY STAR LED LAMPS (General Service Lamps)
Commercial | Com ¦ Demand Control Kitchen Ventilation | 2038 | Economic | MW | After Competition Groups | 13.1166 | 0 | 0 | 1979.9145 | 0.0066249 | 25 | Commercial_2038_Economic_MW_After Competition Groups_25 | Demand Control Kitchen Ventilation | 0.6625% | 0 | 13.1166 | Commercial_2038_Economic_MW_After Competition Groups_Demand Control Kitchen Ventilation
Commercial | Com ¦ Demand Control Kitchen Ventilation | 2038 | Achievable | MW | After Competition Groups | 10.2221 | 0 | 0 | 1656.2971 | 0.0061717 | 27 | Commercial_2038_Achievable_MW_After Competition Groups_27 | Demand Control Kitchen Ventilation | 0.6172% | 0 | 10.2221 | Commercial_2038_Achievable_MW_After Competition Groups_Demand Control Kitchen Ventilation
Commercial | Com ¦ ENERGY STAR FREEZER | 2038 | Technical | MW | After Competition Groups | 16.1433 | 0 | 0 | 2671.9373 | 0.0060418 | 30 | Commercial_2038_Technical_MW_After Competition Groups_30 | ENERGY STAR FREEZER | 0.6042% | 0 | 16.1433 | Commercial_2038_Technical_MW_After Competition Groups_ENERGY STAR FREEZER
Commercial | Com ¦ ENERGY STAR LED LAMPS (General Service Lamps) | 2038 | Economic | MW | After Competition Groups | 11.6339 | 0 | 0 | 1979.9145 | 0.0058759 | 26 | Commercial_2038_Economic_MW_After Competition Groups_26 | ENERGY STAR LED LAMPS (General Service Lamps) | 0.5876% | 0 | 11.6339 | Commercial_2038_Economic_MW_After Competition Groups_ENERGY STAR LED LAMPS (General Service Lamps)
Commercial | Com ¦ Evaporator Fan Controls | 2038 | Achievable | MW | After Competition Groups | 9.583 | 0 | 0 | 1656.2971 | 0.0057858 | 28 | Commercial_2038_Achievable_MW_After Competition Groups_28 | Evaporator Fan Controls | 0.5786% | 0 | 9.583 | Commercial_2038_Achievable_MW_After Competition Groups_Evaporator Fan Controls
Commercial | Com ¦ Air Handler with Dedicated Outdoor Air Systems | 2038 | Technical | MW | After Competition Groups | 15.3061 | 0 | 0 | 2671.9373 | 0.0057285 | 31 | Commercial_2038_Technical_MW_After Competition Groups_31 | Air Handler with Dedicated Outdoor Air Systems | 0.5728% | 0 | 15.3061 | Commercial_2038_Technical_MW_After Competition Groups_Air Handler with Dedicated Outdoor Air Systems
Commercial | Com ¦ Freezer Case Light Sensor | 2038 | Achievable | MW | After Competition Groups | 9.3101 | 0 | 0 | 1656.2971 | 0.005621 | 29 | Commercial_2038_Achievable_MW_After Competition Groups_29 | Freezer Case Light Sensor | 0.5621% | 0 | 9.3101 | Commercial_2038_Achievable_MW_After Competition Groups_Freezer Case Light Sensor
Commercial | Com ¦ Indoor Daylight Sensors/Photocell Dimming Control | 2038 | Technical | MW | After Competition Groups | 14.922 | 0 | 0 | 2671.9373 | 0.0055847 | 32 | Commercial_2038_Technical_MW_After Competition Groups_32 | Indoor Daylight Sensors/Photocell Dimming Control | 0.5585% | 0 | 14.922 | Commercial_2038_Technical_MW_After Competition Groups_Indoor Daylight Sensors/Photocell Dimming Control
Commercial | Com ¦ ENERGY STAR ICE MACHINES - Ice Making Head | 2038 | Technical | MW | After Competition Groups | 14.8603 | 0 | 0 | 2671.9373 | 0.0055616 | 33 | Commercial_2038_Technical_MW_After Competition Groups_33 | ENERGY STAR ICE MACHINES - Ice Making Head | 0.5562% | 0 | 14.8603 | Commercial_2038_Technical_MW_After Competition Groups_ENERGY STAR ICE MACHINES - Ice Making Head
Commercial | Com ¦ Occupancy Sensors | 2038 | Economic | MW | After Competition Groups | 10.4589 | 0 | 0 | 1979.9145 | 0.0052825 | 27 | Commercial_2038_Economic_MW_After Competition Groups_27 | Occupancy Sensors | 0.5283% | 0 | 10.4589 | Commercial_2038_Economic_MW_After Competition Groups_Occupancy Sensors
Commercial | Com ¦ ECM MOTORS FOR EVAPORATOR FANS for refrigeration (WALK-IN) | 2038 | Economic | MW | After Competition Groups | 10.124 | 0 | 0 | 1979.9145 | 0.0051134 | 28 | Commercial_2038_Economic_MW_After Competition Groups_28 | ECM MOTORS FOR EVAPORATOR FANS for refrigeration (WALK-IN) | 0.5113% | 0 | 10.124 | Commercial_2038_Economic_MW_After Competition Groups_ECM MOTORS FOR EVAPORATOR FANS for refrigeration (WALK-IN)
Commercial | Com ¦ Demand Control Kitchen Ventilation | 2038 | Technical | MW | After Competition Groups | 13.1166 | 0 | 0 | 2671.9373 | 0.004909 | 34 | Commercial_2038_Technical_MW_After Competition Groups_34 | Demand Control Kitchen Ventilation | 0.4909% | 0 | 13.1166 | Commercial_2038_Technical_MW_After Competition Groups_Demand Control Kitchen Ventilation
Commercial | Com ¦ ENERGY STAR LED LAMPS (General Service Lamps) | 2038 | Technical | MW | After Competition Groups | 13.0696 | 0 | 0 | 2671.9373 | 0.0048914 | 35 | Commercial_2038_Technical_MW_After Competition Groups_35 | ENERGY STAR LED LAMPS (General Service Lamps) | 0.4891% | 0 | 13.0696 | Commercial_2038_Technical_MW_After Competition Groups_ENERGY STAR LED LAMPS (General Service Lamps)
Commercial | Com ¦ Water Source Heat Pump (4 ton) | 2038 | Economic | MW | After Competition Groups | 9.0736 | 0 | 0 | 1979.9145 | 0.0045828 | 29 | Commercial_2038_Economic_MW_After Competition Groups_29 | Water Source Heat Pump (4 ton) | 0.4583% | 0 | 9.0736 | Commercial_2038_Economic_MW_After Competition Groups_Water Source Heat Pump (4 ton)
Commercial | Com ¦ ENERGY STAR FREEZER | 2038 | Economic | MW | After Competition Groups | 8.9135 | 0 | 0 | 1979.9145 | 0.0045019 | 30 | Commercial_2038_Economic_MW_After Competition Groups_30 | ENERGY STAR FREEZER | 0.4502% | 0 | 8.9135 | Commercial_2038_Economic_MW_After Competition Groups_ENERGY STAR FREEZER
Commercial | Com ¦ Freezer Case Light Sensor | 2038 | Economic | MW | After Competition Groups | 8.7825 | 0 | 0 | 1979.9145 | 0.0044358 | 31 | Commercial_2038_Economic_MW_After Competition Groups_31 | Freezer Case Light Sensor | 0.4436% | 0 | 8.7825 | Commercial_2038_Economic_MW_After Competition Groups_Freezer Case Light Sensor
Commercial | Com ¦ Evaporator Fan Controls | 2038 | Economic | MW | After Competition Groups | 8.5548 | 0 | 0 | 1979.9145 | 0.0043208 | 32 | Commercial_2038_Economic_MW_After Competition Groups_32 | Evaporator Fan Controls | 0.4321% | 0 | 8.5548 | Commercial_2038_Economic_MW_After Competition Groups_Evaporator Fan Controls
Commercial | Com ¦ LED EXTERIOR AREA LIGHTS - LED fixture (200W) | 2038 | Achievable | MW | After Competition Groups | 6.769 | 0 | 0 | 1656.2971 | 0.0040868 | 30 | Commercial_2038_Achievable_MW_After Competition Groups_30 | LED EXTERIOR AREA LIGHTS - LED fixture (200W) | 0.4087% | 0 | 6.769 | Commercial_2038_Achievable_MW_After Competition Groups_LED EXTERIOR AREA LIGHTS - LED fixture (200W)
Commercial | Com ¦ Water Source Heat Pump (4 ton) | 2038 | Technical | MW | After Competition Groups | 10.4749 | 0 | 0 | 2671.9373 | 0.0039203 | 36 | Commercial_2038_Technical_MW_After Competition Groups_36 | Water Source Heat Pump (4 ton) | 0.392% | 0 | 10.4749 | Commercial_2038_Technical_MW_After Competition Groups_Water Source Heat Pump (4 ton)
Commercial | Com ¦ Occupancy Sensors | 2038 | Technical | MW | After Competition Groups | 10.4589 | 0 | 0 | 2671.9373 | 0.0039144 | 37 | Commercial_2038_Technical_MW_After Competition Groups_37 | Occupancy Sensors | 0.3914% | 0 | 10.4589 | Commercial_2038_Technical_MW_After Competition Groups_Occupancy Sensors
Commercial | Com ¦ LED parking lot fixture | 2038 | Achievable | MW | After Competition Groups | 6.4233 | 0 | 0 | 1656.2971 | 0.0038781 | 31 | Commercial_2038_Achievable_MW_After Competition Groups_31 | LED parking lot fixture | 0.3878% | 0 | 6.4233 | Commercial_2038_Achievable_MW_After Competition Groups_LED parking lot fixture
Commercial | Com ¦ Water Source Heat Pump (4 ton) | 2038 | Achievable | MW | After Competition Groups | 6.3938 | 0 | 0 | 1656.2971 | 0.0038603 | 32 | Commercial_2038_Achievable_MW_After Competition Groups_32 | Water Source Heat Pump (4 ton) | 0.386% | 0 | 6.3938 | Commercial_2038_Achievable_MW_After Competition Groups_Water Source Heat Pump (4 ton)
Commercial | Com ¦ ENERGY STAR Griddle (74% eff) | 2038 | Economic | MW | After Competition Groups | 7.5614 | 0 | 0 | 1979.9145 | 0.0038191 | 33 | Commercial_2038_Economic_MW_After Competition Groups_33 | ENERGY STAR Griddle (74% eff) | 0.3819% | 0 | 7.5614 | Commercial_2038_Economic_MW_After Competition Groups_ENERGY STAR Griddle (74% eff)
Commercial | Com ¦ ECM MOTORS FOR EVAPORATOR FANS for refrigeration (WALK-IN) | 2038 | Technical | MW | After Competition Groups | 10.124 | 0 | 0 | 2671.9373 | 0.003789 | 38 | Commercial_2038_Technical_MW_After Competition Groups_38 | ECM MOTORS FOR EVAPORATOR FANS for refrigeration (WALK-IN) | 0.3789% | 0 | 10.124 | Commercial_2038_Technical_MW_After Competition Groups_ECM MOTORS FOR EVAPORATOR FANS for refrigeration (WALK-IN)
Commercial | Com ¦ Door Gasket Freezer/Refrigerator | 2038 | Achievable | MW | After Competition Groups | 5.9999 | 0 | 0 | 1656.2971 | 0.0036225 | 33 | Commercial_2038_Achievable_MW_After Competition Groups_33 | Door Gasket Freezer/Refrigerator | 0.3622% | 0 | 5.9999 | Commercial_2038_Achievable_MW_After Competition Groups_Door Gasket Freezer/Refrigerator
Commercial | Com ¦ High R-Value Glass Doors/no-heat glass door | 2038 | Technical | MW | After Competition Groups | 9.6309 | 0 | 0 | 2671.9373 | 0.0036045 | 39 | Commercial_2038_Technical_MW_After Competition Groups_39 | High R-Value Glass Doors/no-heat glass door | 0.3604% | 0 | 9.6309 | Commercial_2038_Technical_MW_After Competition Groups_High R-Value Glass Doors/no-heat glass door
Commercial | Com ¦ LED EXTERIOR AREA LIGHTS - LED fixture (200W) | 2038 | Economic | MW | After Competition Groups | 7.0731 | 0 | 0 | 1979.9145 | 0.0035724 | 34 | Commercial_2038_Economic_MW_After Competition Groups_34 | LED EXTERIOR AREA LIGHTS - LED fixture (200W) | 0.3572% | 0 | 7.0731 | Commercial_2038_Economic_MW_After Competition Groups_LED EXTERIOR AREA LIGHTS - LED fixture (200W)
Commercial | Com ¦ Condensing Make Up Air Unit | 2038 | Economic | MW | After Competition Groups | 6.8832 | 0 | 0 | 1979.9145 | 0.0034765 | 35 | Commercial_2038_Economic_MW_After Competition Groups_35 | Condensing Make Up Air Unit | 0.3477% | 0 | 6.8832 | Commercial_2038_Economic_MW_After Competition Groups_Condensing Make Up Air Unit
Commercial | Com ¦ Duct Insulation, R8 | 2038 | Achievable | MW | After Competition Groups | 5.7443 | 0 | 0 | 1656.2971 | 0.0034682 | 34 | Commercial_2038_Achievable_MW_After Competition Groups_34 | Duct Insulation, R8 | 0.3468% | 0 | 5.7443 | Commercial_2038_Achievable_MW_After Competition Groups_Duct Insulation, R8
Commercial | Com ¦ LED parking lot fixture | 2038 | Economic | MW | After Competition Groups | 6.6845 | 0 | 0 | 1979.9145 | 0.0033761 | 36 | Commercial_2038_Economic_MW_After Competition Groups_36 | LED parking lot fixture | 0.3376% | 0 | 6.6845 | Commercial_2038_Economic_MW_After Competition Groups_LED parking lot fixture
Commercial | Com ¦ Freezer Case Light Sensor | 2038 | Technical | MW | After Competition Groups | 8.7825 | 0 | 0 | 2671.9373 | 0.0032869 | 40 | Commercial_2038_Technical_MW_After Competition Groups_40 | Freezer Case Light Sensor | 0.3287% | 0 | 8.7825 | Commercial_2038_Technical_MW_After Competition Groups_Freezer Case Light Sensor
Commercial | Com ¦ Evaporator Fan Controls | 2038 | Technical | MW | After Competition Groups | 8.5548 | 0 | 0 | 2671.9373 | 0.0032017 | 41 | Commercial_2038_Technical_MW_After Competition Groups_41 | Evaporator Fan Controls | 0.3202% | 0 | 8.5548 | Commercial_2038_Technical_MW_After Competition Groups_Evaporator Fan Controls
Commercial | Com ¦ ENERGY STAR Griddle (74% eff) | 2038 | Achievable | MW | After Competition Groups | 5.1541 | 0 | 0 | 1656.2971 | 0.0031119 | 35 | Commercial_2038_Achievable_MW_After Competition Groups_35 | ENERGY STAR Griddle (74% eff) | 0.3112% | 0 | 5.1541 | Commercial_2038_Achievable_MW_After Competition Groups_ENERGY STAR Griddle (74% eff)
Commercial | Com ¦ Condensing Make Up Air Unit | 2038 | Achievable | MW | After Competition Groups | 4.9023 | 0 | 0 | 1656.2971 | 0.0029598 | 36 | Commercial_2038_Achievable_MW_After Competition Groups_36 | Condensing Make Up Air Unit | 0.296% | 0 | 4.9023 | Commercial_2038_Achievable_MW_After Competition Groups_Condensing Make Up Air Unit
Commercial | Com ¦ ENERGY STAR Refrigerator | 2038 | Technical | MW | After Competition Groups | 7.77 | 0 | 0 | 2671.9373 | 0.002908 | 42 | Commercial_2038_Technical_MW_After Competition Groups_42 | ENERGY STAR Refrigerator | 0.2908% | 0 | 7.77 | Commercial_2038_Technical_MW_After Competition Groups_ENERGY STAR Refrigerator
Commercial | Com ¦ Condensing Make Up Air Unit | 2038 | Technical | MW | After Competition Groups | 7.7618 | 0 | 0 | 2671.9373 | 0.0029049 | 43 | Commercial_2038_Technical_MW_After Competition Groups_43 | Condensing Make Up Air Unit | 0.2905% | 0 | 7.7618 | Commercial_2038_Technical_MW_After Competition Groups_Condensing Make Up Air Unit
Commercial | Com ¦ ENERGY STAR Griddle (74% eff) | 2038 | Technical | MW | After Competition Groups | 7.5614 | 0 | 0 | 2671.9373 | 0.0028299 | 44 | Commercial_2038_Technical_MW_After Competition Groups_44 | ENERGY STAR Griddle (74% eff) | 0.283% | 0 | 7.5614 | Commercial_2038_Technical_MW_After Competition Groups_ENERGY STAR Griddle (74% eff)
Commercial | Com ¦ Elec Storage WH 2.30 Et | 2038 | Economic | MW | After Competition Groups | 5.5864 | 0 | 0 | 1979.9145 | 0.0028215 | 37 | Commercial_2038_Economic_MW_After Competition Groups_37 | Elec Storage WH 2.30 Et | 0.2822% | 0 | 5.5864 | Commercial_2038_Economic_MW_After Competition Groups_Elec Storage WH 2.30 Et
Commercial | Com ¦ Super-High Efficiency Furnaces (Emerging Tech) | 2038 | Technical | MW | After Competition Groups | 7.3205 | 0 | 0 | 2671.9373 | 0.0027398 | 45 | Commercial_2038_Technical_MW_After Competition Groups_45 | Super-High Efficiency Furnaces (Emerging Tech) | 0.274% | 0 | 7.3205 | Commercial_2038_Technical_MW_After Competition Groups_Super-High Efficiency Furnaces (Emerging Tech)
Commercial | Com ¦ Occupancy Sensors | 2038 | Achievable | MW | After Competition Groups | 4.4016 | 0 | 0 | 1656.2971 | 0.0026575 | 37 | Commercial_2038_Achievable_MW_After Competition Groups_37 | Occupancy Sensors | 0.2658% | 0 | 4.4016 | Commercial_2038_Achievable_MW_After Competition Groups_Occupancy Sensors
Commercial | Com ¦ LED EXTERIOR AREA LIGHTS - LED fixture (200W) | 2038 | Technical | MW | After Competition Groups | 7.0731 | 0 | 0 | 2671.9373 | 0.0026472 | 46 | Commercial_2038_Technical_MW_After Competition Groups_46 | LED EXTERIOR AREA LIGHTS - LED fixture (200W) | 0.2647% | 0 | 7.0731 | Commercial_2038_Technical_MW_After Competition Groups_LED EXTERIOR AREA LIGHTS - LED fixture (200W)
Commercial | Com ¦ Indoor Daylight Sensors/Photocell Dimming Control | 2038 | Economic | MW | After Competition Groups | 5.1241 | 0 | 0 | 1979.9145 | 0.0025881 | 38 | Commercial_2038_Economic_MW_After Competition Groups_38 | Indoor Daylight Sensors/Photocell Dimming Control | 0.2588% | 0 | 5.1241 | Commercial_2038_Economic_MW_After Competition Groups_Indoor Daylight Sensors/Photocell Dimming Control
Commercial | Com ¦ Duct Insulation, R8 | 2038 | Economic | MW | After Competition Groups | 5.1055 | 0 | 0 | 1979.9145 | 0.0025786 | 39 | Commercial_2038_Economic_MW_After Competition Groups_39 | Duct Insulation, R8 | 0.2579% | 0 | 5.1055 | Commercial_2038_Economic_MW_After Competition Groups_Duct Insulation, R8
Commercial | Com ¦ BEVERAGE VENDING MACHINE CONTROLS | 2038 | Achievable | MW | After Competition Groups | 4.2586 | 0 | 0 | 1656.2971 | 0.0025711 | 38 | Commercial_2038_Achievable_MW_After Competition Groups_38 | BEVERAGE VENDING MACHINE CONTROLS | 0.2571% | 0 | 4.2586 | Commercial_2038_Achievable_MW_After Competition Groups_BEVERAGE VENDING MACHINE CONTROLS
Commercial | Com ¦ BEVERAGE VENDING MACHINE CONTROLS | 2038 | Economic | MW | After Competition Groups | 5.0663 | 0 | 0 | 1979.9145 | 0.0025588 | 40 | Commercial_2038_Economic_MW_After Competition Groups_40 | BEVERAGE VENDING MACHINE CONTROLS | 0.2559% | 0 | 5.0663 | Commercial_2038_Economic_MW_After Competition Groups_BEVERAGE VENDING MACHINE CONTROLS
Commercial | Com ¦ LED street light fixture | 2038 | Achievable | MW | After Competition Groups | 4.2281 | 0 | 0 | 1656.2971 | 0.0025528 | 39 | Commercial_2038_Achievable_MW_After Competition Groups_39 | LED street light fixture | 0.2553% | 0 | 4.2281 | Commercial_2038_Achievable_MW_After Competition Groups_LED street light fixture
Commercial | Com ¦ LED parking lot fixture | 2038 | Technical | MW | After Competition Groups | 6.6845 | 0 | 0 | 2671.9373 | 0.0025017 | 47 | Commercial_2038_Technical_MW_After Competition Groups_47 | LED parking lot fixture | 0.2502% | 0 | 6.6845 | Commercial_2038_Technical_MW_After Competition Groups_LED parking lot fixture
Commercial | Com ¦ ENERGY STAR FREEZER | 2038 | Achievable | MW | After Competition Groups | 3.9084 | 0 | 0 | 1656.2971 | 0.0023597 | 40 | Commercial_2038_Achievable_MW_After Competition Groups_40 | ENERGY STAR FREEZER | 0.236% | 0 | 3.9084 | Commercial_2038_Achievable_MW_After Competition Groups_ENERGY STAR FREEZER
Commercial | Com ¦ Elec Storage WH 2.30 Et | 2038 | Achievable | MW | After Competition Groups | 3.7581 | 0 | 0 | 1656.2971 | 0.002269 | 41 | Commercial_2038_Achievable_MW_After Competition Groups_41 | Elec Storage WH 2.30 Et | 0.2269% | 0 | 3.7581 | Commercial_2038_Achievable_MW_After Competition Groups_Elec Storage WH 2.30 Et
Commercial | Com ¦ LED street light fixture | 2038 | Economic | MW | After Competition Groups | 4.4529 | 0 | 0 | 1979.9145 | 0.002249 | 41 | Commercial_2038_Economic_MW_After Competition Groups_41 | LED street light fixture | 0.2249% | 0 | 4.4529 | Commercial_2038_Economic_MW_After Competition Groups_LED street light fixture
Commercial | Com ¦ Refrigeration Commissioning | 2038 | Technical | MW | After Competition Groups | 5.9711 | 0 | 0 | 2671.9373 | 0.0022347 | 48 | Commercial_2038_Technical_MW_After Competition Groups_48 | Refrigeration Commissioning | 0.2235% | 0 | 5.9711 | Commercial_2038_Technical_MW_After Competition Groups_Refrigeration Commissioning
Commercial | Com ¦ Temperature Adjustment in Commercial Freezers | 2038 | Achievable | MW | After Competition Groups | 3.498 | 0 | 0 | 1656.2971 | 0.0021119 | 42 | Commercial_2038_Achievable_MW_After Competition Groups_42 | Temperature Adjustment in Commercial Freezers | 0.2112% | 0 | 3.498 | Commercial_2038_Achievable_MW_After Competition Groups_Temperature Adjustment in Commercial Freezers
Commercial | Com ¦ Elec Storage WH 2.30 Et | 2038 | Technical | MW | After Competition Groups | 5.5351 | 0 | 0 | 2671.9373 | 0.0020716 | 49 | Commercial_2038_Technical_MW_After Competition Groups_49 | Elec Storage WH 2.30 Et | 0.2072% | 0 | 5.5351 | Commercial_2038_Technical_MW_After Competition Groups_Elec Storage WH 2.30 Et
Commercial | Com ¦ Duct Insulation, R8 | 2038 | Technical | MW | After Competition Groups | 5.1055 | 0 | 0 | 2671.9373 | 0.0019108 | 50 | Commercial_2038_Technical_MW_After Competition Groups_50 | Duct Insulation, R8 | 0.1911% | 0 | 5.1055 | Commercial_2038_Technical_MW_After Competition Groups_Duct Insulation, R8
Commercial | Com ¦ BEVERAGE VENDING MACHINE CONTROLS | 2038 | Technical | MW | After Competition Groups | 5.0663 | 0 | 0 | 2671.9373 | 0.0018961 | 51 | Commercial_2038_Technical_MW_After Competition Groups_51 | BEVERAGE VENDING MACHINE CONTROLS | 0.1896% | 0 | 5.0663 | Commercial_2038_Technical_MW_After Competition Groups_BEVERAGE VENDING MACHINE CONTROLS
Commercial | Com ¦ HOTEL OCCUPANCY CONTROLS (HVAC + LIGHTING) | 2038 | Economic | MW | After Competition Groups | 3.7158 | 0 | 0 | 1979.9145 | 0.0018768 | 42 | Commercial_2038_Economic_MW_After Competition Groups_42 | HOTEL OCCUPANCY CONTROLS (HVAC + LIGHTING) | 0.1877% | 0 | 3.7158 | Commercial_2038_Economic_MW_After Competition Groups_HOTEL OCCUPANCY CONTROLS (HVAC + LIGHTING)
Commercial | Com ¦ CO Sensors for parking garage exhaust fans | 2038 | Achievable | MW | After Competition Groups | 3.1 | 0 | 0 | 1656.2971 | 0.0018716 | 43 | Commercial_2038_Achievable_MW_After Competition Groups_43 | CO Sensors for parking garage exhaust fans | 0.1872% | 0 | 3.1 | Commercial_2038_Achievable_MW_After Competition Groups_CO Sensors for parking garage exhaust fans
Commercial | Com ¦ Vertical Night Covers | 2038 | Achievable | MW | After Competition Groups | 2.9049 | 0 | 0 | 1656.2971 | 0.0017538 | 44 | Commercial_2038_Achievable_MW_After Competition Groups_44 | Vertical Night Covers | 0.1754% | 0 | 2.9049 | Commercial_2038_Achievable_MW_After Competition Groups_Vertical Night Covers
Commercial | Com ¦ CO Sensors for parking garage exhaust fans | 2038 | Economic | MW | After Competition Groups | 3.3847 | 0 | 0 | 1979.9145 | 0.0017095 | 43 | Commercial_2038_Economic_MW_After Competition Groups_43 | CO Sensors for parking garage exhaust fans | 0.171% | 0 | 3.3847 | Commercial_2038_Economic_MW_After Competition Groups_CO Sensors for parking garage exhaust fans
Commercial | Com ¦ Energy Efficient Laboratory Fume Hood | 2038 | Achievable | MW | After Competition Groups | 2.8246 | 0 | 0 | 1656.2971 | 0.0017054 | 45 | Commercial_2038_Achievable_MW_After Competition Groups_45 | Energy Efficient Laboratory Fume Hood | 0.1705% | 0 | 2.8246 | Commercial_2038_Achievable_MW_After Competition Groups_Energy Efficient Laboratory Fume Hood
Commercial | Com ¦ LED street light fixture | 2038 | Technical | MW | After Competition Groups | 4.4529 | 0 | 0 | 2671.9373 | 0.0016665 | 52 | Commercial_2038_Technical_MW_After Competition Groups_52 | LED street light fixture | 0.1667% | 0 | 4.4529 | Commercial_2038_Technical_MW_After Competition Groups_LED street light fixture
Commercial | Com ¦ Temperature Adjustment in Commercial Freezers | 2038 | Economic | MW | After Competition Groups | 3.1219 | 0 | 0 | 1979.9145 | 0.0015768 | 44 | Commercial_2038_Economic_MW_After Competition Groups_44 | Temperature Adjustment in Commercial Freezers | 0.1577% | 0 | 3.1219 | Commercial_2038_Economic_MW_After Competition Groups_Temperature Adjustment in Commercial Freezers
Commercial | Com ¦ Roof Insulation/Ceiling Insulation (R25 Code to R35) | 2038 | Technical | MW | After Competition Groups | 4.133 | 0 | 0 | 2671.9373 | 0.0015468 | 53 | Commercial_2038_Technical_MW_After Competition Groups_53 | Roof Insulation/Ceiling Insulation (R25 Code to R35) | 0.1547% | 0 | 4.133 | Commercial_2038_Technical_MW_After Competition Groups_Roof Insulation/Ceiling Insulation (R25 Code to R35)
Commercial | Com ¦ Super-High Efficiency Furnaces (Emerging Tech) | 2038 | Achievable | MW | After Competition Groups | 2.2254 | 0 | 0 | 1656.2971 | 0.0013436 | 46 | Commercial_2038_Achievable_MW_After Competition Groups_46 | Super-High Efficiency Furnaces (Emerging Tech) | 0.1344% | 0 | 2.2254 | Commercial_2038_Achievable_MW_After Competition Groups_Super-High Efficiency Furnaces (Emerging Tech)
Commercial | Com ¦ Water Heating (DHW) Pipe Insulation (Add 3/4\ Foam)" | 2038 | Achievable | MW | After Competition Groups | 2.1955 | 0 | 0 | 1656.2971 | 0.0013255 | 47 | Commercial_2038_Achievable_MW_After Competition Groups_47 | Water Heating (DHW) Pipe Insulation (Add 3/4\ Foam)" | 0.1326% | 0 | 2.1955 | Commercial_2038_Achievable_MW_After Competition Groups_Water Heating (DHW) Pipe Insulation (Add 3/4\ Foam)"
Commercial | Com ¦ Vertical Night Covers | 2038 | Economic | MW | After Competition Groups | 2.5932 | 0 | 0 | 1979.9145 | 0.0013098 | 45 | Commercial_2038_Economic_MW_After Competition Groups_45 | Vertical Night Covers | 0.131% | 0 | 2.5932 | Commercial_2038_Economic_MW_After Competition Groups_Vertical Night Covers
Commercial | Com ¦ Anti-sweat heat (ASH) controls - Cooler/Freezer | 2038 | Technical | MW | After Competition Groups | 3.4319 | 0 | 0 | 2671.9373 | 0.0012844 | 54 | Commercial_2038_Technical_MW_After Competition Groups_54 | Anti-sweat heat (ASH) controls - Cooler/Freezer | 0.1284% | 0 | 3.4319 | Commercial_2038_Technical_MW_After Competition Groups_Anti-sweat heat (ASH) controls - Cooler/Freezer
Commercial | Com ¦ Energy Efficient Laboratory Fume Hood | 2038 | Economic | MW | After Competition Groups | 2.5107 | 0 | 0 | 1979.9145 | 0.0012681 | 46 | Commercial_2038_Economic_MW_After Competition Groups_46 | Energy Efficient Laboratory Fume Hood | 0.1268% | 0 | 2.5107 | Commercial_2038_Economic_MW_After Competition Groups_Energy Efficient Laboratory Fume Hood
Commercial | Com ¦ CO Sensors for parking garage exhaust fans | 2038 | Technical | MW | After Competition Groups | 3.3847 | 0 | 0 | 2671.9373 | 0.0012668 | 55 | Commercial_2038_Technical_MW_After Competition Groups_55 | CO Sensors for parking garage exhaust fans | 0.1267% | 0 | 3.3847 | Commercial_2038_Technical_MW_After Competition Groups_CO Sensors for parking garage exhaust fans
Commercial | Com ¦ Outside Air Economizer | 2038 | Achievable | MW | After Competition Groups | 1.9529 | 0 | 0 | 1656.2971 | 0.0011791 | 48 | Commercial_2038_Achievable_MW_After Competition Groups_48 | Outside Air Economizer | 0.1179% | 0 | 1.9529 | Commercial_2038_Achievable_MW_After Competition Groups_Outside Air Economizer
Commercial | Com ¦ Temperature Adjustment in Commercial Freezers | 2038 | Technical | MW | After Competition Groups | 3.1219 | 0 | 0 | 2671.9373 | 0.0011684 | 56 | Commercial_2038_Technical_MW_After Competition Groups_56 | Temperature Adjustment in Commercial Freezers | 0.1168% | 0 | 3.1219 | Commercial_2038_Technical_MW_After Competition Groups_Temperature Adjustment in Commercial Freezers
Commercial | Com ¦ ENERGY STAR Fryer (84% eff) | 2038 | Economic | MW | After Competition Groups | 2.2228 | 0 | 0 | 1979.9145 | 0.0011227 | 47 | Commercial_2038_Economic_MW_After Competition Groups_47 | ENERGY STAR Fryer (84% eff) | 0.1123% | 0 | 2.2228 | Commercial_2038_Economic_MW_After Competition Groups_ENERGY STAR Fryer (84% eff)
Commercial | Com ¦ Ground Source Heat Pump | 2038 | Technical | MW | After Competition Groups | 2.8867 | 0 | 0 | 2671.9373 | 0.0010804 | 57 | Commercial_2038_Technical_MW_After Competition Groups_57 | Ground Source Heat Pump | 0.108% | 0 | 2.8867 | Commercial_2038_Technical_MW_After Competition Groups_Ground Source Heat Pump
Commercial | Com ¦ Water Heating (DHW) Pipe Insulation (Add 3/4\ Foam)" | 2038 | Economic | MW | After Competition Groups | 1.957 | 0 | 0 | 1979.9145 | 0.00098845 | 48 | Commercial_2038_Economic_MW_After Competition Groups_48 | Water Heating (DHW) Pipe Insulation (Add 3/4\ Foam)" | 0.09884% | 0 | 1.957 | Commercial_2038_Economic_MW_After Competition Groups_Water Heating (DHW) Pipe Insulation (Add 3/4\ Foam)"
Commercial | Com ¦ Outside Air Economizer | 2038 | Economic | MW | After Competition Groups | 1.9552 | 0 | 0 | 1979.9145 | 0.00098753 | 49 | Commercial_2038_Economic_MW_After Competition Groups_49 | Outside Air Economizer | 0.09875% | 0 | 1.9552 | Commercial_2038_Economic_MW_After Competition Groups_Outside Air Economizer
Commercial | Com ¦ Vertical Night Covers | 2038 | Technical | MW | After Competition Groups | 2.5932 | 0 | 0 | 2671.9373 | 0.00097053 | 58 | Commercial_2038_Technical_MW_After Competition Groups_58 | Vertical Night Covers | 0.09705% | 0 | 2.5932 | Commercial_2038_Technical_MW_After Competition Groups_Vertical Night Covers
Commercial | Com ¦ Energy Efficient Laboratory Fume Hood | 2038 | Technical | MW | After Competition Groups | 2.5107 | 0 | 0 | 2671.9373 | 0.00093966 | 59 | Commercial_2038_Technical_MW_After Competition Groups_59 | Energy Efficient Laboratory Fume Hood | 0.09397% | 0 | 2.5107 | Commercial_2038_Technical_MW_After Competition Groups_Energy Efficient Laboratory Fume Hood
Commercial | Com ¦ ENERGY STAR Fryer (84% eff) | 2038 | Achievable | MW | After Competition Groups | 1.5475 | 0 | 0 | 1656.2971 | 0.0009343 | 49 | Commercial_2038_Achievable_MW_After Competition Groups_49 | ENERGY STAR Fryer (84% eff) | 0.09343% | 0 | 1.5475 | Commercial_2038_Achievable_MW_After Competition Groups_ENERGY STAR Fryer (84% eff)
Commercial | Com ¦ Super-High Efficiency Furnaces (Emerging Tech) | 2038 | Economic | MW | After Competition Groups | 1.8298 | 0 | 0 | 1979.9145 | 0.00092417 | 50 | Commercial_2038_Economic_MW_After Competition Groups_50 | Super-High Efficiency Furnaces (Emerging Tech) | 0.09242% | 0 | 1.8298 | Commercial_2038_Economic_MW_After Competition Groups_Super-High Efficiency Furnaces (Emerging Tech)
Commercial | Com ¦ Suction Pipe Insulation Freezer/Refrigerator | 2038 | Achievable | MW | After Competition Groups | 1.5053 | 0 | 0 | 1656.2971 | 0.00090886 | 50 | Commercial_2038_Achievable_MW_After Competition Groups_50 | Suction Pipe Insulation Freezer/Refrigerator | 0.09089% | 0 | 1.5053 | Commercial_2038_Achievable_MW_After Competition Groups_Suction Pipe Insulation Freezer/Refrigerator
Commercial | Com ¦ ENERGY STAR Fryer (84% eff) | 2038 | Technical | MW | After Competition Groups | 2.2228 | 0 | 0 | 2671.9373 | 0.00083192 | 60 | Commercial_2038_Technical_MW_After Competition Groups_60 | ENERGY STAR Fryer (84% eff) | 0.08319% | 0 | 2.2228 | Commercial_2038_Technical_MW_After Competition Groups_ENERGY STAR Fryer (84% eff)
Commercial | Com ¦ ENERGY STAR Dishwasher | 2038 | Economic | MW | After Competition Groups | 1.562 | 0 | 0 | 1979.9145 | 0.00078894 | 51 | Commercial_2038_Economic_MW_After Competition Groups_51 | ENERGY STAR Dishwasher | 0.07889% | 0 | 1.562 | Commercial_2038_Economic_MW_After Competition Groups_ENERGY STAR Dishwasher
Commercial | Com ¦ Water Heating (DHW) Pipe Insulation (Add 3/4\ Foam)" | 2038 | Technical | MW | After Competition Groups | 1.957 | 0 | 0 | 2671.9373 | 0.00073244 | 61 | Commercial_2038_Technical_MW_After Competition Groups_61 | Water Heating (DHW) Pipe Insulation (Add 3/4\ Foam)" | 0.07324% | 0 | 1.957 | Commercial_2038_Technical_MW_After Competition Groups_Water Heating (DHW) Pipe Insulation (Add 3/4\ Foam)"
Commercial | Com ¦ Outside Air Economizer | 2038 | Technical | MW | After Competition Groups | 1.9552 | 0 | 0 | 2671.9373 | 0.00073176 | 62 | Commercial_2038_Technical_MW_After Competition Groups_62 | Outside Air Economizer | 0.07318% | 0 | 1.9552 | Commercial_2038_Technical_MW_After Competition Groups_Outside Air Economizer
Commercial | Com ¦ ENERGY STAR Steam Cookers | 2038 | Economic | MW | After Competition Groups | 1.411 | 0 | 0 | 1979.9145 | 0.00071264 | 52 | Commercial_2038_Economic_MW_After Competition Groups_52 | ENERGY STAR Steam Cookers | 0.07126% | 0 | 1.411 | Commercial_2038_Economic_MW_After Competition Groups_ENERGY STAR Steam Cookers
Commercial | Com ¦ Suction Pipe Insulation Freezer/Refrigerator | 2038 | Economic | MW | After Competition Groups | 1.3433 | 0 | 0 | 1979.9145 | 0.00067847 | 53 | Commercial_2038_Economic_MW_After Competition Groups_53 | Suction Pipe Insulation Freezer/Refrigerator | 0.06785% | 0 | 1.3433 | Commercial_2038_Economic_MW_After Competition Groups_Suction Pipe Insulation Freezer/Refrigerator
Commercial | Com ¦ Room AC (w/ louvered sides) 14 SEER from 12 SEER code | 2038 | Technical | MW | After Competition Groups | 1.7953 | 0 | 0 | 2671.9373 | 0.0006719 | 63 | Commercial_2038_Technical_MW_After Competition Groups_63 | Room AC (w/ louvered sides) 14 SEER from 12 SEER code | 0.06719% | 0 | 1.7953 | Commercial_2038_Technical_MW_After Competition Groups_Room AC (w/ louvered sides) 14 SEER from 12 SEER code
Commercial | Com ¦ ENERGY STAR Dishwasher | 2038 | Technical | MW | After Competition Groups | 1.562 | 0 | 0 | 2671.9373 | 0.00058461 | 64 | Commercial_2038_Technical_MW_After Competition Groups_64 | ENERGY STAR Dishwasher | 0.05846% | 0 | 1.562 | Commercial_2038_Technical_MW_After Competition Groups_ENERGY STAR Dishwasher
Commercial | Com ¦ ENERGY STAR Steam Cookers | 2038 | Achievable | MW | After Competition Groups | 0.95862 | 0 | 0 | 1656.2971 | 0.00057877 | 51 | Commercial_2038_Achievable_MW_After Competition Groups_51 | ENERGY STAR Steam Cookers | 0.05788% | 0 | 0.95862 | Commercial_2038_Achievable_MW_After Competition Groups_ENERGY STAR Steam Cookers
Commercial | Com ¦ LED RECESSED DOWNLIGHTS | 2038 | Technical | MW | After Competition Groups | 1.4235 | 0 | 0 | 2671.9373 | 0.00053276 | 65 | Commercial_2038_Technical_MW_After Competition Groups_65 | LED RECESSED DOWNLIGHTS | 0.05328% | 0 | 1.4235 | Commercial_2038_Technical_MW_After Competition Groups_LED RECESSED DOWNLIGHTS
Commercial | Com ¦ ENERGY STAR Steam Cookers | 2038 | Technical | MW | After Competition Groups | 1.411 | 0 | 0 | 2671.9373 | 0.00052807 | 66 | Commercial_2038_Technical_MW_After Competition Groups_66 | ENERGY STAR Steam Cookers | 0.05281% | 0 | 1.411 | Commercial_2038_Technical_MW_After Competition Groups_ENERGY STAR Steam Cookers
Commercial | Com ¦ ENERGY STAR Dishwasher | 2038 | Achievable | MW | After Competition Groups | 0.8365 | 0 | 0 | 1656.2971 | 0.00050504 | 52 | Commercial_2038_Achievable_MW_After Competition Groups_52 | ENERGY STAR Dishwasher | 0.0505% | 0 | 0.8365 | Commercial_2038_Achievable_MW_After Competition Groups_ENERGY STAR Dishwasher
Commercial | Com ¦ Suction Pipe Insulation Freezer/Refrigerator | 2038 | Technical | MW | After Competition Groups | 1.3433 | 0 | 0 | 2671.9373 | 0.00050275 | 67 | Commercial_2038_Technical_MW_After Competition Groups_67 | Suction Pipe Insulation Freezer/Refrigerator | 0.05027% | 0 | 1.3433 | Commercial_2038_Technical_MW_After Competition Groups_Suction Pipe Insulation Freezer/Refrigerator
Commercial | Com ¦ Door Gasket Freezer/Refrigerator | 2038 | Economic | MW | After Competition Groups | 0.95762 | 0 | 0 | 1979.9145 | 0.00048367 | 54 | Commercial_2038_Economic_MW_After Competition Groups_54 | Door Gasket Freezer/Refrigerator | 0.04837% | 0 | 0.95762 | Commercial_2038_Economic_MW_After Competition Groups_Door Gasket Freezer/Refrigerator
Commercial | Com ¦ Ozone Laundry Treatment | 2038 | Achievable | MW | After Competition Groups | 0.75095 | 0 | 0 | 1656.2971 | 0.00045339 | 53 | Commercial_2038_Achievable_MW_After Competition Groups_53 | Ozone Laundry Treatment | 0.04534% | 0 | 0.75095 | Commercial_2038_Achievable_MW_After Competition Groups_Ozone Laundry Treatment
Commercial | Com ¦ Evaporator Coil Defrost (Cooler) | 2038 | Technical | MW | After Competition Groups | 1.1437 | 0 | 0 | 2671.9373 | 0.00042806 | 68 | Commercial_2038_Technical_MW_After Competition Groups_68 | Evaporator Coil Defrost (Cooler) | 0.04281% | 0 | 1.1437 | Commercial_2038_Technical_MW_After Competition Groups_Evaporator Coil Defrost (Cooler)
Commercial | Com ¦ Thermostat Setback | 2038 | Achievable | MW | After Competition Groups | 0.70659 | 0 | 0 | 1656.2971 | 0.00042661 | 54 | Commercial_2038_Achievable_MW_After Competition Groups_54 | Thermostat Setback | 0.04266% | 0 | 0.70659 | Commercial_2038_Achievable_MW_After Competition Groups_Thermostat Setback
Commercial | Com ¦ Ozone Laundry Treatment | 2038 | Economic | MW | After Competition Groups | 0.80678 | 0 | 0 | 1979.9145 | 0.00040748 | 55 | Commercial_2038_Economic_MW_After Competition Groups_55 | Ozone Laundry Treatment | 0.04075% | 0 | 0.80678 | Commercial_2038_Economic_MW_After Competition Groups_Ozone Laundry Treatment
Commercial | Com ¦ Thermostat Setback | 2038 | Economic | MW | After Competition Groups | 0.79264 | 0 | 0 | 1979.9145 | 0.00040034 | 56 | Commercial_2038_Economic_MW_After Competition Groups_56 | Thermostat Setback | 0.04003% | 0 | 0.79264 | Commercial_2038_Economic_MW_After Competition Groups_Thermostat Setback
Commercial | Com ¦ Roof Insulation/Ceiling Insulation (R25 Code to R35) | 2038 | Economic | MW | After Competition Groups | 0.73099 | 0 | 0 | 1979.9145 | 0.0003692 | 57 | Commercial_2038_Economic_MW_After Competition Groups_57 | Roof Insulation/Ceiling Insulation (R25 Code to R35) | 0.03692% | 0 | 0.73099 | Commercial_2038_Economic_MW_After Competition Groups_Roof Insulation/Ceiling Insulation (R25 Code to R35)
Commercial | Com ¦ Indoor Daylight Sensors/Photocell Dimming Control | 2038 | Achievable | MW | After Competition Groups | 0.53447 | 0 | 0 | 1656.2971 | 0.00032269 | 55 | Commercial_2038_Achievable_MW_After Competition Groups_55 | Indoor Daylight Sensors/Photocell Dimming Control | 0.03227% | 0 | 0.53447 | Commercial_2038_Achievable_MW_After Competition Groups_Indoor Daylight Sensors/Photocell Dimming Control
Commercial | Com ¦ PTAC (12 EER/10,000 BTU) | 2038 | Economic | MW | After Competition Groups | 0.61923 | 0 | 0 | 1979.9145 | 0.00031276 | 58 | Commercial_2038_Economic_MW_After Competition Groups_58 | PTAC (12 EER/10,000 BTU) | 0.03128% | 0 | 0.61923 | Commercial_2038_Economic_MW_After Competition Groups_PTAC (12 EER/10,000 BTU)
Commercial | Com ¦ Ozone Laundry Treatment | 2038 | Technical | MW | After Competition Groups | 0.80678 | 0 | 0 | 2671.9373 | 0.00030194 | 69 | Commercial_2038_Technical_MW_After Competition Groups_69 | Ozone Laundry Treatment | 0.03019% | 0 | 0.80678 | Commercial_2038_Technical_MW_After Competition Groups_Ozone Laundry Treatment
Commercial | Com ¦ Thermostat Setback | 2038 | Technical | MW | After Competition Groups | 0.79264 | 0 | 0 | 2671.9373 | 0.00029665 | 70 | Commercial_2038_Technical_MW_After Competition Groups_70 | Thermostat Setback | 0.02967% | 0 | 0.79264 | Commercial_2038_Technical_MW_After Competition Groups_Thermostat Setback
Commercial | Com ¦ Wall Insulation | 2038 | Economic | MW | After Competition Groups | 0.5789 | 0 | 0 | 1979.9145 | 0.00029239 | 59 | Commercial_2038_Economic_MW_After Competition Groups_59 | Wall Insulation | 0.02924% | 0 | 0.5789 | Commercial_2038_Economic_MW_After Competition Groups_Wall Insulation
Commercial | Com ¦ SYNCHRONOUS BELT | 2038 | Technical | MW | After Competition Groups | 0.74711 | 0 | 0 | 2671.9373 | 0.00027961 | 71 | Commercial_2038_Technical_MW_After Competition Groups_71 | SYNCHRONOUS BELT | 0.02796% | 0 | 0.74711 | Commercial_2038_Technical_MW_After Competition Groups_SYNCHRONOUS BELT
Commercial | Com ¦ LED RECESSED DOWNLIGHTS | 2038 | Economic | MW | After Competition Groups | 0.54154 | 0 | 0 | 1979.9145 | 0.00027352 | 60 | Commercial_2038_Economic_MW_After Competition Groups_60 | LED RECESSED DOWNLIGHTS | 0.02735% | 0 | 0.54154 | Commercial_2038_Economic_MW_After Competition Groups_LED RECESSED DOWNLIGHTS
Commercial | Com ¦ LED RECESSED DOWNLIGHTS | 2038 | Achievable | MW | After Competition Groups | 0.43415 | 0 | 0 | 1656.2971 | 0.00026212 | 56 | Commercial_2038_Achievable_MW_After Competition Groups_56 | LED RECESSED DOWNLIGHTS | 0.02621% | 0 | 0.43415 | Commercial_2038_Achievable_MW_After Competition Groups_LED RECESSED DOWNLIGHTS
Commercial | Com ¦ PTAC (12 EER/10,000 BTU) | 2038 | Technical | MW | After Competition Groups | 0.6822 | 0 | 0 | 2671.9373 | 0.00025532 | 72 | Commercial_2038_Technical_MW_After Competition Groups_72 | PTAC (12 EER/10,000 BTU) | 0.02553% | 0 | 0.6822 | Commercial_2038_Technical_MW_After Competition Groups_PTAC (12 EER/10,000 BTU)
Commercial | Com ¦ Wall Insulation | 2038 | Technical | MW | After Competition Groups | 0.61242 | 0 | 0 | 2671.9373 | 0.00022921 | 73 | Commercial_2038_Technical_MW_After Competition Groups_73 | Wall Insulation | 0.02292% | 0 | 0.61242 | Commercial_2038_Technical_MW_After Competition Groups_Wall Insulation
Commercial | Com ¦ Solar Water Preheat (Pools/DHW) | 2038 | Economic | MW | After Competition Groups | 0.45224 | 0 | 0 | 1979.9145 | 0.00022841 | 61 | Commercial_2038_Economic_MW_After Competition Groups_61 | Solar Water Preheat (Pools/DHW) | 0.02284% | 0 | 0.45224 | Commercial_2038_Economic_MW_After Competition Groups_Solar Water Preheat (Pools/DHW)
Commercial | Com ¦ Solar Preheat Make up Air | 2038 | Technical | MW | After Competition Groups | 0.60592 | 0 | 0 | 2671.9373 | 0.00022677 | 74 | Commercial_2038_Technical_MW_After Competition Groups_74 | Solar Preheat Make up Air | 0.02268% | 0 | 0.60592 | Commercial_2038_Technical_MW_After Competition Groups_Solar Preheat Make up Air
Commercial | Com ¦ PTAC (12 EER/10,000 BTU) | 2038 | Achievable | MW | After Competition Groups | 0.37241 | 0 | 0 | 1656.2971 | 0.00022485 | 57 | Commercial_2038_Achievable_MW_After Competition Groups_57 | PTAC (12 EER/10,000 BTU) | 0.02248% | 0 | 0.37241 | Commercial_2038_Achievable_MW_After Competition Groups_PTAC (12 EER/10,000 BTU)
Commercial | COM ¦ Ductless Mini-Split Heat Pumps | 2038 | Economic | MW | After Competition Groups | 0.43172 | 0 | 0 | 1979.9145 | 0.00021805 | 62 | Commercial_2038_Economic_MW_After Competition Groups_62 | Ductless Mini-Split Heat Pumps | 0.0218% | 0 | 0.43172 | Commercial_2038_Economic_MW_After Competition Groups_Ductless Mini-Split Heat Pumps
Commercial | Com ¦ ECM MOTORS FOR HVAC APPLICATION (FAN-POWERED VAV BOX) | 2038 | Achievable | MW | After Competition Groups | 0.31029 | 0 | 0 | 1656.2971 | 0.00018734 | 58 | Commercial_2038_Achievable_MW_After Competition Groups_58 | ECM MOTORS FOR HVAC APPLICATION (FAN-POWERED VAV BOX) | 0.01873% | 0 | 0.31029 | Commercial_2038_Achievable_MW_After Competition Groups_ECM MOTORS FOR HVAC APPLICATION (FAN-POWERED VAV BOX)
Commercial | Com ¦ Efficient compressor motor | 2038 | Technical | MW | After Competition Groups | 0.46223 | 0 | 0 | 2671.9373 | 0.00017299 | 75 | Commercial_2038_Technical_MW_After Competition Groups_75 | Efficient compressor motor | 0.0173% | 0 | 0.46223 | Commercial_2038_Technical_MW_After Competition Groups_Efficient compressor motor
Commercial | COM ¦ Ductless Mini-Split Heat Pumps | 2038 | Achievable | MW | After Competition Groups | 0.28529 | 0 | 0 | 1656.2971 | 0.00017225 | 59 | Commercial_2038_Achievable_MW_After Competition Groups_59 | Ductless Mini-Split Heat Pumps | 0.01722% | 0 | 0.28529 | Commercial_2038_Achievable_MW_After Competition Groups_Ductless Mini-Split Heat Pumps
Commercial | Com ¦ Solar Water Preheat (Pools/DHW) | 2038 | Technical | MW | After Competition Groups | 0.45224 | 0 | 0 | 2671.9373 | 0.00016925 | 76 | Commercial_2038_Technical_MW_After Competition Groups_76 | Solar Water Preheat (Pools/DHW) | 0.01693% | 0 | 0.45224 | Commercial_2038_Technical_MW_After Competition Groups_Solar Water Preheat (Pools/DHW)
Commercial | Com ¦ High Efficiency Chiller (avg of water and air cooled) | 2038 | Technical | MW | After Competition Groups | 0.43773 | 0 | 0 | 2671.9373 | 0.00016383 | 77 | Commercial_2038_Technical_MW_After Competition Groups_77 | High Efficiency Chiller (avg of water and air cooled) | 0.01638% | 0 | 0.43773 | Commercial_2038_Technical_MW_After Competition Groups_High Efficiency Chiller (avg of water and air cooled)
Commercial | Com ¦ ECM MOTORS FOR HVAC APPLICATION (FAN-POWERED VAV BOX) | 2038 | Economic | MW | After Competition Groups | 0.32163 | 0 | 0 | 1979.9145 | 0.00016244 | 63 | Commercial_2038_Economic_MW_After Competition Groups_63 | ECM MOTORS FOR HVAC APPLICATION (FAN-POWERED VAV BOX) | 0.01624% | 0 | 0.32163 | Commercial_2038_Economic_MW_After Competition Groups_ECM MOTORS FOR HVAC APPLICATION (FAN-POWERED VAV BOX)
Commercial | Com ¦ HOTEL OCCUPANCY CONTROLS (HVAC + LIGHTING) | 2038 | Achievable | MW | After Competition Groups | 0.2683 | 0 | 0 | 1656.2971 | 0.00016199 | 60 | Commercial_2038_Achievable_MW_After Competition Groups_60 | HOTEL OCCUPANCY CONTROLS (HVAC + LIGHTING) | 0.0162% | 0 | 0.2683 | Commercial_2038_Achievable_MW_After Competition Groups_HOTEL OCCUPANCY CONTROLS (HVAC + LIGHTING)
Commercial | COM ¦ Ductless Mini-Split Heat Pumps | 2038 | Technical | MW | After Competition Groups | 0.43172 | 0 | 0 | 2671.9373 | 0.00016158 | 78 | Commercial_2038_Technical_MW_After Competition Groups_78 | Ductless Mini-Split Heat Pumps | 0.01616% | 0 | 0.43172 | Commercial_2038_Technical_MW_After Competition Groups_Ductless Mini-Split Heat Pumps
Commercial | Com ¦ SYNCHRONOUS BELT | 2038 | Economic | MW | After Competition Groups | 0.30145 | 0 | 0 | 1979.9145 | 0.00015225 | 64 | Commercial_2038_Economic_MW_After Competition Groups_64 | SYNCHRONOUS BELT | 0.01523% | 0 | 0.30145 | Commercial_2038_Economic_MW_After Competition Groups_SYNCHRONOUS BELT
Commercial | Com ¦ Solar Water Preheat (Pools/DHW) | 2038 | Achievable | MW | After Competition Groups | 0.2516 | 0 | 0 | 1656.2971 | 0.00015191 | 61 | Commercial_2038_Achievable_MW_After Competition Groups_61 | Solar Water Preheat (Pools/DHW) | 0.01519% | 0 | 0.2516 | Commercial_2038_Achievable_MW_After Competition Groups_Solar Water Preheat (Pools/DHW)
Commercial | Com ¦ Efficient compressor motor | 2038 | Economic | MW | After Competition Groups | 0.26161 | 0 | 0 | 1979.9145 | 0.00013213 | 65 | Commercial_2038_Economic_MW_After Competition Groups_65 | Efficient compressor motor | 0.01321% | 0 | 0.26161 | Commercial_2038_Economic_MW_After Competition Groups_Efficient compressor motor
Commercial | Com ¦ Commercial Hot Food Holding Cabinets | 2038 | Technical | MW | After Competition Groups | 0.3305 | 0 | 0 | 2671.9373 | 0.00012369 | 79 | Commercial_2038_Technical_MW_After Competition Groups_79 | Commercial Hot Food Holding Cabinets | 0.01237% | 0 | 0.3305 | Commercial_2038_Technical_MW_After Competition Groups_Commercial Hot Food Holding Cabinets
Commercial | Com ¦ ECM MOTORS FOR HVAC APPLICATION (FAN-POWERED VAV BOX) | 2038 | Technical | MW | After Competition Groups | 0.32236 | 0 | 0 | 2671.9373 | 0.00012065 | 80 | Commercial_2038_Technical_MW_After Competition Groups_80 | ECM MOTORS FOR HVAC APPLICATION (FAN-POWERED VAV BOX) | 0.01206% | 0 | 0.32236 | Commercial_2038_Technical_MW_After Competition Groups_ECM MOTORS FOR HVAC APPLICATION (FAN-POWERED VAV BOX)
Commercial | Com ¦ Auto Off Time Switch or Time Clock control | 2038 | Achievable | MW | After Competition Groups | 0.17467 | 0 | 0 | 1656.2971 | 0.00010546 | 62 | Commercial_2038_Achievable_MW_After Competition Groups_62 | Auto Off Time Switch or Time Clock control | 0.01055% | 0 | 0.17467 | Commercial_2038_Achievable_MW_After Competition Groups_Auto Off Time Switch or Time Clock control
Commercial | Com ¦ HVAC Optimization | 2038 | Technical | MW | After Competition Groups | 0.2735 | 0 | 0 | 2671.9373 | 0.00010236 | 81 | Commercial_2038_Technical_MW_After Competition Groups_81 | HVAC Optimization | 0.01024% | 0 | 0.2735 | Commercial_2038_Technical_MW_After Competition Groups_HVAC Optimization
Commercial | Com ¦ Efficient compressor motor | 2038 | Achievable | MW | After Competition Groups | 0.16593 | 0 | 0 | 1656.2971 | 0.00010018 | 63 | Commercial_2038_Achievable_MW_After Competition Groups_63 | Efficient compressor motor | 0.01002% | 0 | 0.16593 | Commercial_2038_Achievable_MW_After Competition Groups_Efficient compressor motor
Commercial | Com ¦ Auto Off Time Switch or Time Clock control | 2038 | Economic | MW | After Competition Groups | 0.19574 | 0 | 0 | 1979.9145 | 9.8863e-05 | 66 | Commercial_2038_Economic_MW_After Competition Groups_66 | Auto Off Time Switch or Time Clock control | 0.009886% | 0 | 0.19574 | Commercial_2038_Economic_MW_After Competition Groups_Auto Off Time Switch or Time Clock control
Commercial | Com ¦ CEE Tier 2/Energy Star Clothes Washers | 2038 | Economic | MW | After Competition Groups | 0.19484 | 0 | 0 | 1979.9145 | 9.8407e-05 | 67 | Commercial_2038_Economic_MW_After Competition Groups_67 | CEE Tier 2/Energy Star Clothes Washers | 0.009841% | 0 | 0.19484 | Commercial_2038_Economic_MW_After Competition Groups_CEE Tier 2/Energy Star Clothes Washers
Commercial | Com ¦ CEE Tier 2/Energy Star Clothes Washers | 2038 | Achievable | MW | After Competition Groups | 0.155 | 0 | 0 | 1656.2971 | 9.358e-05 | 64 | Commercial_2038_Achievable_MW_After Competition Groups_64 | CEE Tier 2/Energy Star Clothes Washers | 0.009358% | 0 | 0.155 | Commercial_2038_Achievable_MW_After Competition Groups_CEE Tier 2/Energy Star Clothes Washers
Commercial | Com ¦ Demand controlled Circulating Systems | 2038 | Achievable | MW | After Competition Groups | 0.14731 | 0 | 0 | 1656.2971 | 8.8939e-05 | 65 | Commercial_2038_Achievable_MW_After Competition Groups_65 | Demand controlled Circulating Systems | 0.008894% | 0 | 0.14731 | Commercial_2038_Achievable_MW_After Competition Groups_Demand controlled Circulating Systems
Commercial | Com ¦ Wall Insulation | 2038 | Achievable | MW | After Competition Groups | 0.13932 | 0 | 0 | 1656.2971 | 8.4116e-05 | 66 | Commercial_2038_Achievable_MW_After Competition Groups_66 | Wall Insulation | 0.008412% | 0 | 0.13932 | Commercial_2038_Achievable_MW_After Competition Groups_Wall Insulation
Commercial | Com ¦ HVAC Optimization | 2038 | Economic | MW | After Competition Groups | 0.16446 | 0 | 0 | 1979.9145 | 8.3064e-05 | 68 | Commercial_2038_Economic_MW_After Competition Groups_68 | HVAC Optimization | 0.008306% | 0 | 0.16446 | Commercial_2038_Economic_MW_After Competition Groups_HVAC Optimization
Commercial | Com ¦ Auto Off Time Switch or Time Clock control | 2038 | Technical | MW | After Competition Groups | 0.19574 | 0 | 0 | 2671.9373 | 7.3258e-05 | 82 | Commercial_2038_Technical_MW_After Competition Groups_82 | Auto Off Time Switch or Time Clock control | 0.007326% | 0 | 0.19574 | Commercial_2038_Technical_MW_After Competition Groups_Auto Off Time Switch or Time Clock control
Commercial | Com ¦ CEE Tier 2/Energy Star Clothes Washers | 2038 | Technical | MW | After Competition Groups | 0.19484 | 0 | 0 | 2671.9373 | 7.292e-05 | 83 | Commercial_2038_Technical_MW_After Competition Groups_83 | CEE Tier 2/Energy Star Clothes Washers | 0.007292% | 0 | 0.19484 | Commercial_2038_Technical_MW_After Competition Groups_CEE Tier 2/Energy Star Clothes Washers
Commercial | Com ¦ HVAC Optimization | 2038 | Achievable | MW | After Competition Groups | 0.11814 | 0 | 0 | 1656.2971 | 7.1329e-05 | 67 | Commercial_2038_Achievable_MW_After Competition Groups_67 | HVAC Optimization | 0.007133% | 0 | 0.11814 | Commercial_2038_Achievable_MW_After Competition Groups_HVAC Optimization
Commercial | Com ¦ Demand controlled Circulating Systems | 2038 | Economic | MW | After Competition Groups | 0.1295 | 0 | 0 | 1979.9145 | 6.5408e-05 | 69 | Commercial_2038_Economic_MW_After Competition Groups_69 | Demand controlled Circulating Systems | 0.006541% | 0 | 0.1295 | Commercial_2038_Economic_MW_After Competition Groups_Demand controlled Circulating Systems
Commercial | Com ¦ Commercial Hot Food Holding Cabinets | 2038 | Economic | MW | After Competition Groups | 0.12459 | 0 | 0 | 1979.9145 | 6.2925e-05 | 70 | Commercial_2038_Economic_MW_After Competition Groups_70 | Commercial Hot Food Holding Cabinets | 0.006293% | 0 | 0.12459 | Commercial_2038_Economic_MW_After Competition Groups_Commercial Hot Food Holding Cabinets
Commercial | Com ¦ Notched V belts for HVAC Systems | 2038 | Achievable | MW | After Competition Groups | 0.10311 | 0 | 0 | 1656.2971 | 6.2252e-05 | 68 | Commercial_2038_Achievable_MW_After Competition Groups_68 | Notched V belts for HVAC Systems | 0.006225% | 0 | 0.10311 | Commercial_2038_Achievable_MW_After Competition Groups_Notched V belts for HVAC Systems
Commercial | Com ¦ High Efficiency Small Instantaneous Water Heater | 2038 | Achievable | MW | After Competition Groups | 0.096736 | 0 | 0 | 1656.2971 | 5.8405e-05 | 69 | Commercial_2038_Achievable_MW_After Competition Groups_69 | High Efficiency Small Instantaneous Water Heater | 0.005841% | 0 | 0.096736 | Commercial_2038_Achievable_MW_After Competition Groups_High Efficiency Small Instantaneous Water Heater
Commercial | Com ¦ Low Flow Pre-Rinse Spray Nozzle | 2038 | Economic | MW | After Competition Groups | 0.11465 | 0 | 0 | 1979.9145 | 5.7904e-05 | 71 | Commercial_2038_Economic_MW_After Competition Groups_71 | Low Flow Pre-Rinse Spray Nozzle | 0.00579% | 0 | 0.11465 | Commercial_2038_Economic_MW_After Competition Groups_Low Flow Pre-Rinse Spray Nozzle
Commercial | Com ¦ Low Flow Pre-Rinse Spray Nozzle | 2038 | Achievable | MW | After Competition Groups | 0.085201 | 0 | 0 | 1656.2971 | 5.1441e-05 | 70 | Commercial_2038_Achievable_MW_After Competition Groups_70 | Low Flow Pre-Rinse Spray Nozzle | 0.005144% | 0 | 0.085201 | Commercial_2038_Achievable_MW_After Competition Groups_Low Flow Pre-Rinse Spray Nozzle
Commercial | Com ¦ Heat Pump Water Heater (50 Gallons) | 2038 | Technical | MW | After Competition Groups | 0.13598 | 0 | 0 | 2671.9373 | 5.0893e-05 | 84 | Commercial_2038_Technical_MW_After Competition Groups_84 | Heat Pump Water Heater (50 Gallons) | 0.005089% | 0 | 0.13598 | Commercial_2038_Technical_MW_After Competition Groups_Heat Pump Water Heater (50 Gallons)
Commercial | Com ¦ Commercial Hot Food Holding Cabinets | 2038 | Achievable | MW | After Competition Groups | 0.081832 | 0 | 0 | 1656.2971 | 4.9407e-05 | 71 | Commercial_2038_Achievable_MW_After Competition Groups_71 | Commercial Hot Food Holding Cabinets | 0.004941% | 0 | 0.081832 | Commercial_2038_Achievable_MW_After Competition Groups_Commercial Hot Food Holding Cabinets
Commercial | Com ¦ Demand controlled Circulating Systems | 2038 | Technical | MW | After Competition Groups | 0.1295 | 0 | 0 | 2671.9373 | 4.8468e-05 | 85 | Commercial_2038_Technical_MW_After Competition Groups_85 | Demand controlled Circulating Systems | 0.004847% | 0 | 0.1295 | Commercial_2038_Technical_MW_After Competition Groups_Demand controlled Circulating Systems
Commercial | Com ¦ Low Flow Pre-Rinse Spray Nozzle | 2038 | Technical | MW | After Competition Groups | 0.11465 | 0 | 0 | 2671.9373 | 4.2907e-05 | 86 | Commercial_2038_Technical_MW_After Competition Groups_86 | Low Flow Pre-Rinse Spray Nozzle | 0.004291% | 0 | 0.11465 | Commercial_2038_Technical_MW_After Competition Groups_Low Flow Pre-Rinse Spray Nozzle
Commercial | Com ¦ Room AC (w/ louvered sides) 14 SEER from 12 SEER code | 2038 | Achievable | MW | After Competition Groups | 0.062561 | 0 | 0 | 1656.2971 | 3.7772e-05 | 72 | Commercial_2038_Achievable_MW_After Competition Groups_72 | Room AC (w/ louvered sides) 14 SEER from 12 SEER code | 0.003777% | 0 | 0.062561 | Commercial_2038_Achievable_MW_After Competition Groups_Room AC (w/ louvered sides) 14 SEER from 12 SEER code
Commercial | Com ¦ Room AC (w/ louvered sides) 14 SEER from 12 SEER code | 2038 | Economic | MW | After Competition Groups | 0.061312 | 0 | 0 | 1979.9145 | 3.0967e-05 | 72 | Commercial_2038_Economic_MW_After Competition Groups_72 | Room AC (w/ louvered sides) 14 SEER from 12 SEER code | 0.003097% | 0 | 0.061312 | Commercial_2038_Economic_MW_After Competition Groups_Room AC (w/ louvered sides) 14 SEER from 12 SEER code
Commercial | Com ¦ Condensing Unit Heaters or other Efficient Unit Heating System | 2038 | Achievable | MW | After Competition Groups | 0.049714 | 0 | 0 | 1656.2971 | 3.0015e-05 | 73 | Commercial_2038_Achievable_MW_After Competition Groups_73 | Condensing Unit Heaters or other Efficient Unit Heating System | 0.003002% | 0 | 0.049714 | Commercial_2038_Achievable_MW_After Competition Groups_Condensing Unit Heaters or other Efficient Unit Heating System
Commercial | Com ¦ Roof Insulation/Ceiling Insulation (R25 Code to R35) | 2038 | Achievable | MW | After Competition Groups | 0.040642 | 0 | 0 | 1656.2971 | 2.4538e-05 | 74 | Commercial_2038_Achievable_MW_After Competition Groups_74 | Roof Insulation/Ceiling Insulation (R25 Code to R35) | 0.002454% | 0 | 0.040642 | Commercial_2038_Achievable_MW_After Competition Groups_Roof Insulation/Ceiling Insulation (R25 Code to R35)
Commercial | Com ¦ Notched V belts for HVAC Systems | 2038 | Economic | MW | After Competition Groups | 0.047052 | 0 | 0 | 1979.9145 | 2.3764e-05 | 73 | Commercial_2038_Economic_MW_After Competition Groups_73 | Notched V belts for HVAC Systems | 0.002376% | 0 | 0.047052 | Commercial_2038_Economic_MW_After Competition Groups_Notched V belts for HVAC Systems
Commercial | Com ¦ Condensing Unit Heaters or other Efficient Unit Heating System | 2038 | Economic | MW | After Competition Groups | 0.044242 | 0 | 0 | 1979.9145 | 2.2346e-05 | 74 | Commercial_2038_Economic_MW_After Competition Groups_74 | Condensing Unit Heaters or other Efficient Unit Heating System | 0.002235% | 0 | 0.044242 | Commercial_2038_Economic_MW_After Competition Groups_Condensing Unit Heaters or other Efficient Unit Heating System
Commercial | Com ¦ High Efficiency Chiller (avg of water and air cooled) | 2038 | Achievable | MW | After Competition Groups | 0.033525 | 0 | 0 | 1656.2971 | 2.0241e-05 | 75 | Commercial_2038_Achievable_MW_After Competition Groups_75 | High Efficiency Chiller (avg of water and air cooled) | 0.002024% | 0 | 0.033525 | Commercial_2038_Achievable_MW_After Competition Groups_High Efficiency Chiller (avg of water and air cooled)
Commercial | Com ¦ High Efficiency Chiller (avg of water and air cooled) | 2038 | Economic | MW | After Competition Groups | 0.039017 | 0 | 0 | 1979.9145 | 1.9707e-05 | 75 | Commercial_2038_Economic_MW_After Competition Groups_75 | High Efficiency Chiller (avg of water and air cooled) | 0.001971% | 0 | 0.039017 | Commercial_2038_Economic_MW_After Competition Groups_High Efficiency Chiller (avg of water and air cooled)
Commercial | Com ¦ VSD Air Compressor | 2038 | Economic | MW | After Competition Groups | 0.035502 | 0 | 0 | 1979.9145 | 1.7931e-05 | 76 | Commercial_2038_Economic_MW_After Competition Groups_76 | VSD Air Compressor | 0.001793% | 0 | 0.035502 | Commercial_2038_Economic_MW_After Competition Groups_VSD Air Compressor
Commercial | Com ¦ Energy Recovery Ventilation and Ventilation (Enhanced) | 2038 | Achievable | MW | After Competition Groups | 0.027457 | 0 | 0 | 1656.2971 | 1.6577e-05 | 76 | Commercial_2038_Achievable_MW_After Competition Groups_76 | Energy Recovery Ventilation and Ventilation (Enhanced) | 0.001658% | 0 | 0.027457 | Commercial_2038_Achievable_MW_After Competition Groups_Energy Recovery Ventilation and Ventilation (Enhanced)
Commercial | Com ¦ Condensing Unit Heaters or other Efficient Unit Heating System | 2038 | Technical | MW | After Competition Groups | 0.044242 | 0 | 0 | 2671.9373 | 1.6558e-05 | 87 | Commercial_2038_Technical_MW_After Competition Groups_87 | Condensing Unit Heaters or other Efficient Unit Heating System | 0.001656% | 0 | 0.044242 | Commercial_2038_Technical_MW_After Competition Groups_Condensing Unit Heaters or other Efficient Unit Heating System
Commercial | Com ¦ VSD Air Compressor | 2038 | Achievable | MW | After Competition Groups | 0.025955 | 0 | 0 | 1656.2971 | 1.5671e-05 | 77 | Commercial_2038_Achievable_MW_After Competition Groups_77 | VSD Air Compressor | 0.001567% | 0 | 0.025955 | Commercial_2038_Achievable_MW_After Competition Groups_VSD Air Compressor
Commercial | Com ¦ EC Plug Fan for Data Center (under cabinet) | 2038 | Economic | MW | After Competition Groups | 0.028454 | 0 | 0 | 1979.9145 | 1.4372e-05 | 77 | Commercial_2038_Economic_MW_After Competition Groups_77 | EC Plug Fan for Data Center (under cabinet) | 0.001437% | 0 | 0.028454 | Commercial_2038_Economic_MW_After Competition Groups_EC Plug Fan for Data Center (under cabinet)
Commercial | Com ¦ VSD Air Compressor | 2038 | Technical | MW | After Competition Groups | 0.035502 | 0 | 0 | 2671.9373 | 1.3287e-05 | 88 | Commercial_2038_Technical_MW_After Competition Groups_88 | VSD Air Compressor | 0.001329% | 0 | 0.035502 | Commercial_2038_Technical_MW_After Competition Groups_VSD Air Compressor
Commercial | Com ¦ eCube | 2038 | Technical | MW | After Competition Groups | 0.0352 | 0 | 0 | 2671.9373 | 1.3174e-05 | 89 | Commercial_2038_Technical_MW_After Competition Groups_89 | eCube | 0.001317% | 0 | 0.0352 | Commercial_2038_Technical_MW_After Competition Groups_eCube
Commercial | Com ¦ EC Plug Fan for Data Center (under cabinet) | 2038 | Technical | MW | After Competition Groups | 0.028454 | 0 | 0 | 2671.9373 | 1.0649e-05 | 90 | Commercial_2038_Technical_MW_After Competition Groups_90 | EC Plug Fan for Data Center (under cabinet) | 0.001065% | 0 | 0.028454 | Commercial_2038_Technical_MW_After Competition Groups_EC Plug Fan for Data Center (under cabinet)
Commercial | Com ¦ SYNCHRONOUS BELT | 2038 | Achievable | MW | After Competition Groups | 0.017229 | 0 | 0 | 1656.2971 | 1.0402e-05 | 78 | Commercial_2038_Achievable_MW_After Competition Groups_78 | SYNCHRONOUS BELT | 0.00104% | 0 | 0.017229 | Commercial_2038_Achievable_MW_After Competition Groups_SYNCHRONOUS BELT
Commercial | Com ¦ EC Plug Fan for Data Center (under cabinet) | 2038 | Achievable | MW | After Competition Groups | 0.014437 | 0 | 0 | 1656.2971 | 8.7161e-06 | 79 | Commercial_2038_Achievable_MW_After Competition Groups_79 | EC Plug Fan for Data Center (under cabinet) | 0.0008716% | 0 | 0.014437 | Commercial_2038_Achievable_MW_After Competition Groups_EC Plug Fan for Data Center (under cabinet)
Commercial | Com ¦ Exterior Photocell | 2038 | Technical | MW | After Competition Groups | 0.014359 | 0 | 0 | 2671.9373 | 5.374e-06 | 91 | Commercial_2038_Technical_MW_After Competition Groups_91 | Exterior Photocell | 0.0005374% | 0 | 0.014359 | Commercial_2038_Technical_MW_After Competition Groups_Exterior Photocell
Commercial | Com ¦ Air Curtains | 2038 | Achievable | MW | After Competition Groups | 0.0068661 | 0 | 0 | 1656.2971 | 4.1455e-06 | 80 | Commercial_2038_Achievable_MW_After Competition Groups_80 | Air Curtains | 0.0004145% | 0 | 0.0068661 | Commercial_2038_Achievable_MW_After Competition Groups_Air Curtains
Commercial | Com ¦ Air Curtains | 2038 | Economic | MW | After Competition Groups | 0.0074174 | 0 | 0 | 1979.9145 | 3.7463e-06 | 78 | Commercial_2038_Economic_MW_After Competition Groups_78 | Air Curtains | 0.0003746% | 0 | 0.0074174 | Commercial_2038_Economic_MW_After Competition Groups_Air Curtains
Commercial | Com ¦ Air Curtains | 2038 | Technical | MW | After Competition Groups | 0.0074174 | 0 | 0 | 2671.9373 | 2.776e-06 | 92 | Commercial_2038_Technical_MW_After Competition Groups_92 | Air Curtains | 0.0002776% | 0 | 0.0074174 | Commercial_2038_Technical_MW_After Competition Groups_Air Curtains
Commercial | Com ¦ High Efficiency Induction Cooking | 2038 | Technical | MW | After Competition Groups | 0.0014555 | 0 | 0 | 2671.9373 | 5.4474e-07 | 93 | Commercial_2038_Technical_MW_After Competition Groups_93 | High Efficiency Induction Cooking | 5.447e-05% | 0 | 0.0014555 | Commercial_2038_Technical_MW_After Competition Groups_High Efficiency Induction Cooking
Commercial | Com ¦ Electric Convection Combination Ovens | 2038 | Economic | MW | After Competition Groups | 0.00046131 | 0 | 0 | 1979.9145 | 2.3299e-07 | 79 | Commercial_2038_Economic_MW_After Competition Groups_79 | Electric Convection Combination Ovens | 2.33e-05% | 0 | 0.00046131 | Commercial_2038_Economic_MW_After Competition Groups_Electric Convection Combination Ovens
Commercial | Com ¦ Electric Convection Combination Ovens | 2038 | Achievable | MW | After Competition Groups | 0.00037868 | 0 | 0 | 1656.2971 | 2.2863e-07 | 81 | Commercial_2038_Achievable_MW_After Competition Groups_81 | Electric Convection Combination Ovens | 2.286e-05% | 0 | 0.00037868 | Commercial_2038_Achievable_MW_After Competition Groups_Electric Convection Combination Ovens
Commercial | Com ¦ Electric Convection Combination Ovens | 2038 | Technical | MW | After Competition Groups | 0.00046131 | 0 | 0 | 2671.9373 | 1.7265e-07 | 94 | Commercial_2038_Technical_MW_After Competition Groups_94 | Electric Convection Combination Ovens | 1.726e-05% | 0 | 0.00046131 | Commercial_2038_Technical_MW_After Competition Groups_Electric Convection Combination Ovens
Commercial | Com ¦ Ground Source Heat Pump | 2038 | Achievable | MW | After Competition Groups | 7.7849e-05 | 0 | 0 | 1656.2971 | 4.7002e-08 | 82 | Commercial_2038_Achievable_MW_After Competition Groups_82 | Ground Source Heat Pump | 4.7e-06% | 0 | 7.7849e-05 | Commercial_2038_Achievable_MW_After Competition Groups_Ground Source Heat Pump
Commercial | Com ¦ LLLC - Low Impact Application | 2038 | Achievable | MW | After Competition Groups | 1.0828e-19 | 0 | 0 | 1656.2971 | 6.5377e-23 | 83 | Commercial_2038_Achievable_MW_After Competition Groups_83 | LLLC - Low Impact Application | 6.538e-21% | 0 | 1.0828e-19 | Commercial_2038_Achievable_MW_After Competition Groups_LLLC - Low Impact Application
Commercial | Com ¦ LLLC - High Impact Application | 2038 | Achievable | MW | After Competition Groups | 5.2275e-20 | 0 | 0 | 1656.2971 | 3.1561e-23 | 84 | Commercial_2038_Achievable_MW_After Competition Groups_84 | LLLC - High Impact Application | 3.156e-21% | 0 | 5.2275e-20 | Commercial_2038_Achievable_MW_After Competition Groups_LLLC - High Impact Application
Commercial | Com ¦ Networked/Connected - High Impact Application | 2038 | Achievable | MW | After Competition Groups | 1.1178e-21 | 0 | 0 | 1656.2971 | 6.7489e-25 | 85 | Commercial_2038_Achievable_MW_After Competition Groups_85 | Networked/Connected - High Impact Application | 6.749e-23% | 0 | 1.1178e-21 | Commercial_2038_Achievable_MW_After Competition Groups_Networked/Connected - High Impact Application
Commercial | Com ¦ Networked/Connected - Low Impact Application | 2038 | Achievable | MW | After Competition Groups | 4.711e-22 | 0 | 0 | 1656.2971 | 2.8443e-25 | 86 | Commercial_2038_Achievable_MW_After Competition Groups_86 | Networked/Connected - Low Impact Application | 2.844e-23% | 0 | 4.711e-22 | Commercial_2038_Achievable_MW_After Competition Groups_Networked/Connected - Low Impact Application
Commercial | Com ¦ High R-Value Glass Doors/no-heat glass door | 2038 | Achievable | MW | After Competition Groups | 0 | 0 | 0 | 1656.2971 | 0 | 87 | Commercial_2038_Achievable_MW_After Competition Groups_87 | High R-Value Glass Doors/no-heat glass door | 0% | 0 | 0 | Commercial_2038_Achievable_MW_After Competition Groups_High R-Value Glass Doors/no-heat glass door
Commercial | Com ¦ High R-Value Glass Doors/no-heat glass door | 2038 | Economic | MW | After Competition Groups | 0 | 0 | 0 | 1979.9145 | 0 | 80 | Commercial_2038_Economic_MW_After Competition Groups_80 | High R-Value Glass Doors/no-heat glass door | 0% | 0 | 0 | Commercial_2038_Economic_MW_After Competition Groups_High R-Value Glass Doors/no-heat glass door
Commercial | Com ¦ Refrigeration Commissioning | 2038 | Achievable | MW | After Competition Groups | 0 | 0 | 0 | 1656.2971 | 0 | 88 | Commercial_2038_Achievable_MW_After Competition Groups_88 | Refrigeration Commissioning | 0% | 0 | 0 | Commercial_2038_Achievable_MW_After Competition Groups_Refrigeration Commissioning
Commercial | Com ¦ Refrigeration Commissioning | 2038 | Economic | MW | After Competition Groups | 0 | 0 | 0 | 1979.9145 | 0 | 81 | Commercial_2038_Economic_MW_After Competition Groups_81 | Refrigeration Commissioning | 0% | 0 | 0 | Commercial_2038_Economic_MW_After Competition Groups_Refrigeration Commissioning
Commercial | Com ¦ Building Recommissioning, Operations and Maintenance (O&M) Improvements | 2039 | Economic | MW | After Competition Groups | 237.4303 | 0 | 0 | 1998.8489 | 0.11878 | 1 | Commercial_2039_Economic_MW_After Competition Groups_1 | Building Recommissioning, Operations and Maintenance (O&M) Improvements | 11.88% | 0 | 237.4303 | Commercial_2039_Economic_MW_After Competition Groups_Building Recommissioning, Operations and Maintenance (O&M) Improvements
Commercial | Com ¦ Education and Capacity Building/Energy Behavior | 2039 | Achievable | MW | After Competition Groups | 198.3192 | 0 | 0 | 1721.5175 | 0.1152 | 1 | Commercial_2039_Achievable_MW_After Competition Groups_1 | Education and Capacity Building/Energy Behavior | 11.52% | 0 | 198.3192 | Commercial_2039_Achievable_MW_After Competition Groups_Education and Capacity Building/Energy Behavior
Commercial | Com ¦ LED Low/High Bay | 2039 | Achievable | MW | After Competition Groups | 185.6056 | 0 | 0 | 1721.5175 | 0.10782 | 2 | Commercial_2039_Achievable_MW_After Competition Groups_2 | LED Low/High Bay | 10.78% | 0 | 185.6056 | Commercial_2039_Achievable_MW_After Competition Groups_LED Low/High Bay
Commercial | Com ¦ Education and Capacity Building/Energy Behavior | 2039 | Economic | MW | After Competition Groups | 212.2987 | 0 | 0 | 1998.8489 | 0.10621 | 2 | Commercial_2039_Economic_MW_After Competition Groups_2 | Education and Capacity Building/Energy Behavior | 10.62% | 0 | 212.2987 | Commercial_2039_Economic_MW_After Competition Groups_Education and Capacity Building/Energy Behavior
Commercial | Com ¦ Building Recommissioning, Operations and Maintenance (O&M) Improvements | 2039 | Achievable | MW | After Competition Groups | 176.9942 | 0 | 0 | 1721.5175 | 0.10281 | 3 | Commercial_2039_Achievable_MW_After Competition Groups_3 | Building Recommissioning, Operations and Maintenance (O&M) Improvements | 10.28% | 0 | 176.9942 | Commercial_2039_Achievable_MW_After Competition Groups_Building Recommissioning, Operations and Maintenance (O&M) Improvements
Commercial | Com ¦ High Efficiency Air Source Heat Pump | 2039 | Economic | MW | After Competition Groups | 203.13 | 0 | 0 | 1998.8489 | 0.10162 | 3 | Commercial_2039_Economic_MW_After Competition Groups_3 | High Efficiency Air Source Heat Pump | 10.16% | 0 | 203.13 | Commercial_2039_Economic_MW_After Competition Groups_High Efficiency Air Source Heat Pump
Commercial | Com ¦ Central Lighting Control System | 2039 | Technical | MW | After Competition Groups | 270.6023 | 0 | 0 | 2699.1245 | 0.10026 | 1 | Commercial_2039_Technical_MW_After Competition Groups_1 | Central Lighting Control System | 10.03% | 0 | 270.6023 | Commercial_2039_Technical_MW_After Competition Groups_Central Lighting Control System
Commercial | Com ¦ Building Recommissioning, Operations and Maintenance (O&M) Improvements | 2039 | Technical | MW | After Competition Groups | 237.4303 | 0 | 0 | 2699.1245 | 0.087966 | 2 | Commercial_2039_Technical_MW_After Competition Groups_2 | Building Recommissioning, Operations and Maintenance (O&M) Improvements | 8.797% | 0 | 237.4303 | Commercial_2039_Technical_MW_After Competition Groups_Building Recommissioning, Operations and Maintenance (O&M) Improvements
Commercial | Com ¦ LED Low/High Bay | 2039 | Economic | MW | After Competition Groups | 168.3276 | 0 | 0 | 1998.8489 | 0.084212 | 4 | Commercial_2039_Economic_MW_After Competition Groups_4 | LED Low/High Bay | 8.421% | 0 | 168.3276 | Commercial_2039_Economic_MW_After Competition Groups_LED Low/High Bay
Commercial | Com ¦ LED Troffer/Surface/Suspended | 2039 | Achievable | MW | After Competition Groups | 141.6803 | 0 | 0 | 1721.5175 | 0.0823 | 4 | Commercial_2039_Achievable_MW_After Competition Groups_4 | LED Troffer/Surface/Suspended | 8.23% | 0 | 141.6803 | Commercial_2039_Achievable_MW_After Competition Groups_LED Troffer/Surface/Suspended
Commercial | Com ¦ ENERGY STAR LED LAMPS (REFLECTOR LAMPs/MR16/PAR 16) | 2039 | Achievable | MW | After Competition Groups | 136.9923 | 0 | 0 | 1721.5175 | 0.079576 | 5 | Commercial_2039_Achievable_MW_After Competition Groups_5 | ENERGY STAR LED LAMPS (REFLECTOR LAMPs/MR16/PAR 16) | 7.958% | 0 | 136.9923 | Commercial_2039_Achievable_MW_After Competition Groups_ENERGY STAR LED LAMPS (REFLECTOR LAMPs/MR16/PAR 16)
Commercial | Com ¦ Education and Capacity Building/Energy Behavior | 2039 | Technical | MW | After Competition Groups | 212.2987 | 0 | 0 | 2699.1245 | 0.078655 | 3 | Commercial_2039_Technical_MW_After Competition Groups_3 | Education and Capacity Building/Energy Behavior | 7.865% | 0 | 212.2987 | Commercial_2039_Technical_MW_After Competition Groups_Education and Capacity Building/Energy Behavior
Commercial | Com ¦ High Efficiency Air Source Heat Pump | 2039 | Technical | MW | After Competition Groups | 203.13 | 0 | 0 | 2699.1245 | 0.075258 | 4 | Commercial_2039_Technical_MW_After Competition Groups_4 | High Efficiency Air Source Heat Pump | 7.526% | 0 | 203.13 | Commercial_2039_Technical_MW_After Competition Groups_High Efficiency Air Source Heat Pump
Commercial | Com ¦ ENERGY STAR LED LAMPS (REFLECTOR LAMPs/MR16/PAR 16) | 2039 | Economic | MW | After Competition Groups | 138.3886 | 0 | 0 | 1998.8489 | 0.069234 | 5 | Commercial_2039_Economic_MW_After Competition Groups_5 | ENERGY STAR LED LAMPS (REFLECTOR LAMPs/MR16/PAR 16) | 6.923% | 0 | 138.3886 | Commercial_2039_Economic_MW_After Competition Groups_ENERGY STAR LED LAMPS (REFLECTOR LAMPs/MR16/PAR 16)
Commercial | Com ¦ LED Low/High Bay | 2039 | Technical | MW | After Competition Groups | 168.3276 | 0 | 0 | 2699.1245 | 0.062364 | 5 | Commercial_2039_Technical_MW_After Competition Groups_5 | LED Low/High Bay | 6.236% | 0 | 168.3276 | Commercial_2039_Technical_MW_After Competition Groups_LED Low/High Bay
Commercial | Com ¦ LED Troffer/Surface/Suspended | 2039 | Economic | MW | After Competition Groups | 123.203 | 0 | 0 | 1998.8489 | 0.061637 | 6 | Commercial_2039_Economic_MW_After Competition Groups_6 | LED Troffer/Surface/Suspended | 6.164% | 0 | 123.203 | Commercial_2039_Economic_MW_After Competition Groups_LED Troffer/Surface/Suspended
Commercial | Com ¦ Variable Refrigerant Flow Heat Pump | 2039 | Technical | MW | After Competition Groups | 151.1288 | 0 | 0 | 2699.1245 | 0.055992 | 6 | Commercial_2039_Technical_MW_After Competition Groups_6 | Variable Refrigerant Flow Heat Pump | 5.599% | 0 | 151.1288 | Commercial_2039_Technical_MW_After Competition Groups_Variable Refrigerant Flow Heat Pump
Commercial | Com ¦ ENERGY STAR LED LAMPS (REFLECTOR LAMPs/MR16/PAR 16) | 2039 | Technical | MW | After Competition Groups | 139.9995 | 0 | 0 | 2699.1245 | 0.051868 | 7 | Commercial_2039_Technical_MW_After Competition Groups_7 | ENERGY STAR LED LAMPS (REFLECTOR LAMPs/MR16/PAR 16) | 5.187% | 0 | 139.9995 | Commercial_2039_Technical_MW_After Competition Groups_ENERGY STAR LED LAMPS (REFLECTOR LAMPs/MR16/PAR 16)
Commercial | Com ¦ Advanced BAS/Controllers | 2039 | Economic | MW | After Competition Groups | 100.947 | 0 | 0 | 1998.8489 | 0.050503 | 7 | Commercial_2039_Economic_MW_After Competition Groups_7 | Advanced BAS/Controllers | 5.05% | 0 | 100.947 | Commercial_2039_Economic_MW_After Competition Groups_Advanced BAS/Controllers
Commercial | Com ¦ Unitary Air-Conditioning Unit | 2039 | Technical | MW | After Competition Groups | 135.7578 | 0 | 0 | 2699.1245 | 0.050297 | 8 | Commercial_2039_Technical_MW_After Competition Groups_8 | Unitary Air-Conditioning Unit | 5.03% | 0 | 135.7578 | Commercial_2039_Technical_MW_After Competition Groups_Unitary Air-Conditioning Unit
Commercial | Com ¦ LED Replacement Lamp (Tube) | 2039 | Economic | MW | After Competition Groups | 99.0179 | 0 | 0 | 1998.8489 | 0.049537 | 8 | Commercial_2039_Economic_MW_After Competition Groups_8 | LED Replacement Lamp (Tube) | 4.954% | 0 | 99.0179 | Commercial_2039_Economic_MW_After Competition Groups_LED Replacement Lamp (Tube)
Commercial | Com ¦ LED Replacement Lamp (Tube) | 2039 | Achievable | MW | After Competition Groups | 82.5333 | 0 | 0 | 1721.5175 | 0.047942 | 6 | Commercial_2039_Achievable_MW_After Competition Groups_6 | LED Replacement Lamp (Tube) | 4.794% | 0 | 82.5333 | Commercial_2039_Achievable_MW_After Competition Groups_LED Replacement Lamp (Tube)
Commercial | Com ¦ High Efficiency Air Source Heat Pump | 2039 | Achievable | MW | After Competition Groups | 81.295 | 0 | 0 | 1721.5175 | 0.047223 | 7 | Commercial_2039_Achievable_MW_After Competition Groups_7 | High Efficiency Air Source Heat Pump | 4.722% | 0 | 81.295 | Commercial_2039_Achievable_MW_After Competition Groups_High Efficiency Air Source Heat Pump
Commercial | Com ¦ LED Troffer/Surface/Suspended | 2039 | Technical | MW | After Competition Groups | 123.203 | 0 | 0 | 2699.1245 | 0.045646 | 9 | Commercial_2039_Technical_MW_After Competition Groups_9 | LED Troffer/Surface/Suspended | 4.565% | 0 | 123.203 | Commercial_2039_Technical_MW_After Competition Groups_LED Troffer/Surface/Suspended
Commercial | Com ¦ Unitary Air-Conditioning Unit | 2039 | Achievable | MW | After Competition Groups | 76.6024 | 0 | 0 | 1721.5175 | 0.044497 | 8 | Commercial_2039_Achievable_MW_After Competition Groups_8 | Unitary Air-Conditioning Unit | 4.45% | 0 | 76.6024 | Commercial_2039_Achievable_MW_After Competition Groups_Unitary Air-Conditioning Unit
Commercial | Com ¦ Advanced BAS/Controllers | 2039 | Achievable | MW | After Competition Groups | 76.0472 | 0 | 0 | 1721.5175 | 0.044175 | 9 | Commercial_2039_Achievable_MW_After Competition Groups_9 | Advanced BAS/Controllers | 4.417% | 0 | 76.0472 | Commercial_2039_Achievable_MW_After Competition Groups_Advanced BAS/Controllers
Commercial | Com ¦ Unitary Air-Conditioning Unit | 2039 | Economic | MW | After Competition Groups | 81.3856 | 0 | 0 | 1998.8489 | 0.040716 | 9 | Commercial_2039_Economic_MW_After Competition Groups_9 | Unitary Air-Conditioning Unit | 4.072% | 0 | 81.3856 | Commercial_2039_Economic_MW_After Competition Groups_Unitary Air-Conditioning Unit
Commercial | Com ¦ Advanced BAS/Controllers | 2039 | Technical | MW | After Competition Groups | 100.947 | 0 | 0 | 2699.1245 | 0.0374 | 10 | Commercial_2039_Technical_MW_After Competition Groups_10 | Advanced BAS/Controllers | 3.74% | 0 | 100.947 | Commercial_2039_Technical_MW_After Competition Groups_Advanced BAS/Controllers
Commercial | Com ¦ LED Replacement Lamp (Tube) | 2039 | Technical | MW | After Competition Groups | 99.0179 | 0 | 0 | 2699.1245 | 0.036685 | 11 | Commercial_2039_Technical_MW_After Competition Groups_11 | LED Replacement Lamp (Tube) | 3.669% | 0 | 99.0179 | Commercial_2039_Technical_MW_After Competition Groups_LED Replacement Lamp (Tube)
Commercial | Com ¦ Smart Strip Plug Outlets | 2039 | Technical | MW | After Competition Groups | 76.3503 | 0 | 0 | 2699.1245 | 0.028287 | 12 | Commercial_2039_Technical_MW_After Competition Groups_12 | Smart Strip Plug Outlets | 2.829% | 0 | 76.3503 | Commercial_2039_Technical_MW_After Competition Groups_Smart Strip Plug Outlets
Commercial | Com ¦ Adaptive Thermostats | 2039 | Achievable | MW | After Competition Groups | 42.6215 | 0 | 0 | 1721.5175 | 0.024758 | 10 | Commercial_2039_Achievable_MW_After Competition Groups_10 | Adaptive Thermostats | 2.476% | 0 | 42.6215 | Commercial_2039_Achievable_MW_After Competition Groups_Adaptive Thermostats
Commercial | Com ¦ Refrigerated Display Case Doors | 2039 | Economic | MW | After Competition Groups | 48.0165 | 0 | 0 | 1998.8489 | 0.024022 | 10 | Commercial_2039_Economic_MW_After Competition Groups_10 | Refrigerated Display Case Doors | 2.402% | 0 | 48.0165 | Commercial_2039_Economic_MW_After Competition Groups_Refrigerated Display Case Doors
Commercial | Com ¦ Refrigerated Display Case Doors | 2039 | Achievable | MW | After Competition Groups | 39.6281 | 0 | 0 | 1721.5175 | 0.023019 | 11 | Commercial_2039_Achievable_MW_After Competition Groups_11 | Refrigerated Display Case Doors | 2.302% | 0 | 39.6281 | Commercial_2039_Achievable_MW_After Competition Groups_Refrigerated Display Case Doors
Commercial | Com ¦ Adaptive Thermostats | 2039 | Economic | MW | After Competition Groups | 43.7132 | 0 | 0 | 1998.8489 | 0.021869 | 11 | Commercial_2039_Economic_MW_After Competition Groups_11 | Adaptive Thermostats | 2.187% | 0 | 43.7132 | Commercial_2039_Economic_MW_After Competition Groups_Adaptive Thermostats
Commercial | Com ¦ Refrigerated Display Case Doors | 2039 | Technical | MW | After Competition Groups | 58.7114 | 0 | 0 | 2699.1245 | 0.021752 | 13 | Commercial_2039_Technical_MW_After Competition Groups_13 | Refrigerated Display Case Doors | 2.175% | 0 | 58.7114 | Commercial_2039_Technical_MW_After Competition Groups_Refrigerated Display Case Doors
Commercial | Com ¦ Variable Refrigerant Flow Heat Pump | 2039 | Achievable | MW | After Competition Groups | 36.4242 | 0 | 0 | 1721.5175 | 0.021158 | 12 | Commercial_2039_Achievable_MW_After Competition Groups_12 | Variable Refrigerant Flow Heat Pump | 2.116% | 0 | 36.4242 | Commercial_2039_Achievable_MW_After Competition Groups_Variable Refrigerant Flow Heat Pump
Commercial | Com ¦ Strip Curtains | 2039 | Achievable | MW | After Competition Groups | 33.8982 | 0 | 0 | 1721.5175 | 0.019691 | 13 | Commercial_2039_Achievable_MW_After Competition Groups_13 | Strip Curtains | 1.969% | 0 | 33.8982 | Commercial_2039_Achievable_MW_After Competition Groups_Strip Curtains
Commercial | Com ¦ Reach-in Shaded Pole to ECM/PSC Evaporator Fan Motor | 2039 | Economic | MW | After Competition Groups | 39.2734 | 0 | 0 | 1998.8489 | 0.019648 | 12 | Commercial_2039_Economic_MW_After Competition Groups_12 | Reach-in Shaded Pole to ECM/PSC Evaporator Fan Motor | 1.965% | 0 | 39.2734 | Commercial_2039_Economic_MW_After Competition Groups_Reach-in Shaded Pole to ECM/PSC Evaporator Fan Motor
Commercial | Com ¦ Data Center Storage/Server Virtualization | 2039 | Economic | MW | After Competition Groups | 38.3758 | 0 | 0 | 1998.8489 | 0.019199 | 13 | Commercial_2039_Economic_MW_After Competition Groups_13 | Data Center Storage/Server Virtualization | 1.92% | 0 | 38.3758 | Commercial_2039_Economic_MW_After Competition Groups_Data Center Storage/Server Virtualization
Commercial | Com ¦ Furnace Tune-Up | 2039 | Achievable | MW | After Competition Groups | 31.2796 | 0 | 0 | 1721.5175 | 0.01817 | 14 | Commercial_2039_Achievable_MW_After Competition Groups_14 | Furnace Tune-Up | 1.817% | 0 | 31.2796 | Commercial_2039_Achievable_MW_After Competition Groups_Furnace Tune-Up
Commercial | Com ¦ Demand Control Ventilation | 2039 | Economic | MW | After Competition Groups | 36.0113 | 0 | 0 | 1998.8489 | 0.018016 | 14 | Commercial_2039_Economic_MW_After Competition Groups_14 | Demand Control Ventilation | 1.802% | 0 | 36.0113 | Commercial_2039_Economic_MW_After Competition Groups_Demand Control Ventilation
Commercial | Com ¦ Reach-in Shaded Pole to ECM/PSC Evaporator Fan Motor | 2039 | Achievable | MW | After Competition Groups | 30.7915 | 0 | 0 | 1721.5175 | 0.017886 | 15 | Commercial_2039_Achievable_MW_After Competition Groups_15 | Reach-in Shaded Pole to ECM/PSC Evaporator Fan Motor | 1.789% | 0 | 30.7915 | Commercial_2039_Achievable_MW_After Competition Groups_Reach-in Shaded Pole to ECM/PSC Evaporator Fan Motor
Commercial | Com ¦ Data Center Storage/Server Virtualization | 2039 | Achievable | MW | After Competition Groups | 30.6025 | 0 | 0 | 1721.5175 | 0.017776 | 16 | Commercial_2039_Achievable_MW_After Competition Groups_16 | Data Center Storage/Server Virtualization | 1.778% | 0 | 30.6025 | Commercial_2039_Achievable_MW_After Competition Groups_Data Center Storage/Server Virtualization
Commercial | Com ¦ Demand Control Ventilation | 2039 | Achievable | MW | After Competition Groups | 29.1672 | 0 | 0 | 1721.5175 | 0.016943 | 17 | Commercial_2039_Achievable_MW_After Competition Groups_17 | Demand Control Ventilation | 1.694% | 0 | 29.1672 | Commercial_2039_Achievable_MW_After Competition Groups_Demand Control Ventilation
Commercial | Com ¦ Strip Curtains | 2039 | Economic | MW | After Competition Groups | 33.4023 | 0 | 0 | 1998.8489 | 0.016711 | 15 | Commercial_2039_Economic_MW_After Competition Groups_15 | Strip Curtains | 1.671% | 0 | 33.4023 | Commercial_2039_Economic_MW_After Competition Groups_Strip Curtains
Commercial | Com ¦ Chilled Water Optimization | 2039 | Economic | MW | After Competition Groups | 33.3206 | 0 | 0 | 1998.8489 | 0.01667 | 16 | Commercial_2039_Economic_MW_After Competition Groups_16 | Chilled Water Optimization | 1.667% | 0 | 33.3206 | Commercial_2039_Economic_MW_After Competition Groups_Chilled Water Optimization
Commercial | Com ¦ Adaptive Thermostats | 2039 | Technical | MW | After Competition Groups | 44.0065 | 0 | 0 | 2699.1245 | 0.016304 | 14 | Commercial_2039_Technical_MW_After Competition Groups_14 | Adaptive Thermostats | 1.63% | 0 | 44.0065 | Commercial_2039_Technical_MW_After Competition Groups_Adaptive Thermostats
Commercial | Com ¦ Variable Refrigerant Flow Heat Pump | 2039 | Economic | MW | After Competition Groups | 31.5077 | 0 | 0 | 1998.8489 | 0.015763 | 17 | Commercial_2039_Economic_MW_After Competition Groups_17 | Variable Refrigerant Flow Heat Pump | 1.576% | 0 | 31.5077 | Commercial_2039_Economic_MW_After Competition Groups_Variable Refrigerant Flow Heat Pump
Commercial | Com ¦ LED or Equivalent Sign Lighting | 2039 | Achievable | MW | After Competition Groups | 27.1133 | 0 | 0 | 1721.5175 | 0.01575 | 18 | Commercial_2039_Achievable_MW_After Competition Groups_18 | LED or Equivalent Sign Lighting | 1.575% | 0 | 27.1133 | Commercial_2039_Achievable_MW_After Competition Groups_LED or Equivalent Sign Lighting
Commercial | Com ¦ Reach-in Shaded Pole to ECM/PSC Evaporator Fan Motor | 2039 | Technical | MW | After Competition Groups | 39.2734 | 0 | 0 | 2699.1245 | 0.01455 | 15 | Commercial_2039_Technical_MW_After Competition Groups_15 | Reach-in Shaded Pole to ECM/PSC Evaporator Fan Motor | 1.455% | 0 | 39.2734 | Commercial_2039_Technical_MW_After Competition Groups_Reach-in Shaded Pole to ECM/PSC Evaporator Fan Motor
Commercial | Com ¦ Data Center Storage/Server Virtualization | 2039 | Technical | MW | After Competition Groups | 38.3758 | 0 | 0 | 2699.1245 | 0.014218 | 16 | Commercial_2039_Technical_MW_After Competition Groups_16 | Data Center Storage/Server Virtualization | 1.422% | 0 | 38.3758 | Commercial_2039_Technical_MW_After Competition Groups_Data Center Storage/Server Virtualization
Commercial | Com ¦ LED or Equivalent Sign Lighting | 2039 | Economic | MW | After Competition Groups | 28.2218 | 0 | 0 | 1998.8489 | 0.014119 | 18 | Commercial_2039_Economic_MW_After Competition Groups_18 | LED or Equivalent Sign Lighting | 1.412% | 0 | 28.2218 | Commercial_2039_Economic_MW_After Competition Groups_LED or Equivalent Sign Lighting
Commercial | Com ¦ Demand Control Ventilation | 2039 | Technical | MW | After Competition Groups | 38.0791 | 0 | 0 | 2699.1245 | 0.014108 | 17 | Commercial_2039_Technical_MW_After Competition Groups_17 | Demand Control Ventilation | 1.411% | 0 | 38.0791 | Commercial_2039_Technical_MW_After Competition Groups_Demand Control Ventilation
Commercial | Com ¦ Furnace Tune-Up | 2039 | Economic | MW | After Competition Groups | 27.0386 | 0 | 0 | 1998.8489 | 0.013527 | 19 | Commercial_2039_Economic_MW_After Competition Groups_19 | Furnace Tune-Up | 1.353% | 0 | 27.0386 | Commercial_2039_Economic_MW_After Competition Groups_Furnace Tune-Up
Commercial | Com ¦ Centrally controlled desktop PC/NETWORK PC POWER MANAGEMENT SOFTWARE | 2039 | Achievable | MW | After Competition Groups | 23.1838 | 0 | 0 | 1721.5175 | 0.013467 | 19 | Commercial_2039_Achievable_MW_After Competition Groups_19 | Centrally controlled desktop PC/NETWORK PC POWER MANAGEMENT SOFTWARE | 1.347% | 0 | 23.1838 | Commercial_2039_Achievable_MW_After Competition Groups_Centrally controlled desktop PC/NETWORK PC POWER MANAGEMENT SOFTWARE
Commercial | Com ¦ Variable Frequency Drive (VFD) | 2039 | Achievable | MW | After Competition Groups | 22.2865 | 0 | 0 | 1721.5175 | 0.012946 | 20 | Commercial_2039_Achievable_MW_After Competition Groups_20 | Variable Frequency Drive (VFD) | 1.295% | 0 | 22.2865 | Commercial_2039_Achievable_MW_After Competition Groups_Variable Frequency Drive (VFD)
Commercial | Com ¦ Centrally controlled desktop PC/NETWORK PC POWER MANAGEMENT SOFTWARE | 2039 | Economic | MW | After Competition Groups | 25.6311 | 0 | 0 | 1998.8489 | 0.012823 | 20 | Commercial_2039_Economic_MW_After Competition Groups_20 | Centrally controlled desktop PC/NETWORK PC POWER MANAGEMENT SOFTWARE | 1.282% | 0 | 25.6311 | Commercial_2039_Economic_MW_After Competition Groups_Centrally controlled desktop PC/NETWORK PC POWER MANAGEMENT SOFTWARE
Commercial | Com ¦ Strip Curtains | 2039 | Technical | MW | After Competition Groups | 33.4023 | 0 | 0 | 2699.1245 | 0.012375 | 18 | Commercial_2039_Technical_MW_After Competition Groups_18 | Strip Curtains | 1.238% | 0 | 33.4023 | Commercial_2039_Technical_MW_After Competition Groups_Strip Curtains
Commercial | Com ¦ Chilled Water Optimization | 2039 | Technical | MW | After Competition Groups | 33.3206 | 0 | 0 | 2699.1245 | 0.012345 | 19 | Commercial_2039_Technical_MW_After Competition Groups_19 | Chilled Water Optimization | 1.234% | 0 | 33.3206 | Commercial_2039_Technical_MW_After Competition Groups_Chilled Water Optimization
Commercial | Com ¦ VFD on Pumps | 2039 | Achievable | MW | After Competition Groups | 20.943 | 0 | 0 | 1721.5175 | 0.012165 | 21 | Commercial_2039_Achievable_MW_After Competition Groups_21 | VFD on Pumps | 1.217% | 0 | 20.943 | Commercial_2039_Achievable_MW_After Competition Groups_VFD on Pumps
Commercial | Com ¦ Chilled Water Optimization | 2039 | Achievable | MW | After Competition Groups | 20.6114 | 0 | 0 | 1721.5175 | 0.011973 | 22 | Commercial_2039_Achievable_MW_After Competition Groups_22 | Chilled Water Optimization | 1.197% | 0 | 20.6114 | Commercial_2039_Achievable_MW_After Competition Groups_Chilled Water Optimization
Commercial | Com ¦ LED or Equivalent Sign Lighting | 2039 | Technical | MW | After Competition Groups | 28.2218 | 0 | 0 | 2699.1245 | 0.010456 | 20 | Commercial_2039_Technical_MW_After Competition Groups_20 | LED or Equivalent Sign Lighting | 1.046% | 0 | 28.2218 | Commercial_2039_Technical_MW_After Competition Groups_LED or Equivalent Sign Lighting
Commercial | Com ¦ Refrigerated Display Case LED | 2039 | Economic | MW | After Competition Groups | 20.391 | 0 | 0 | 1998.8489 | 0.010201 | 21 | Commercial_2039_Economic_MW_After Competition Groups_21 | Refrigerated Display Case LED | 1.02% | 0 | 20.391 | Commercial_2039_Economic_MW_After Competition Groups_Refrigerated Display Case LED
Commercial | Com ¦ Furnace Tune-Up | 2039 | Technical | MW | After Competition Groups | 27.0386 | 0 | 0 | 2699.1245 | 0.010018 | 21 | Commercial_2039_Technical_MW_After Competition Groups_21 | Furnace Tune-Up | 1.002% | 0 | 27.0386 | Commercial_2039_Technical_MW_After Competition Groups_Furnace Tune-Up
Commercial | Com ¦ Adding reflective (White) roof treatment or a green roof | 2039 | Technical | MW | After Competition Groups | 26.0256 | 0 | 0 | 2699.1245 | 0.0096422 | 22 | Commercial_2039_Technical_MW_After Competition Groups_22 | Adding reflective (White) roof treatment or a green roof | 0.9642% | 0 | 26.0256 | Commercial_2039_Technical_MW_After Competition Groups_Adding reflective (White) roof treatment or a green roof
Commercial | Com ¦ Variable Frequency Drive (VFD) | 2039 | Economic | MW | After Competition Groups | 19.2181 | 0 | 0 | 1998.8489 | 0.0096146 | 22 | Commercial_2039_Economic_MW_After Competition Groups_22 | Variable Frequency Drive (VFD) | 0.9615% | 0 | 19.2181 | Commercial_2039_Economic_MW_After Competition Groups_Variable Frequency Drive (VFD)
Commercial | Com ¦ Centrally controlled desktop PC/NETWORK PC POWER MANAGEMENT SOFTWARE | 2039 | Technical | MW | After Competition Groups | 25.6311 | 0 | 0 | 2699.1245 | 0.0094961 | 23 | Commercial_2039_Technical_MW_After Competition Groups_23 | Centrally controlled desktop PC/NETWORK PC POWER MANAGEMENT SOFTWARE | 0.9496% | 0 | 25.6311 | Commercial_2039_Technical_MW_After Competition Groups_Centrally controlled desktop PC/NETWORK PC POWER MANAGEMENT SOFTWARE
Commercial | Com ¦ Door Gasket Freezer/Refrigerator | 2039 | Technical | MW | After Competition Groups | 24.6943 | 0 | 0 | 2699.1245 | 0.009149 | 24 | Commercial_2039_Technical_MW_After Competition Groups_24 | Door Gasket Freezer/Refrigerator | 0.9149% | 0 | 24.6943 | Commercial_2039_Technical_MW_After Competition Groups_Door Gasket Freezer/Refrigerator
Commercial | Com ¦ VFD on Pumps | 2039 | Economic | MW | After Competition Groups | 18.0677 | 0 | 0 | 1998.8489 | 0.009039 | 23 | Commercial_2039_Economic_MW_After Competition Groups_23 | VFD on Pumps | 0.9039% | 0 | 18.0677 | Commercial_2039_Economic_MW_After Competition Groups_VFD on Pumps
Commercial | Com ¦ Air Handler with Dedicated Outdoor Air Systems | 2039 | Achievable | MW | After Competition Groups | 14.5985 | 0 | 0 | 1721.5175 | 0.00848 | 23 | Commercial_2039_Achievable_MW_After Competition Groups_23 | Air Handler with Dedicated Outdoor Air Systems | 0.848% | 0 | 14.5985 | Commercial_2039_Achievable_MW_After Competition Groups_Air Handler with Dedicated Outdoor Air Systems
Commercial | Com ¦ Refrigerated Display Case LED | 2039 | Technical | MW | After Competition Groups | 22.8814 | 0 | 0 | 2699.1245 | 0.0084773 | 25 | Commercial_2039_Technical_MW_After Competition Groups_25 | Refrigerated Display Case LED | 0.8477% | 0 | 22.8814 | Commercial_2039_Technical_MW_After Competition Groups_Refrigerated Display Case LED
Commercial | Com ¦ Refrigeration Optimization | 2039 | Technical | MW | After Competition Groups | 21.647 | 0 | 0 | 2699.1245 | 0.00802 | 26 | Commercial_2039_Technical_MW_After Competition Groups_26 | Refrigeration Optimization | 0.802% | 0 | 21.647 | Commercial_2039_Technical_MW_After Competition Groups_Refrigeration Optimization
Commercial | Com ¦ Refrigerated Display Case LED | 2039 | Achievable | MW | After Competition Groups | 13.3597 | 0 | 0 | 1721.5175 | 0.0077604 | 24 | Commercial_2039_Achievable_MW_After Competition Groups_24 | Refrigerated Display Case LED | 0.776% | 0 | 13.3597 | Commercial_2039_Achievable_MW_After Competition Groups_Refrigerated Display Case LED
Commercial | Com ¦ Air Handler with Dedicated Outdoor Air Systems | 2039 | Economic | MW | After Competition Groups | 14.9984 | 0 | 0 | 1998.8489 | 0.0075035 | 24 | Commercial_2039_Economic_MW_After Competition Groups_24 | Air Handler with Dedicated Outdoor Air Systems | 0.7504% | 0 | 14.9984 | Commercial_2039_Economic_MW_After Competition Groups_Air Handler with Dedicated Outdoor Air Systems
Commercial | Com ¦ HOTEL OCCUPANCY CONTROLS (HVAC + LIGHTING) | 2039 | Technical | MW | After Competition Groups | 19.9718 | 0 | 0 | 2699.1245 | 0.0073994 | 27 | Commercial_2039_Technical_MW_After Competition Groups_27 | HOTEL OCCUPANCY CONTROLS (HVAC + LIGHTING) | 0.7399% | 0 | 19.9718 | Commercial_2039_Technical_MW_After Competition Groups_HOTEL OCCUPANCY CONTROLS (HVAC + LIGHTING)
Commercial | Com ¦ Variable Frequency Drive (VFD) | 2039 | Technical | MW | After Competition Groups | 19.2181 | 0 | 0 | 2699.1245 | 0.0071201 | 28 | Commercial_2039_Technical_MW_After Competition Groups_28 | Variable Frequency Drive (VFD) | 0.712% | 0 | 19.2181 | Commercial_2039_Technical_MW_After Competition Groups_Variable Frequency Drive (VFD)
Commercial | Com ¦ VFD on Pumps | 2039 | Technical | MW | After Competition Groups | 18.0677 | 0 | 0 | 2699.1245 | 0.0066939 | 29 | Commercial_2039_Technical_MW_After Competition Groups_29 | VFD on Pumps | 0.6694% | 0 | 18.0677 | Commercial_2039_Technical_MW_After Competition Groups_VFD on Pumps
Commercial | Com ¦ Demand Control Kitchen Ventilation | 2039 | Economic | MW | After Competition Groups | 13.3375 | 0 | 0 | 1998.8489 | 0.0066726 | 25 | Commercial_2039_Economic_MW_After Competition Groups_25 | Demand Control Kitchen Ventilation | 0.6673% | 0 | 13.3375 | Commercial_2039_Economic_MW_After Competition Groups_Demand Control Kitchen Ventilation
Commercial | Com ¦ ECM MOTORS FOR EVAPORATOR FANS for refrigeration (WALK-IN) | 2039 | Achievable | MW | After Competition Groups | 11.4673 | 0 | 0 | 1721.5175 | 0.0066612 | 25 | Commercial_2039_Achievable_MW_After Competition Groups_25 | ECM MOTORS FOR EVAPORATOR FANS for refrigeration (WALK-IN) | 0.6661% | 0 | 11.4673 | Commercial_2039_Achievable_MW_After Competition Groups_ECM MOTORS FOR EVAPORATOR FANS for refrigeration (WALK-IN)
Commercial | Com ¦ ENERGY STAR LED LAMPS (General Service Lamps) | 2039 | Achievable | MW | After Competition Groups | 11.2915 | 0 | 0 | 1721.5175 | 0.006559 | 26 | Commercial_2039_Achievable_MW_After Competition Groups_26 | ENERGY STAR LED LAMPS (General Service Lamps) | 0.6559% | 0 | 11.2915 | Commercial_2039_Achievable_MW_After Competition Groups_ENERGY STAR LED LAMPS (General Service Lamps)
Commercial | Com ¦ Demand Control Kitchen Ventilation | 2039 | Achievable | MW | After Competition Groups | 10.6978 | 0 | 0 | 1721.5175 | 0.0062142 | 27 | Commercial_2039_Achievable_MW_After Competition Groups_27 | Demand Control Kitchen Ventilation | 0.6214% | 0 | 10.6978 | Commercial_2039_Achievable_MW_After Competition Groups_Demand Control Kitchen Ventilation
Commercial | Com ¦ ENERGY STAR FREEZER | 2039 | Technical | MW | After Competition Groups | 16.3722 | 0 | 0 | 2699.1245 | 0.0060657 | 30 | Commercial_2039_Technical_MW_After Competition Groups_30 | ENERGY STAR FREEZER | 0.6066% | 0 | 16.3722 | Commercial_2039_Technical_MW_After Competition Groups_ENERGY STAR FREEZER
Commercial | Com ¦ ENERGY STAR LED LAMPS (General Service Lamps) | 2039 | Economic | MW | After Competition Groups | 11.6885 | 0 | 0 | 1998.8489 | 0.0058476 | 26 | Commercial_2039_Economic_MW_After Competition Groups_26 | ENERGY STAR LED LAMPS (General Service Lamps) | 0.5848% | 0 | 11.6885 | Commercial_2039_Economic_MW_After Competition Groups_ENERGY STAR LED LAMPS (General Service Lamps)
Commercial | Com ¦ ENERGY STAR ICE MACHINES - Ice Making Head | 2039 | Technical | MW | After Competition Groups | 15.1983 | 0 | 0 | 2699.1245 | 0.0056308 | 31 | Commercial_2039_Technical_MW_After Competition Groups_31 | ENERGY STAR ICE MACHINES - Ice Making Head | 0.5631% | 0 | 15.1983 | Commercial_2039_Technical_MW_After Competition Groups_ENERGY STAR ICE MACHINES - Ice Making Head
Commercial | Com ¦ Evaporator Fan Controls | 2039 | Achievable | MW | After Competition Groups | 9.6837 | 0 | 0 | 1721.5175 | 0.0056251 | 28 | Commercial_2039_Achievable_MW_After Competition Groups_28 | Evaporator Fan Controls | 0.5625% | 0 | 9.6837 | Commercial_2039_Achievable_MW_After Competition Groups_Evaporator Fan Controls
Commercial | Com ¦ Indoor Daylight Sensors/Photocell Dimming Control | 2039 | Technical | MW | After Competition Groups | 15.0243 | 0 | 0 | 2699.1245 | 0.0055664 | 32 | Commercial_2039_Technical_MW_After Competition Groups_32 | Indoor Daylight Sensors/Photocell Dimming Control | 0.5566% | 0 | 15.0243 | Commercial_2039_Technical_MW_After Competition Groups_Indoor Daylight Sensors/Photocell Dimming Control
Commercial | Com ¦ Air Handler with Dedicated Outdoor Air Systems | 2039 | Technical | MW | After Competition Groups | 14.9984 | 0 | 0 | 2699.1245 | 0.0055568 | 33 | Commercial_2039_Technical_MW_After Competition Groups_33 | Air Handler with Dedicated Outdoor Air Systems | 0.5557% | 0 | 14.9984 | Commercial_2039_Technical_MW_After Competition Groups_Air Handler with Dedicated Outdoor Air Systems
Commercial | Com ¦ Freezer Case Light Sensor | 2039 | Achievable | MW | After Competition Groups | 9.4374 | 0 | 0 | 1721.5175 | 0.0054821 | 29 | Commercial_2039_Achievable_MW_After Competition Groups_29 | Freezer Case Light Sensor | 0.5482% | 0 | 9.4374 | Commercial_2039_Achievable_MW_After Competition Groups_Freezer Case Light Sensor
Commercial | Com ¦ Occupancy Sensors | 2039 | Economic | MW | After Competition Groups | 10.5412 | 0 | 0 | 1998.8489 | 0.0052736 | 27 | Commercial_2039_Economic_MW_After Competition Groups_27 | Occupancy Sensors | 0.5274% | 0 | 10.5412 | Commercial_2039_Economic_MW_After Competition Groups_Occupancy Sensors
Commercial | Com ¦ ECM MOTORS FOR EVAPORATOR FANS for refrigeration (WALK-IN) | 2039 | Economic | MW | After Competition Groups | 9.9205 | 0 | 0 | 1998.8489 | 0.0049631 | 28 | Commercial_2039_Economic_MW_After Competition Groups_28 | ECM MOTORS FOR EVAPORATOR FANS for refrigeration (WALK-IN) | 0.4963% | 0 | 9.9205 | Commercial_2039_Economic_MW_After Competition Groups_ECM MOTORS FOR EVAPORATOR FANS for refrigeration (WALK-IN)
Commercial | Com ¦ Demand Control Kitchen Ventilation | 2039 | Technical | MW | After Competition Groups | 13.3375 | 0 | 0 | 2699.1245 | 0.0049414 | 34 | Commercial_2039_Technical_MW_After Competition Groups_34 | Demand Control Kitchen Ventilation | 0.4941% | 0 | 13.3375 | Commercial_2039_Technical_MW_After Competition Groups_Demand Control Kitchen Ventilation
Commercial | Com ¦ ENERGY STAR LED LAMPS (General Service Lamps) | 2039 | Technical | MW | After Competition Groups | 13.1242 | 0 | 0 | 2699.1245 | 0.0048624 | 35 | Commercial_2039_Technical_MW_After Competition Groups_35 | ENERGY STAR LED LAMPS (General Service Lamps) | 0.4862% | 0 | 13.1242 | Commercial_2039_Technical_MW_After Competition Groups_ENERGY STAR LED LAMPS (General Service Lamps)
Commercial | Com ¦ Water Source Heat Pump (4 ton) | 2039 | Economic | MW | After Competition Groups | 9.5198 | 0 | 0 | 1998.8489 | 0.0047626 | 29 | Commercial_2039_Economic_MW_After Competition Groups_29 | Water Source Heat Pump (4 ton) | 0.4763% | 0 | 9.5198 | Commercial_2039_Economic_MW_After Competition Groups_Water Source Heat Pump (4 ton)
Commercial | Com ¦ ENERGY STAR FREEZER | 2039 | Economic | MW | After Competition Groups | 9.1424 | 0 | 0 | 1998.8489 | 0.0045738 | 30 | Commercial_2039_Economic_MW_After Competition Groups_30 | ENERGY STAR FREEZER | 0.4574% | 0 | 9.1424 | Commercial_2039_Economic_MW_After Competition Groups_ENERGY STAR FREEZER
Commercial | Com ¦ Freezer Case Light Sensor | 2039 | Economic | MW | After Competition Groups | 8.6059 | 0 | 0 | 1998.8489 | 0.0043054 | 31 | Commercial_2039_Economic_MW_After Competition Groups_31 | Freezer Case Light Sensor | 0.4305% | 0 | 8.6059 | Commercial_2039_Economic_MW_After Competition Groups_Freezer Case Light Sensor
Commercial | Com ¦ Evaporator Fan Controls | 2039 | Economic | MW | After Competition Groups | 8.3829 | 0 | 0 | 1998.8489 | 0.0041938 | 32 | Commercial_2039_Economic_MW_After Competition Groups_32 | Evaporator Fan Controls | 0.4194% | 0 | 8.3829 | Commercial_2039_Economic_MW_After Competition Groups_Evaporator Fan Controls
Commercial | Com ¦ Water Source Heat Pump (4 ton) | 2039 | Technical | MW | After Competition Groups | 10.9211 | 0 | 0 | 2699.1245 | 0.0040462 | 36 | Commercial_2039_Technical_MW_After Competition Groups_36 | Water Source Heat Pump (4 ton) | 0.4046% | 0 | 10.9211 | Commercial_2039_Technical_MW_After Competition Groups_Water Source Heat Pump (4 ton)
Commercial | Com ¦ LED EXTERIOR AREA LIGHTS - LED fixture (200W) | 2039 | Achievable | MW | After Competition Groups | 6.8923 | 0 | 0 | 1721.5175 | 0.0040036 | 30 | Commercial_2039_Achievable_MW_After Competition Groups_30 | LED EXTERIOR AREA LIGHTS - LED fixture (200W) | 0.4004% | 0 | 6.8923 | Commercial_2039_Achievable_MW_After Competition Groups_LED EXTERIOR AREA LIGHTS - LED fixture (200W)
Commercial | Com ¦ Water Source Heat Pump (4 ton) | 2039 | Achievable | MW | After Competition Groups | 6.8831 | 0 | 0 | 1721.5175 | 0.0039983 | 31 | Commercial_2039_Achievable_MW_After Competition Groups_31 | Water Source Heat Pump (4 ton) | 0.3998% | 0 | 6.8831 | Commercial_2039_Achievable_MW_After Competition Groups_Water Source Heat Pump (4 ton)
Commercial | Com ¦ ENERGY STAR Griddle (74% eff) | 2039 | Economic | MW | After Competition Groups | 7.8516 | 0 | 0 | 1998.8489 | 0.0039281 | 33 | Commercial_2039_Economic_MW_After Competition Groups_33 | ENERGY STAR Griddle (74% eff) | 0.3928% | 0 | 7.8516 | Commercial_2039_Economic_MW_After Competition Groups_ENERGY STAR Griddle (74% eff)
Commercial | Com ¦ Occupancy Sensors | 2039 | Technical | MW | After Competition Groups | 10.5412 | 0 | 0 | 2699.1245 | 0.0039054 | 37 | Commercial_2039_Technical_MW_After Competition Groups_37 | Occupancy Sensors | 0.3905% | 0 | 10.5412 | Commercial_2039_Technical_MW_After Competition Groups_Occupancy Sensors
Commercial | Com ¦ Door Gasket Freezer/Refrigerator | 2039 | Achievable | MW | After Competition Groups | 6.6512 | 0 | 0 | 1721.5175 | 0.0038636 | 32 | Commercial_2039_Achievable_MW_After Competition Groups_32 | Door Gasket Freezer/Refrigerator | 0.3864% | 0 | 6.6512 | Commercial_2039_Achievable_MW_After Competition Groups_Door Gasket Freezer/Refrigerator
Commercial | Com ¦ LED parking lot fixture | 2039 | Achievable | MW | After Competition Groups | 6.5319 | 0 | 0 | 1721.5175 | 0.0037943 | 33 | Commercial_2039_Achievable_MW_After Competition Groups_33 | LED parking lot fixture | 0.3794% | 0 | 6.5319 | Commercial_2039_Achievable_MW_After Competition Groups_LED parking lot fixture
Commercial | Com ¦ ECM MOTORS FOR EVAPORATOR FANS for refrigeration (WALK-IN) | 2039 | Technical | MW | After Competition Groups | 9.9205 | 0 | 0 | 2699.1245 | 0.0036755 | 38 | Commercial_2039_Technical_MW_After Competition Groups_38 | ECM MOTORS FOR EVAPORATOR FANS for refrigeration (WALK-IN) | 0.3675% | 0 | 9.9205 | Commercial_2039_Technical_MW_After Competition Groups_ECM MOTORS FOR EVAPORATOR FANS for refrigeration (WALK-IN)
Commercial | Com ¦ Condensing Make Up Air Unit | 2039 | Economic | MW | After Competition Groups | 7.2524 | 0 | 0 | 1998.8489 | 0.0036283 | 34 | Commercial_2039_Economic_MW_After Competition Groups_34 | Condensing Make Up Air Unit | 0.3628% | 0 | 7.2524 | Commercial_2039_Economic_MW_After Competition Groups_Condensing Make Up Air Unit
Commercial | Com ¦ LED EXTERIOR AREA LIGHTS - LED fixture (200W) | 2039 | Economic | MW | After Competition Groups | 7.1178 | 0 | 0 | 1998.8489 | 0.003561 | 35 | Commercial_2039_Economic_MW_After Competition Groups_35 | LED EXTERIOR AREA LIGHTS - LED fixture (200W) | 0.3561% | 0 | 7.1178 | Commercial_2039_Economic_MW_After Competition Groups_LED EXTERIOR AREA LIGHTS - LED fixture (200W)
Commercial | Com ¦ High R-Value Glass Doors/no-heat glass door | 2039 | Technical | MW | After Competition Groups | 9.4373 | 0 | 0 | 2699.1245 | 0.0034964 | 39 | Commercial_2039_Technical_MW_After Competition Groups_39 | High R-Value Glass Doors/no-heat glass door | 0.3496% | 0 | 9.4373 | Commercial_2039_Technical_MW_After Competition Groups_High R-Value Glass Doors/no-heat glass door
Commercial | Com ¦ Duct Insulation, R8 | 2039 | Achievable | MW | After Competition Groups | 5.801 | 0 | 0 | 1721.5175 | 0.0033697 | 34 | Commercial_2039_Achievable_MW_After Competition Groups_34 | Duct Insulation, R8 | 0.337% | 0 | 5.801 | Commercial_2039_Achievable_MW_After Competition Groups_Duct Insulation, R8
Commercial | Com ¦ LED parking lot fixture | 2039 | Economic | MW | After Competition Groups | 6.7178 | 0 | 0 | 1998.8489 | 0.0033608 | 36 | Commercial_2039_Economic_MW_After Competition Groups_36 | LED parking lot fixture | 0.3361% | 0 | 6.7178 | Commercial_2039_Economic_MW_After Competition Groups_LED parking lot fixture
Commercial | Com ¦ Freezer Case Light Sensor | 2039 | Technical | MW | After Competition Groups | 8.6059 | 0 | 0 | 2699.1245 | 0.0031884 | 40 | Commercial_2039_Technical_MW_After Competition Groups_40 | Freezer Case Light Sensor | 0.3188% | 0 | 8.6059 | Commercial_2039_Technical_MW_After Competition Groups_Freezer Case Light Sensor
Commercial | Com ¦ ENERGY STAR Griddle (74% eff) | 2039 | Achievable | MW | After Competition Groups | 5.437 | 0 | 0 | 1721.5175 | 0.0031582 | 35 | Commercial_2039_Achievable_MW_After Competition Groups_35 | ENERGY STAR Griddle (74% eff) | 0.3158% | 0 | 5.437 | Commercial_2039_Achievable_MW_After Competition Groups_ENERGY STAR Griddle (74% eff)
Commercial | Com ¦ Evaporator Fan Controls | 2039 | Technical | MW | After Competition Groups | 8.3829 | 0 | 0 | 2699.1245 | 0.0031058 | 41 | Commercial_2039_Technical_MW_After Competition Groups_41 | Evaporator Fan Controls | 0.3106% | 0 | 8.3829 | Commercial_2039_Technical_MW_After Competition Groups_Evaporator Fan Controls
Commercial | Com ¦ Condensing Make Up Air Unit | 2039 | Achievable | MW | After Competition Groups | 5.2753 | 0 | 0 | 1721.5175 | 0.0030643 | 36 | Commercial_2039_Achievable_MW_After Competition Groups_36 | Condensing Make Up Air Unit | 0.3064% | 0 | 5.2753 | Commercial_2039_Achievable_MW_After Competition Groups_Condensing Make Up Air Unit
Commercial | Com ¦ Condensing Make Up Air Unit | 2039 | Technical | MW | After Competition Groups | 8.131 | 0 | 0 | 2699.1245 | 0.0030124 | 42 | Commercial_2039_Technical_MW_After Competition Groups_42 | Condensing Make Up Air Unit | 0.3012% | 0 | 8.131 | Commercial_2039_Technical_MW_After Competition Groups_Condensing Make Up Air Unit
Commercial | Com ¦ Refrigeration Commissioning | 2039 | Economic | MW | After Competition Groups | 5.8511 | 0 | 0 | 1998.8489 | 0.0029272 | 37 | Commercial_2039_Economic_MW_After Competition Groups_37 | Refrigeration Commissioning | 0.2927% | 0 | 5.8511 | Commercial_2039_Economic_MW_After Competition Groups_Refrigeration Commissioning
Commercial | Com ¦ ENERGY STAR Refrigerator | 2039 | Technical | MW | After Competition Groups | 7.8846 | 0 | 0 | 2699.1245 | 0.0029212 | 43 | Commercial_2039_Technical_MW_After Competition Groups_43 | ENERGY STAR Refrigerator | 0.2921% | 0 | 7.8846 | Commercial_2039_Technical_MW_After Competition Groups_ENERGY STAR Refrigerator
Commercial | Com ¦ ENERGY STAR Griddle (74% eff) | 2039 | Technical | MW | After Competition Groups | 7.8516 | 0 | 0 | 2699.1245 | 0.0029089 | 44 | Commercial_2039_Technical_MW_After Competition Groups_44 | ENERGY STAR Griddle (74% eff) | 0.2909% | 0 | 7.8516 | Commercial_2039_Technical_MW_After Competition Groups_ENERGY STAR Griddle (74% eff)
Commercial | Com ¦ Elec Storage WH 2.30 Et | 2039 | Economic | MW | After Competition Groups | 5.6769 | 0 | 0 | 1998.8489 | 0.0028401 | 38 | Commercial_2039_Economic_MW_After Competition Groups_38 | Elec Storage WH 2.30 Et | 0.284% | 0 | 5.6769 | Commercial_2039_Economic_MW_After Competition Groups_Elec Storage WH 2.30 Et
Commercial | Com ¦ Super-High Efficiency Furnaces (Emerging Tech) | 2039 | Technical | MW | After Competition Groups | 7.6532 | 0 | 0 | 2699.1245 | 0.0028354 | 45 | Commercial_2039_Technical_MW_After Competition Groups_45 | Super-High Efficiency Furnaces (Emerging Tech) | 0.2835% | 0 | 7.6532 | Commercial_2039_Technical_MW_After Competition Groups_Super-High Efficiency Furnaces (Emerging Tech)
Commercial | Com ¦ Occupancy Sensors | 2039 | Achievable | MW | After Competition Groups | 4.7737 | 0 | 0 | 1721.5175 | 0.0027729 | 37 | Commercial_2039_Achievable_MW_After Competition Groups_37 | Occupancy Sensors | 0.2773% | 0 | 4.7737 | Commercial_2039_Achievable_MW_After Competition Groups_Occupancy Sensors
Commercial | Com ¦ LED EXTERIOR AREA LIGHTS - LED fixture (200W) | 2039 | Technical | MW | After Competition Groups | 7.1178 | 0 | 0 | 2699.1245 | 0.0026371 | 46 | Commercial_2039_Technical_MW_After Competition Groups_46 | LED EXTERIOR AREA LIGHTS - LED fixture (200W) | 0.2637% | 0 | 7.1178 | Commercial_2039_Technical_MW_After Competition Groups_LED EXTERIOR AREA LIGHTS - LED fixture (200W)
Commercial | Com ¦ ENERGY STAR FREEZER | 2039 | Achievable | MW | After Competition Groups | 4.5124 | 0 | 0 | 1721.5175 | 0.0026212 | 38 | Commercial_2039_Achievable_MW_After Competition Groups_38 | ENERGY STAR FREEZER | 0.2621% | 0 | 4.5124 | Commercial_2039_Achievable_MW_After Competition Groups_ENERGY STAR FREEZER
Commercial | Com ¦ Indoor Daylight Sensors/Photocell Dimming Control | 2039 | Economic | MW | After Competition Groups | 5.1633 | 0 | 0 | 1998.8489 | 0.0025831 | 39 | Commercial_2039_Economic_MW_After Competition Groups_39 | Indoor Daylight Sensors/Photocell Dimming Control | 0.2583% | 0 | 5.1633 | Commercial_2039_Economic_MW_After Competition Groups_Indoor Daylight Sensors/Photocell Dimming Control
Commercial | Com ¦ BEVERAGE VENDING MACHINE CONTROLS | 2039 | Achievable | MW | After Competition Groups | 4.4089 | 0 | 0 | 1721.5175 | 0.002561 | 39 | Commercial_2039_Achievable_MW_After Competition Groups_39 | BEVERAGE VENDING MACHINE CONTROLS | 0.2561% | 0 | 4.4089 | Commercial_2039_Achievable_MW_After Competition Groups_BEVERAGE VENDING MACHINE CONTROLS
Commercial | Com ¦ BEVERAGE VENDING MACHINE CONTROLS | 2039 | Economic | MW | After Competition Groups | 5.1005 | 0 | 0 | 1998.8489 | 0.0025517 | 40 | Commercial_2039_Economic_MW_After Competition Groups_40 | BEVERAGE VENDING MACHINE CONTROLS | 0.2552% | 0 | 5.1005 | Commercial_2039_Economic_MW_After Competition Groups_BEVERAGE VENDING MACHINE CONTROLS
Commercial | Com ¦ LED street light fixture | 2039 | Achievable | MW | After Competition Groups | 4.3089 | 0 | 0 | 1721.5175 | 0.002503 | 40 | Commercial_2039_Achievable_MW_After Competition Groups_40 | LED street light fixture | 0.2503% | 0 | 4.3089 | Commercial_2039_Achievable_MW_After Competition Groups_LED street light fixture
Commercial | Com ¦ Duct Insulation, R8 | 2039 | Economic | MW | After Competition Groups | 5.0028 | 0 | 0 | 1998.8489 | 0.0025029 | 41 | Commercial_2039_Economic_MW_After Competition Groups_41 | Duct Insulation, R8 | 0.2503% | 0 | 5.0028 | Commercial_2039_Economic_MW_After Competition Groups_Duct Insulation, R8
Commercial | Com ¦ LED parking lot fixture | 2039 | Technical | MW | After Competition Groups | 6.7178 | 0 | 0 | 2699.1245 | 0.0024889 | 47 | Commercial_2039_Technical_MW_After Competition Groups_47 | LED parking lot fixture | 0.2489% | 0 | 6.7178 | Commercial_2039_Technical_MW_After Competition Groups_LED parking lot fixture
Commercial | Com ¦ Elec Storage WH 2.30 Et | 2039 | Achievable | MW | After Competition Groups | 3.8949 | 0 | 0 | 1721.5175 | 0.0022625 | 41 | Commercial_2039_Achievable_MW_After Competition Groups_41 | Elec Storage WH 2.30 Et | 0.2262% | 0 | 3.8949 | Commercial_2039_Achievable_MW_After Competition Groups_Elec Storage WH 2.30 Et
Commercial | Com ¦ LED street light fixture | 2039 | Economic | MW | After Competition Groups | 4.4858 | 0 | 0 | 1998.8489 | 0.0022442 | 42 | Commercial_2039_Economic_MW_After Competition Groups_42 | LED street light fixture | 0.2244% | 0 | 4.4858 | Commercial_2039_Economic_MW_After Competition Groups_LED street light fixture
Commercial | Com ¦ Refrigeration Commissioning | 2039 | Technical | MW | After Competition Groups | 5.8511 | 0 | 0 | 2699.1245 | 0.0021678 | 48 | Commercial_2039_Technical_MW_After Competition Groups_48 | Refrigeration Commissioning | 0.2168% | 0 | 5.8511 | Commercial_2039_Technical_MW_After Competition Groups_Refrigeration Commissioning
Commercial | Com ¦ Elec Storage WH 2.30 Et | 2039 | Technical | MW | After Competition Groups | 5.6236 | 0 | 0 | 2699.1245 | 0.0020835 | 49 | Commercial_2039_Technical_MW_After Competition Groups_49 | Elec Storage WH 2.30 Et | 0.2084% | 0 | 5.6236 | Commercial_2039_Technical_MW_After Competition Groups_Elec Storage WH 2.30 Et
Commercial | Com ¦ Temperature Adjustment in Commercial Freezers | 2039 | Achievable | MW | After Competition Groups | 3.5346 | 0 | 0 | 1721.5175 | 0.0020532 | 42 | Commercial_2039_Achievable_MW_After Competition Groups_42 | Temperature Adjustment in Commercial Freezers | 0.2053% | 0 | 3.5346 | Commercial_2039_Achievable_MW_After Competition Groups_Temperature Adjustment in Commercial Freezers
Commercial | Com ¦ BEVERAGE VENDING MACHINE CONTROLS | 2039 | Technical | MW | After Competition Groups | 5.1005 | 0 | 0 | 2699.1245 | 0.0018897 | 50 | Commercial_2039_Technical_MW_After Competition Groups_50 | BEVERAGE VENDING MACHINE CONTROLS | 0.189% | 0 | 5.1005 | Commercial_2039_Technical_MW_After Competition Groups_BEVERAGE VENDING MACHINE CONTROLS
Commercial | Com ¦ HOTEL OCCUPANCY CONTROLS (HVAC + LIGHTING) | 2039 | Economic | MW | After Competition Groups | 3.7367 | 0 | 0 | 1998.8489 | 0.0018694 | 43 | Commercial_2039_Economic_MW_After Competition Groups_43 | HOTEL OCCUPANCY CONTROLS (HVAC + LIGHTING) | 0.1869% | 0 | 3.7367 | Commercial_2039_Economic_MW_After Competition Groups_HOTEL OCCUPANCY CONTROLS (HVAC + LIGHTING)
Commercial | Com ¦ CO Sensors for parking garage exhaust fans | 2039 | Achievable | MW | After Competition Groups | 3.191 | 0 | 0 | 1721.5175 | 0.0018536 | 43 | Commercial_2039_Achievable_MW_After Competition Groups_43 | CO Sensors for parking garage exhaust fans | 0.1854% | 0 | 3.191 | Commercial_2039_Achievable_MW_After Competition Groups_CO Sensors for parking garage exhaust fans
Commercial | Com ¦ Duct Insulation, R8 | 2039 | Technical | MW | After Competition Groups | 5.0028 | 0 | 0 | 2699.1245 | 0.0018535 | 51 | Commercial_2039_Technical_MW_After Competition Groups_51 | Duct Insulation, R8 | 0.1854% | 0 | 5.0028 | Commercial_2039_Technical_MW_After Competition Groups_Duct Insulation, R8
Commercial | Com ¦ CO Sensors for parking garage exhaust fans | 2039 | Economic | MW | After Competition Groups | 3.4153 | 0 | 0 | 1998.8489 | 0.0017086 | 44 | Commercial_2039_Economic_MW_After Competition Groups_44 | CO Sensors for parking garage exhaust fans | 0.1709% | 0 | 3.4153 | Commercial_2039_Economic_MW_After Competition Groups_CO Sensors for parking garage exhaust fans
Commercial | Com ¦ Vertical Night Covers | 2039 | Achievable | MW | After Competition Groups | 2.9354 | 0 | 0 | 1721.5175 | 0.0017051 | 44 | Commercial_2039_Achievable_MW_After Competition Groups_44 | Vertical Night Covers | 0.1705% | 0 | 2.9354 | Commercial_2039_Achievable_MW_After Competition Groups_Vertical Night Covers
Commercial | Com ¦ LED street light fixture | 2039 | Technical | MW | After Competition Groups | 4.4858 | 0 | 0 | 2699.1245 | 0.0016619 | 52 | Commercial_2039_Technical_MW_After Competition Groups_52 | LED street light fixture | 0.1662% | 0 | 4.4858 | Commercial_2039_Technical_MW_After Competition Groups_LED street light fixture
Commercial | Com ¦ Energy Efficient Laboratory Fume Hood | 2039 | Achievable | MW | After Competition Groups | 2.8525 | 0 | 0 | 1721.5175 | 0.001657 | 45 | Commercial_2039_Achievable_MW_After Competition Groups_45 | Energy Efficient Laboratory Fume Hood | 0.1657% | 0 | 2.8525 | Commercial_2039_Achievable_MW_After Competition Groups_Energy Efficient Laboratory Fume Hood
Commercial | Com ¦ Super-High Efficiency Furnaces (Emerging Tech) | 2039 | Achievable | MW | After Competition Groups | 2.6694 | 0 | 0 | 1721.5175 | 0.0015506 | 46 | Commercial_2039_Achievable_MW_After Competition Groups_46 | Super-High Efficiency Furnaces (Emerging Tech) | 0.1551% | 0 | 2.6694 | Commercial_2039_Achievable_MW_After Competition Groups_Super-High Efficiency Furnaces (Emerging Tech)
Commercial | Com ¦ Roof Insulation/Ceiling Insulation (R25 Code to R35) | 2039 | Technical | MW | After Competition Groups | 4.1678 | 0 | 0 | 2699.1245 | 0.0015441 | 53 | Commercial_2039_Technical_MW_After Competition Groups_53 | Roof Insulation/Ceiling Insulation (R25 Code to R35) | 0.1544% | 0 | 4.1678 | Commercial_2039_Technical_MW_After Competition Groups_Roof Insulation/Ceiling Insulation (R25 Code to R35)
Commercial | Com ¦ Temperature Adjustment in Commercial Freezers | 2039 | Economic | MW | After Competition Groups | 3.0591 | 0 | 0 | 1998.8489 | 0.0015304 | 45 | Commercial_2039_Economic_MW_After Competition Groups_45 | Temperature Adjustment in Commercial Freezers | 0.153% | 0 | 3.0591 | Commercial_2039_Economic_MW_After Competition Groups_Temperature Adjustment in Commercial Freezers
Commercial | Com ¦ Water Heating (DHW) Pipe Insulation (Add 3/4\ Foam)" | 2039 | Achievable | MW | After Competition Groups | 2.2181 | 0 | 0 | 1721.5175 | 0.0012884 | 47 | Commercial_2039_Achievable_MW_After Competition Groups_47 | Water Heating (DHW) Pipe Insulation (Add 3/4\ Foam)" | 0.1288% | 0 | 2.2181 | Commercial_2039_Achievable_MW_After Competition Groups_Water Heating (DHW) Pipe Insulation (Add 3/4\ Foam)"
Commercial | Com ¦ Anti-sweat heat (ASH) controls - Cooler/Freezer | 2039 | Technical | MW | After Competition Groups | 3.4487 | 0 | 0 | 2699.1245 | 0.0012777 | 54 | Commercial_2039_Technical_MW_After Competition Groups_54 | Anti-sweat heat (ASH) controls - Cooler/Freezer | 0.1278% | 0 | 3.4487 | Commercial_2039_Technical_MW_After Competition Groups_Anti-sweat heat (ASH) controls - Cooler/Freezer
Commercial | Com ¦ Vertical Night Covers | 2039 | Economic | MW | After Competition Groups | 2.5411 | 0 | 0 | 1998.8489 | 0.0012713 | 46 | Commercial_2039_Economic_MW_After Competition Groups_46 | Vertical Night Covers | 0.1271% | 0 | 2.5411 | Commercial_2039_Economic_MW_After Competition Groups_Vertical Night Covers
Commercial | Com ¦ CO Sensors for parking garage exhaust fans | 2039 | Technical | MW | After Competition Groups | 3.4153 | 0 | 0 | 2699.1245 | 0.0012653 | 55 | Commercial_2039_Technical_MW_After Competition Groups_55 | CO Sensors for parking garage exhaust fans | 0.1265% | 0 | 3.4153 | Commercial_2039_Technical_MW_After Competition Groups_CO Sensors for parking garage exhaust fans
Commercial | Com ¦ Energy Efficient Laboratory Fume Hood | 2039 | Economic | MW | After Competition Groups | 2.4603 | 0 | 0 | 1998.8489 | 0.0012308 | 47 | Commercial_2039_Economic_MW_After Competition Groups_47 | Energy Efficient Laboratory Fume Hood | 0.1231% | 0 | 2.4603 | Commercial_2039_Economic_MW_After Competition Groups_Energy Efficient Laboratory Fume Hood
Commercial | Com ¦ Outside Air Economizer | 2039 | Achievable | MW | After Competition Groups | 2.0041 | 0 | 0 | 1721.5175 | 0.0011641 | 48 | Commercial_2039_Achievable_MW_After Competition Groups_48 | Outside Air Economizer | 0.1164% | 0 | 2.0041 | Commercial_2039_Achievable_MW_After Competition Groups_Outside Air Economizer
Commercial | Com ¦ ENERGY STAR Fryer (84% eff) | 2039 | Economic | MW | After Competition Groups | 2.3083 | 0 | 0 | 1998.8489 | 0.0011548 | 48 | Commercial_2039_Economic_MW_After Competition Groups_48 | ENERGY STAR Fryer (84% eff) | 0.1155% | 0 | 2.3083 | Commercial_2039_Economic_MW_After Competition Groups_ENERGY STAR Fryer (84% eff)
Commercial | Com ¦ Temperature Adjustment in Commercial Freezers | 2039 | Technical | MW | After Competition Groups | 3.0591 | 0 | 0 | 2699.1245 | 0.0011334 | 56 | Commercial_2039_Technical_MW_After Competition Groups_56 | Temperature Adjustment in Commercial Freezers | 0.1133% | 0 | 3.0591 | Commercial_2039_Technical_MW_After Competition Groups_Temperature Adjustment in Commercial Freezers
Commercial | Com ¦ Ground Source Heat Pump | 2039 | Technical | MW | After Competition Groups | 3.0163 | 0 | 0 | 2699.1245 | 0.0011175 | 57 | Commercial_2039_Technical_MW_After Competition Groups_57 | Ground Source Heat Pump | 0.1117% | 0 | 3.0163 | Commercial_2039_Technical_MW_After Competition Groups_Ground Source Heat Pump
Commercial | Com ¦ Super-High Efficiency Furnaces (Emerging Tech) | 2039 | Economic | MW | After Competition Groups | 2.1625 | 0 | 0 | 1998.8489 | 0.0010819 | 49 | Commercial_2039_Economic_MW_After Competition Groups_49 | Super-High Efficiency Furnaces (Emerging Tech) | 0.1082% | 0 | 2.1625 | Commercial_2039_Economic_MW_After Competition Groups_Super-High Efficiency Furnaces (Emerging Tech)
Commercial | Com ¦ Outside Air Economizer | 2039 | Economic | MW | After Competition Groups | 1.9703 | 0 | 0 | 1998.8489 | 0.00098571 | 50 | Commercial_2039_Economic_MW_After Competition Groups_50 | Outside Air Economizer | 0.09857% | 0 | 1.9703 | Commercial_2039_Economic_MW_After Competition Groups_Outside Air Economizer
Commercial | Com ¦ Water Heating (DHW) Pipe Insulation (Add 3/4\ Foam)" | 2039 | Economic | MW | After Competition Groups | 1.9177 | 0 | 0 | 1998.8489 | 0.0009594 | 51 | Commercial_2039_Economic_MW_After Competition Groups_51 | Water Heating (DHW) Pipe Insulation (Add 3/4\ Foam)" | 0.09594% | 0 | 1.9177 | Commercial_2039_Economic_MW_After Competition Groups_Water Heating (DHW) Pipe Insulation (Add 3/4\ Foam)"
Commercial | Com ¦ ENERGY STAR Fryer (84% eff) | 2039 | Achievable | MW | After Competition Groups | 1.6322 | 0 | 0 | 1721.5175 | 0.00094815 | 49 | Commercial_2039_Achievable_MW_After Competition Groups_49 | ENERGY STAR Fryer (84% eff) | 0.09481% | 0 | 1.6322 | Commercial_2039_Achievable_MW_After Competition Groups_ENERGY STAR Fryer (84% eff)
Commercial | Com ¦ Vertical Night Covers | 2039 | Technical | MW | After Competition Groups | 2.5411 | 0 | 0 | 2699.1245 | 0.00094145 | 58 | Commercial_2039_Technical_MW_After Competition Groups_58 | Vertical Night Covers | 0.09414% | 0 | 2.5411 | Commercial_2039_Technical_MW_After Competition Groups_Vertical Night Covers
Commercial | Com ¦ Energy Efficient Laboratory Fume Hood | 2039 | Technical | MW | After Competition Groups | 2.4603 | 0 | 0 | 2699.1245 | 0.0009115 | 59 | Commercial_2039_Technical_MW_After Competition Groups_59 | Energy Efficient Laboratory Fume Hood | 0.09115% | 0 | 2.4603 | Commercial_2039_Technical_MW_After Competition Groups_Energy Efficient Laboratory Fume Hood
Commercial | Com ¦ Suction Pipe Insulation Freezer/Refrigerator | 2039 | Achievable | MW | After Competition Groups | 1.5211 | 0 | 0 | 1721.5175 | 0.00088357 | 50 | Commercial_2039_Achievable_MW_After Competition Groups_50 | Suction Pipe Insulation Freezer/Refrigerator | 0.08836% | 0 | 1.5211 | Commercial_2039_Achievable_MW_After Competition Groups_Suction Pipe Insulation Freezer/Refrigerator
Commercial | Com ¦ ENERGY STAR Fryer (84% eff) | 2039 | Technical | MW | After Competition Groups | 2.3083 | 0 | 0 | 2699.1245 | 0.00085521 | 60 | Commercial_2039_Technical_MW_After Competition Groups_60 | ENERGY STAR Fryer (84% eff) | 0.08552% | 0 | 2.3083 | Commercial_2039_Technical_MW_After Competition Groups_ENERGY STAR Fryer (84% eff)
Commercial | Com ¦ ENERGY STAR Dishwasher | 2039 | Economic | MW | After Competition Groups | 1.5883 | 0 | 0 | 1998.8489 | 0.00079463 | 52 | Commercial_2039_Economic_MW_After Competition Groups_52 | ENERGY STAR Dishwasher | 0.07946% | 0 | 1.5883 | Commercial_2039_Economic_MW_After Competition Groups_ENERGY STAR Dishwasher
Commercial | Com ¦ ENERGY STAR Steam Cookers | 2039 | Economic | MW | After Competition Groups | 1.4614 | 0 | 0 | 1998.8489 | 0.00073112 | 53 | Commercial_2039_Economic_MW_After Competition Groups_53 | ENERGY STAR Steam Cookers | 0.07311% | 0 | 1.4614 | Commercial_2039_Economic_MW_After Competition Groups_ENERGY STAR Steam Cookers
Commercial | Com ¦ Outside Air Economizer | 2039 | Technical | MW | After Competition Groups | 1.9703 | 0 | 0 | 2699.1245 | 0.00072998 | 61 | Commercial_2039_Technical_MW_After Competition Groups_61 | Outside Air Economizer | 0.073% | 0 | 1.9703 | Commercial_2039_Technical_MW_After Competition Groups_Outside Air Economizer
Commercial | Com ¦ Water Heating (DHW) Pipe Insulation (Add 3/4\ Foam)" | 2039 | Technical | MW | After Competition Groups | 1.9177 | 0 | 0 | 2699.1245 | 0.00071049 | 62 | Commercial_2039_Technical_MW_After Competition Groups_62 | Water Heating (DHW) Pipe Insulation (Add 3/4\ Foam)" | 0.07105% | 0 | 1.9177 | Commercial_2039_Technical_MW_After Competition Groups_Water Heating (DHW) Pipe Insulation (Add 3/4\ Foam)"
Commercial | Com ¦ Room AC (w/ louvered sides) 14 SEER from 12 SEER code | 2039 | Technical | MW | After Competition Groups | 1.8512 | 0 | 0 | 2699.1245 | 0.00068585 | 63 | Commercial_2039_Technical_MW_After Competition Groups_63 | Room AC (w/ louvered sides) 14 SEER from 12 SEER code | 0.06858% | 0 | 1.8512 | Commercial_2039_Technical_MW_After Competition Groups_Room AC (w/ louvered sides) 14 SEER from 12 SEER code
Commercial | Com ¦ Suction Pipe Insulation Freezer/Refrigerator | 2039 | Economic | MW | After Competition Groups | 1.3163 | 0 | 0 | 1998.8489 | 0.00065853 | 54 | Commercial_2039_Economic_MW_After Competition Groups_54 | Suction Pipe Insulation Freezer/Refrigerator | 0.06585% | 0 | 1.3163 | Commercial_2039_Economic_MW_After Competition Groups_Suction Pipe Insulation Freezer/Refrigerator
Commercial | Com ¦ ENERGY STAR Dishwasher | 2039 | Technical | MW | After Competition Groups | 1.5883 | 0 | 0 | 2699.1245 | 0.00058847 | 64 | Commercial_2039_Technical_MW_After Competition Groups_64 | ENERGY STAR Dishwasher | 0.05885% | 0 | 1.5883 | Commercial_2039_Technical_MW_After Competition Groups_ENERGY STAR Dishwasher
Commercial | Com ¦ ENERGY STAR Steam Cookers | 2039 | Achievable | MW | After Competition Groups | 1.0082 | 0 | 0 | 1721.5175 | 0.00058565 | 51 | Commercial_2039_Achievable_MW_After Competition Groups_51 | ENERGY STAR Steam Cookers | 0.05857% | 0 | 1.0082 | Commercial_2039_Achievable_MW_After Competition Groups_ENERGY STAR Steam Cookers
Commercial | Com ¦ ENERGY STAR Steam Cookers | 2039 | Technical | MW | After Competition Groups | 1.4614 | 0 | 0 | 2699.1245 | 0.00054144 | 65 | Commercial_2039_Technical_MW_After Competition Groups_65 | ENERGY STAR Steam Cookers | 0.05414% | 0 | 1.4614 | Commercial_2039_Technical_MW_After Competition Groups_ENERGY STAR Steam Cookers
Commercial | Com ¦ LED RECESSED DOWNLIGHTS | 2039 | Technical | MW | After Competition Groups | 1.4329 | 0 | 0 | 2699.1245 | 0.00053086 | 66 | Commercial_2039_Technical_MW_After Competition Groups_66 | LED RECESSED DOWNLIGHTS | 0.05309% | 0 | 1.4329 | Commercial_2039_Technical_MW_After Competition Groups_LED RECESSED DOWNLIGHTS
Commercial | Com ¦ ENERGY STAR Dishwasher | 2039 | Achievable | MW | After Competition Groups | 0.89141 | 0 | 0 | 1721.5175 | 0.0005178 | 52 | Commercial_2039_Achievable_MW_After Competition Groups_52 | ENERGY STAR Dishwasher | 0.05178% | 0 | 0.89141 | Commercial_2039_Achievable_MW_After Competition Groups_ENERGY STAR Dishwasher
Commercial | Com ¦ Door Gasket Freezer/Refrigerator | 2039 | Economic | MW | After Competition Groups | 1.02 | 0 | 0 | 1998.8489 | 0.00051027 | 55 | Commercial_2039_Economic_MW_After Competition Groups_55 | Door Gasket Freezer/Refrigerator | 0.05103% | 0 | 1.02 | Commercial_2039_Economic_MW_After Competition Groups_Door Gasket Freezer/Refrigerator
Commercial | Com ¦ Suction Pipe Insulation Freezer/Refrigerator | 2039 | Technical | MW | After Competition Groups | 1.3163 | 0 | 0 | 2699.1245 | 0.00048768 | 67 | Commercial_2039_Technical_MW_After Competition Groups_67 | Suction Pipe Insulation Freezer/Refrigerator | 0.04877% | 0 | 1.3163 | Commercial_2039_Technical_MW_After Competition Groups_Suction Pipe Insulation Freezer/Refrigerator
Commercial | Com ¦ Ozone Laundry Treatment | 2039 | Achievable | MW | After Competition Groups | 0.77169 | 0 | 0 | 1721.5175 | 0.00044826 | 53 | Commercial_2039_Achievable_MW_After Competition Groups_53 | Ozone Laundry Treatment | 0.04483% | 0 | 0.77169 | Commercial_2039_Achievable_MW_After Competition Groups_Ozone Laundry Treatment
Commercial | Com ¦ Thermostat Setback | 2039 | Achievable | MW | After Competition Groups | 0.72114 | 0 | 0 | 1721.5175 | 0.0004189 | 54 | Commercial_2039_Achievable_MW_After Competition Groups_54 | Thermostat Setback | 0.04189% | 0 | 0.72114 | Commercial_2039_Achievable_MW_After Competition Groups_Thermostat Setback
Commercial | Com ¦ Evaporator Coil Defrost (Cooler) | 2039 | Technical | MW | After Competition Groups | 1.1208 | 0 | 0 | 2699.1245 | 0.00041523 | 68 | Commercial_2039_Technical_MW_After Competition Groups_68 | Evaporator Coil Defrost (Cooler) | 0.04152% | 0 | 1.1208 | Commercial_2039_Technical_MW_After Competition Groups_Evaporator Coil Defrost (Cooler)
Commercial | Com ¦ Indoor Daylight Sensors/Photocell Dimming Control | 2039 | Achievable | MW | After Competition Groups | 0.70147 | 0 | 0 | 1721.5175 | 0.00040747 | 55 | Commercial_2039_Achievable_MW_After Competition Groups_55 | Indoor Daylight Sensors/Photocell Dimming Control | 0.04075% | 0 | 0.70147 | Commercial_2039_Achievable_MW_After Competition Groups_Indoor Daylight Sensors/Photocell Dimming Control
Commercial | Com ¦ Ozone Laundry Treatment | 2039 | Economic | MW | After Competition Groups | 0.81257 | 0 | 0 | 1998.8489 | 0.00040652 | 56 | Commercial_2039_Economic_MW_After Competition Groups_56 | Ozone Laundry Treatment | 0.04065% | 0 | 0.81257 | Commercial_2039_Economic_MW_After Competition Groups_Ozone Laundry Treatment
Commercial | Com ¦ Thermostat Setback | 2039 | Economic | MW | After Competition Groups | 0.80734 | 0 | 0 | 1998.8489 | 0.0004039 | 57 | Commercial_2039_Economic_MW_After Competition Groups_57 | Thermostat Setback | 0.04039% | 0 | 0.80734 | Commercial_2039_Economic_MW_After Competition Groups_Thermostat Setback
Commercial | Com ¦ Roof Insulation/Ceiling Insulation (R25 Code to R35) | 2039 | Economic | MW | After Competition Groups | 0.75815 | 0 | 0 | 1998.8489 | 0.00037929 | 58 | Commercial_2039_Economic_MW_After Competition Groups_58 | Roof Insulation/Ceiling Insulation (R25 Code to R35) | 0.03793% | 0 | 0.75815 | Commercial_2039_Economic_MW_After Competition Groups_Roof Insulation/Ceiling Insulation (R25 Code to R35)
Commercial | Com ¦ PTAC (12 EER/10,000 BTU) | 2039 | Economic | MW | After Competition Groups | 0.63065 | 0 | 0 | 1998.8489 | 0.0003155 | 59 | Commercial_2039_Economic_MW_After Competition Groups_59 | PTAC (12 EER/10,000 BTU) | 0.03155% | 0 | 0.63065 | Commercial_2039_Economic_MW_After Competition Groups_PTAC (12 EER/10,000 BTU)
Commercial | Com ¦ LED RECESSED DOWNLIGHTS | 2039 | Economic | MW | After Competition Groups | 0.61436 | 0 | 0 | 1998.8489 | 0.00030735 | 60 | Commercial_2039_Economic_MW_After Competition Groups_60 | LED RECESSED DOWNLIGHTS | 0.03074% | 0 | 0.61436 | Commercial_2039_Economic_MW_After Competition Groups_LED RECESSED DOWNLIGHTS
Commercial | Com ¦ Ozone Laundry Treatment | 2039 | Technical | MW | After Competition Groups | 0.81257 | 0 | 0 | 2699.1245 | 0.00030105 | 69 | Commercial_2039_Technical_MW_After Competition Groups_69 | Ozone Laundry Treatment | 0.0301% | 0 | 0.81257 | Commercial_2039_Technical_MW_After Competition Groups_Ozone Laundry Treatment
Commercial | Com ¦ LED RECESSED DOWNLIGHTS | 2039 | Achievable | MW | After Competition Groups | 0.51795 | 0 | 0 | 1721.5175 | 0.00030087 | 56 | Commercial_2039_Achievable_MW_After Competition Groups_56 | LED RECESSED DOWNLIGHTS | 0.03009% | 0 | 0.51795 | Commercial_2039_Achievable_MW_After Competition Groups_LED RECESSED DOWNLIGHTS
Commercial | Com ¦ Thermostat Setback | 2039 | Technical | MW | After Competition Groups | 0.80734 | 0 | 0 | 2699.1245 | 0.00029911 | 70 | Commercial_2039_Technical_MW_After Competition Groups_70 | Thermostat Setback | 0.02991% | 0 | 0.80734 | Commercial_2039_Technical_MW_After Competition Groups_Thermostat Setback
Commercial | Com ¦ Wall Insulation | 2039 | Economic | MW | After Competition Groups | 0.56852 | 0 | 0 | 1998.8489 | 0.00028442 | 61 | Commercial_2039_Economic_MW_After Competition Groups_61 | Wall Insulation | 0.02844% | 0 | 0.56852 | Commercial_2039_Economic_MW_After Competition Groups_Wall Insulation
Commercial | Com ¦ SYNCHRONOUS BELT | 2039 | Technical | MW | After Competition Groups | 0.75395 | 0 | 0 | 2699.1245 | 0.00027933 | 71 | Commercial_2039_Technical_MW_After Competition Groups_71 | SYNCHRONOUS BELT | 0.02793% | 0 | 0.75395 | Commercial_2039_Technical_MW_After Competition Groups_SYNCHRONOUS BELT
Commercial | Com ¦ PTAC (12 EER/10,000 BTU) | 2039 | Technical | MW | After Competition Groups | 0.69362 | 0 | 0 | 2699.1245 | 0.00025698 | 72 | Commercial_2039_Technical_MW_After Competition Groups_72 | PTAC (12 EER/10,000 BTU) | 0.0257% | 0 | 0.69362 | Commercial_2039_Technical_MW_After Competition Groups_PTAC (12 EER/10,000 BTU)
Commercial | Com ¦ Solar Water Preheat (Pools/DHW) | 2039 | Economic | MW | After Competition Groups | 0.47117 | 0 | 0 | 1998.8489 | 0.00023572 | 62 | Commercial_2039_Economic_MW_After Competition Groups_62 | Solar Water Preheat (Pools/DHW) | 0.02357% | 0 | 0.47117 | Commercial_2039_Economic_MW_After Competition Groups_Solar Water Preheat (Pools/DHW)
Commercial | Com ¦ PTAC (12 EER/10,000 BTU) | 2039 | Achievable | MW | After Competition Groups | 0.39423 | 0 | 0 | 1721.5175 | 0.000229 | 57 | Commercial_2039_Achievable_MW_After Competition Groups_57 | PTAC (12 EER/10,000 BTU) | 0.0229% | 0 | 0.39423 | Commercial_2039_Achievable_MW_After Competition Groups_PTAC (12 EER/10,000 BTU)
Commercial | Com ¦ HOTEL OCCUPANCY CONTROLS (HVAC + LIGHTING) | 2039 | Achievable | MW | After Competition Groups | 0.38862 | 0 | 0 | 1721.5175 | 0.00022574 | 58 | Commercial_2039_Achievable_MW_After Competition Groups_58 | HOTEL OCCUPANCY CONTROLS (HVAC + LIGHTING) | 0.02257% | 0 | 0.38862 | Commercial_2039_Achievable_MW_After Competition Groups_HOTEL OCCUPANCY CONTROLS (HVAC + LIGHTING)
Commercial | COM ¦ Ductless Mini-Split Heat Pumps | 2039 | Economic | MW | After Competition Groups | 0.44991 | 0 | 0 | 1998.8489 | 0.00022508 | 63 | Commercial_2039_Economic_MW_After Competition Groups_63 | Ductless Mini-Split Heat Pumps | 0.02251% | 0 | 0.44991 | Commercial_2039_Economic_MW_After Competition Groups_Ductless Mini-Split Heat Pumps
Commercial | Com ¦ Refrigeration Commissioning | 2039 | Achievable | MW | After Competition Groups | 0.38293 | 0 | 0 | 1721.5175 | 0.00022244 | 59 | Commercial_2039_Achievable_MW_After Competition Groups_59 | Refrigeration Commissioning | 0.02224% | 0 | 0.38293 | Commercial_2039_Achievable_MW_After Competition Groups_Refrigeration Commissioning
Commercial | Com ¦ Wall Insulation | 2039 | Technical | MW | After Competition Groups | 0.60011 | 0 | 0 | 2699.1245 | 0.00022234 | 73 | Commercial_2039_Technical_MW_After Competition Groups_73 | Wall Insulation | 0.02223% | 0 | 0.60011 | Commercial_2039_Technical_MW_After Competition Groups_Wall Insulation
Commercial | Com ¦ Solar Preheat Make up Air | 2039 | Technical | MW | After Competition Groups | 0.59374 | 0 | 0 | 2699.1245 | 0.00021998 | 74 | Commercial_2039_Technical_MW_After Competition Groups_74 | Solar Preheat Make up Air | 0.022% | 0 | 0.59374 | Commercial_2039_Technical_MW_After Competition Groups_Solar Preheat Make up Air
Commercial | Com ¦ ECM MOTORS FOR HVAC APPLICATION (FAN-POWERED VAV BOX) | 2039 | Achievable | MW | After Competition Groups | 0.31901 | 0 | 0 | 1721.5175 | 0.00018531 | 60 | Commercial_2039_Achievable_MW_After Competition Groups_60 | ECM MOTORS FOR HVAC APPLICATION (FAN-POWERED VAV BOX) | 0.01853% | 0 | 0.31901 | Commercial_2039_Achievable_MW_After Competition Groups_ECM MOTORS FOR HVAC APPLICATION (FAN-POWERED VAV BOX)
Commercial | COM ¦ Ductless Mini-Split Heat Pumps | 2039 | Achievable | MW | After Competition Groups | 0.30459 | 0 | 0 | 1721.5175 | 0.00017693 | 61 | Commercial_2039_Achievable_MW_After Competition Groups_61 | Ductless Mini-Split Heat Pumps | 0.01769% | 0 | 0.30459 | Commercial_2039_Achievable_MW_After Competition Groups_Ductless Mini-Split Heat Pumps
Commercial | Com ¦ Solar Water Preheat (Pools/DHW) | 2039 | Technical | MW | After Competition Groups | 0.47117 | 0 | 0 | 2699.1245 | 0.00017457 | 75 | Commercial_2039_Technical_MW_After Competition Groups_75 | Solar Water Preheat (Pools/DHW) | 0.01746% | 0 | 0.47117 | Commercial_2039_Technical_MW_After Competition Groups_Solar Water Preheat (Pools/DHW)
Commercial | Com ¦ High Efficiency Chiller (avg of water and air cooled) | 2039 | Technical | MW | After Competition Groups | 0.45901 | 0 | 0 | 2699.1245 | 0.00017006 | 76 | Commercial_2039_Technical_MW_After Competition Groups_76 | High Efficiency Chiller (avg of water and air cooled) | 0.01701% | 0 | 0.45901 | Commercial_2039_Technical_MW_After Competition Groups_High Efficiency Chiller (avg of water and air cooled)
Commercial | Com ¦ Efficient compressor motor | 2039 | Technical | MW | After Competition Groups | 0.45294 | 0 | 0 | 2699.1245 | 0.00016781 | 77 | Commercial_2039_Technical_MW_After Competition Groups_77 | Efficient compressor motor | 0.01678% | 0 | 0.45294 | Commercial_2039_Technical_MW_After Competition Groups_Efficient compressor motor
Commercial | COM ¦ Ductless Mini-Split Heat Pumps | 2039 | Technical | MW | After Competition Groups | 0.44991 | 0 | 0 | 2699.1245 | 0.00016669 | 78 | Commercial_2039_Technical_MW_After Competition Groups_78 | Ductless Mini-Split Heat Pumps | 0.01667% | 0 | 0.44991 | Commercial_2039_Technical_MW_After Competition Groups_Ductless Mini-Split Heat Pumps
Commercial | Com ¦ ECM MOTORS FOR HVAC APPLICATION (FAN-POWERED VAV BOX) | 2039 | Economic | MW | After Competition Groups | 0.32433 | 0 | 0 | 1998.8489 | 0.00016226 | 64 | Commercial_2039_Economic_MW_After Competition Groups_64 | ECM MOTORS FOR HVAC APPLICATION (FAN-POWERED VAV BOX) | 0.01623% | 0 | 0.32433 | Commercial_2039_Economic_MW_After Competition Groups_ECM MOTORS FOR HVAC APPLICATION (FAN-POWERED VAV BOX)
Commercial | Com ¦ Solar Water Preheat (Pools/DHW) | 2039 | Achievable | MW | After Competition Groups | 0.27417 | 0 | 0 | 1721.5175 | 0.00015926 | 62 | Commercial_2039_Achievable_MW_After Competition Groups_62 | Solar Water Preheat (Pools/DHW) | 0.01593% | 0 | 0.27417 | Commercial_2039_Achievable_MW_After Competition Groups_Solar Water Preheat (Pools/DHW)
Commercial | Com ¦ SYNCHRONOUS BELT | 2039 | Economic | MW | After Competition Groups | 0.30829 | 0 | 0 | 1998.8489 | 0.00015423 | 65 | Commercial_2039_Economic_MW_After Competition Groups_65 | SYNCHRONOUS BELT | 0.01542% | 0 | 0.30829 | Commercial_2039_Economic_MW_After Competition Groups_SYNCHRONOUS BELT
Commercial | Com ¦ Efficient compressor motor | 2039 | Economic | MW | After Competition Groups | 0.25635 | 0 | 0 | 1998.8489 | 0.00012825 | 66 | Commercial_2039_Economic_MW_After Competition Groups_66 | Efficient compressor motor | 0.01282% | 0 | 0.25635 | Commercial_2039_Economic_MW_After Competition Groups_Efficient compressor motor
Commercial | Com ¦ Commercial Hot Food Holding Cabinets | 2039 | Technical | MW | After Competition Groups | 0.34307 | 0 | 0 | 2699.1245 | 0.0001271 | 79 | Commercial_2039_Technical_MW_After Competition Groups_79 | Commercial Hot Food Holding Cabinets | 0.01271% | 0 | 0.34307 | Commercial_2039_Technical_MW_After Competition Groups_Commercial Hot Food Holding Cabinets
Commercial | Com ¦ ECM MOTORS FOR HVAC APPLICATION (FAN-POWERED VAV BOX) | 2039 | Technical | MW | After Competition Groups | 0.32507 | 0 | 0 | 2699.1245 | 0.00012043 | 80 | Commercial_2039_Technical_MW_After Competition Groups_80 | ECM MOTORS FOR HVAC APPLICATION (FAN-POWERED VAV BOX) | 0.01204% | 0 | 0.32507 | Commercial_2039_Technical_MW_After Competition Groups_ECM MOTORS FOR HVAC APPLICATION (FAN-POWERED VAV BOX)
Commercial | Com ¦ Efficient compressor motor | 2039 | Achievable | MW | After Competition Groups | 0.18485 | 0 | 0 | 1721.5175 | 0.00010738 | 63 | Commercial_2039_Achievable_MW_After Competition Groups_63 | Efficient compressor motor | 0.01074% | 0 | 0.18485 | Commercial_2039_Achievable_MW_After Competition Groups_Efficient compressor motor
Commercial | Com ¦ Auto Off Time Switch or Time Clock control | 2039 | Achievable | MW | After Competition Groups | 0.17941 | 0 | 0 | 1721.5175 | 0.00010422 | 64 | Commercial_2039_Achievable_MW_After Competition Groups_64 | Auto Off Time Switch or Time Clock control | 0.01042% | 0 | 0.17941 | Commercial_2039_Achievable_MW_After Competition Groups_Auto Off Time Switch or Time Clock control
Commercial | Com ¦ Wall Insulation | 2039 | Achievable | MW | After Competition Groups | 0.17766 | 0 | 0 | 1721.5175 | 0.0001032 | 65 | Commercial_2039_Achievable_MW_After Competition Groups_65 | Wall Insulation | 0.01032% | 0 | 0.17766 | Commercial_2039_Achievable_MW_After Competition Groups_Wall Insulation
Commercial | Com ¦ HVAC Optimization | 2039 | Technical | MW | After Competition Groups | 0.27779 | 0 | 0 | 2699.1245 | 0.00010292 | 81 | Commercial_2039_Technical_MW_After Competition Groups_81 | HVAC Optimization | 0.01029% | 0 | 0.27779 | Commercial_2039_Technical_MW_After Competition Groups_HVAC Optimization
Commercial | Com ¦ CEE Tier 2/Energy Star Clothes Washers | 2039 | Economic | MW | After Competition Groups | 0.20029 | 0 | 0 | 1998.8489 | 0.0001002 | 67 | Commercial_2039_Economic_MW_After Competition Groups_67 | CEE Tier 2/Energy Star Clothes Washers | 0.01002% | 0 | 0.20029 | Commercial_2039_Economic_MW_After Competition Groups_CEE Tier 2/Energy Star Clothes Washers
Commercial | Com ¦ Auto Off Time Switch or Time Clock control | 2039 | Economic | MW | After Competition Groups | 0.19689 | 0 | 0 | 1998.8489 | 9.8501e-05 | 68 | Commercial_2039_Economic_MW_After Competition Groups_68 | Auto Off Time Switch or Time Clock control | 0.00985% | 0 | 0.19689 | Commercial_2039_Economic_MW_After Competition Groups_Auto Off Time Switch or Time Clock control
Commercial | Com ¦ CEE Tier 2/Energy Star Clothes Washers | 2039 | Achievable | MW | After Competition Groups | 0.16126 | 0 | 0 | 1721.5175 | 9.3675e-05 | 66 | Commercial_2039_Achievable_MW_After Competition Groups_66 | CEE Tier 2/Energy Star Clothes Washers | 0.009367% | 0 | 0.16126 | Commercial_2039_Achievable_MW_After Competition Groups_CEE Tier 2/Energy Star Clothes Washers
Commercial | Com ¦ Demand controlled Circulating Systems | 2039 | Achievable | MW | After Competition Groups | 0.14854 | 0 | 0 | 1721.5175 | 8.6282e-05 | 67 | Commercial_2039_Achievable_MW_After Competition Groups_67 | Demand controlled Circulating Systems | 0.008628% | 0 | 0.14854 | Commercial_2039_Achievable_MW_After Competition Groups_Demand controlled Circulating Systems
Commercial | Com ¦ HVAC Optimization | 2039 | Economic | MW | After Competition Groups | 0.16688 | 0 | 0 | 1998.8489 | 8.3489e-05 | 69 | Commercial_2039_Economic_MW_After Competition Groups_69 | HVAC Optimization | 0.008349% | 0 | 0.16688 | Commercial_2039_Economic_MW_After Competition Groups_HVAC Optimization
Commercial | Com ¦ CEE Tier 2/Energy Star Clothes Washers | 2039 | Technical | MW | After Competition Groups | 0.20029 | 0 | 0 | 2699.1245 | 7.4205e-05 | 82 | Commercial_2039_Technical_MW_After Competition Groups_82 | CEE Tier 2/Energy Star Clothes Washers | 0.00742% | 0 | 0.20029 | Commercial_2039_Technical_MW_After Competition Groups_CEE Tier 2/Energy Star Clothes Washers
Commercial | Com ¦ Auto Off Time Switch or Time Clock control | 2039 | Technical | MW | After Competition Groups | 0.19689 | 0 | 0 | 2699.1245 | 7.2946e-05 | 83 | Commercial_2039_Technical_MW_After Competition Groups_83 | Auto Off Time Switch or Time Clock control | 0.007295% | 0 | 0.19689 | Commercial_2039_Technical_MW_After Competition Groups_Auto Off Time Switch or Time Clock control
Commercial | Com ¦ High Efficiency Small Instantaneous Water Heater | 2039 | Achievable | MW | After Competition Groups | 0.12351 | 0 | 0 | 1721.5175 | 7.1745e-05 | 68 | Commercial_2039_Achievable_MW_After Competition Groups_68 | High Efficiency Small Instantaneous Water Heater | 0.007175% | 0 | 0.12351 | Commercial_2039_Achievable_MW_After Competition Groups_High Efficiency Small Instantaneous Water Heater
Commercial | Com ¦ HVAC Optimization | 2039 | Achievable | MW | After Competition Groups | 0.12249 | 0 | 0 | 1721.5175 | 7.1153e-05 | 69 | Commercial_2039_Achievable_MW_After Competition Groups_69 | HVAC Optimization | 0.007115% | 0 | 0.12249 | Commercial_2039_Achievable_MW_After Competition Groups_HVAC Optimization
Commercial | Com ¦ Commercial Hot Food Holding Cabinets | 2039 | Economic | MW | After Competition Groups | 0.12939 | 0 | 0 | 1998.8489 | 6.4732e-05 | 70 | Commercial_2039_Economic_MW_After Competition Groups_70 | Commercial Hot Food Holding Cabinets | 0.006473% | 0 | 0.12939 | Commercial_2039_Economic_MW_After Competition Groups_Commercial Hot Food Holding Cabinets
Commercial | Com ¦ Notched V belts for HVAC Systems | 2039 | Achievable | MW | After Competition Groups | 0.11111 | 0 | 0 | 1721.5175 | 6.4541e-05 | 70 | Commercial_2039_Achievable_MW_After Competition Groups_70 | Notched V belts for HVAC Systems | 0.006454% | 0 | 0.11111 | Commercial_2039_Achievable_MW_After Competition Groups_Notched V belts for HVAC Systems
Commercial | Com ¦ Demand controlled Circulating Systems | 2039 | Economic | MW | After Competition Groups | 0.1269 | 0 | 0 | 1998.8489 | 6.3487e-05 | 71 | Commercial_2039_Economic_MW_After Competition Groups_71 | Demand controlled Circulating Systems | 0.006349% | 0 | 0.1269 | Commercial_2039_Economic_MW_After Competition Groups_Demand controlled Circulating Systems
Commercial | Com ¦ Roof Insulation/Ceiling Insulation (R25 Code to R35) | 2039 | Achievable | MW | After Competition Groups | 0.10557 | 0 | 0 | 1721.5175 | 6.1323e-05 | 71 | Commercial_2039_Achievable_MW_After Competition Groups_71 | Roof Insulation/Ceiling Insulation (R25 Code to R35) | 0.006132% | 0 | 0.10557 | Commercial_2039_Achievable_MW_After Competition Groups_Roof Insulation/Ceiling Insulation (R25 Code to R35)
Commercial | Com ¦ Low Flow Pre-Rinse Spray Nozzle | 2039 | Economic | MW | After Competition Groups | 0.11531 | 0 | 0 | 1998.8489 | 5.7688e-05 | 72 | Commercial_2039_Economic_MW_After Competition Groups_72 | Low Flow Pre-Rinse Spray Nozzle | 0.005769% | 0 | 0.11531 | Commercial_2039_Economic_MW_After Competition Groups_Low Flow Pre-Rinse Spray Nozzle
Commercial | Com ¦ Heat Pump Water Heater (50 Gallons) | 2039 | Technical | MW | After Competition Groups | 0.14125 | 0 | 0 | 2699.1245 | 5.2331e-05 | 84 | Commercial_2039_Technical_MW_After Competition Groups_84 | Heat Pump Water Heater (50 Gallons) | 0.005233% | 0 | 0.14125 | Commercial_2039_Technical_MW_After Competition Groups_Heat Pump Water Heater (50 Gallons)
Commercial | Com ¦ Commercial Hot Food Holding Cabinets | 2039 | Achievable | MW | After Competition Groups | 0.087248 | 0 | 0 | 1721.5175 | 5.0681e-05 | 72 | Commercial_2039_Achievable_MW_After Competition Groups_72 | Commercial Hot Food Holding Cabinets | 0.005068% | 0 | 0.087248 | Commercial_2039_Achievable_MW_After Competition Groups_Commercial Hot Food Holding Cabinets
Commercial | Com ¦ Low Flow Pre-Rinse Spray Nozzle | 2039 | Achievable | MW | After Competition Groups | 0.086757 | 0 | 0 | 1721.5175 | 5.0396e-05 | 73 | Commercial_2039_Achievable_MW_After Competition Groups_73 | Low Flow Pre-Rinse Spray Nozzle | 0.00504% | 0 | 0.086757 | Commercial_2039_Achievable_MW_After Competition Groups_Low Flow Pre-Rinse Spray Nozzle
Commercial | Com ¦ Demand controlled Circulating Systems | 2039 | Technical | MW | After Competition Groups | 0.1269 | 0 | 0 | 2699.1245 | 4.7015e-05 | 85 | Commercial_2039_Technical_MW_After Competition Groups_85 | Demand controlled Circulating Systems | 0.004702% | 0 | 0.1269 | Commercial_2039_Technical_MW_After Competition Groups_Demand controlled Circulating Systems
Commercial | Com ¦ Low Flow Pre-Rinse Spray Nozzle | 2039 | Technical | MW | After Competition Groups | 0.11531 | 0 | 0 | 2699.1245 | 4.2721e-05 | 86 | Commercial_2039_Technical_MW_After Competition Groups_86 | Low Flow Pre-Rinse Spray Nozzle | 0.004272% | 0 | 0.11531 | Commercial_2039_Technical_MW_After Competition Groups_Low Flow Pre-Rinse Spray Nozzle
Commercial | Com ¦ Room AC (w/ louvered sides) 14 SEER from 12 SEER code | 2039 | Achievable | MW | After Competition Groups | 0.067747 | 0 | 0 | 1721.5175 | 3.9353e-05 | 74 | Commercial_2039_Achievable_MW_After Competition Groups_74 | Room AC (w/ louvered sides) 14 SEER from 12 SEER code | 0.003935% | 0 | 0.067747 | Commercial_2039_Achievable_MW_After Competition Groups_Room AC (w/ louvered sides) 14 SEER from 12 SEER code
Commercial | Com ¦ Room AC (w/ louvered sides) 14 SEER from 12 SEER code | 2039 | Economic | MW | After Competition Groups | 0.064792 | 0 | 0 | 1998.8489 | 3.2414e-05 | 73 | Commercial_2039_Economic_MW_After Competition Groups_73 | Room AC (w/ louvered sides) 14 SEER from 12 SEER code | 0.003241% | 0 | 0.064792 | Commercial_2039_Economic_MW_After Competition Groups_Room AC (w/ louvered sides) 14 SEER from 12 SEER code
Commercial | Com ¦ Condensing Unit Heaters or other Efficient Unit Heating System | 2039 | Achievable | MW | After Competition Groups | 0.050214 | 0 | 0 | 1721.5175 | 2.9169e-05 | 75 | Commercial_2039_Achievable_MW_After Competition Groups_75 | Condensing Unit Heaters or other Efficient Unit Heating System | 0.002917% | 0 | 0.050214 | Commercial_2039_Achievable_MW_After Competition Groups_Condensing Unit Heaters or other Efficient Unit Heating System
Commercial | Com ¦ High Efficiency Chiller (avg of water and air cooled) | 2039 | Achievable | MW | After Competition Groups | 0.045817 | 0 | 0 | 1721.5175 | 2.6614e-05 | 76 | Commercial_2039_Achievable_MW_After Competition Groups_76 | High Efficiency Chiller (avg of water and air cooled) | 0.002661% | 0 | 0.045817 | Commercial_2039_Achievable_MW_After Competition Groups_High Efficiency Chiller (avg of water and air cooled)
Commercial | Com ¦ High Efficiency Chiller (avg of water and air cooled) | 2039 | Economic | MW | After Competition Groups | 0.050419 | 0 | 0 | 1998.8489 | 2.5224e-05 | 74 | Commercial_2039_Economic_MW_After Competition Groups_74 | High Efficiency Chiller (avg of water and air cooled) | 0.002522% | 0 | 0.050419 | Commercial_2039_Economic_MW_After Competition Groups_High Efficiency Chiller (avg of water and air cooled)
Commercial | Com ¦ Notched V belts for HVAC Systems | 2039 | Economic | MW | After Competition Groups | 0.047052 | 0 | 0 | 1998.8489 | 2.3539e-05 | 75 | Commercial_2039_Economic_MW_After Competition Groups_75 | Notched V belts for HVAC Systems | 0.002354% | 0 | 0.047052 | Commercial_2039_Economic_MW_After Competition Groups_Notched V belts for HVAC Systems
Commercial | Com ¦ Condensing Unit Heaters or other Efficient Unit Heating System | 2039 | Economic | MW | After Competition Groups | 0.043353 | 0 | 0 | 1998.8489 | 2.1689e-05 | 76 | Commercial_2039_Economic_MW_After Competition Groups_76 | Condensing Unit Heaters or other Efficient Unit Heating System | 0.002169% | 0 | 0.043353 | Commercial_2039_Economic_MW_After Competition Groups_Condensing Unit Heaters or other Efficient Unit Heating System
Commercial | Com ¦ VSD Air Compressor | 2039 | Economic | MW | After Competition Groups | 0.036916 | 0 | 0 | 1998.8489 | 1.8469e-05 | 77 | Commercial_2039_Economic_MW_After Competition Groups_77 | VSD Air Compressor | 0.001847% | 0 | 0.036916 | Commercial_2039_Economic_MW_After Competition Groups_VSD Air Compressor
Commercial | Com ¦ Energy Recovery Ventilation and Ventilation (Enhanced) | 2039 | Achievable | MW | After Competition Groups | 0.029888 | 0 | 0 | 1721.5175 | 1.7361e-05 | 77 | Commercial_2039_Achievable_MW_After Competition Groups_77 | Energy Recovery Ventilation and Ventilation (Enhanced) | 0.001736% | 0 | 0.029888 | Commercial_2039_Achievable_MW_After Competition Groups_Energy Recovery Ventilation and Ventilation (Enhanced)
Commercial | Com ¦ Condensing Unit Heaters or other Efficient Unit Heating System | 2039 | Technical | MW | After Competition Groups | 0.043353 | 0 | 0 | 2699.1245 | 1.6062e-05 | 87 | Commercial_2039_Technical_MW_After Competition Groups_87 | Condensing Unit Heaters or other Efficient Unit Heating System | 0.001606% | 0 | 0.043353 | Commercial_2039_Technical_MW_After Competition Groups_Condensing Unit Heaters or other Efficient Unit Heating System
Commercial | Com ¦ VSD Air Compressor | 2039 | Achievable | MW | After Competition Groups | 0.02738 | 0 | 0 | 1721.5175 | 1.5905e-05 | 78 | Commercial_2039_Achievable_MW_After Competition Groups_78 | VSD Air Compressor | 0.00159% | 0 | 0.02738 | Commercial_2039_Achievable_MW_After Competition Groups_VSD Air Compressor
Commercial | Com ¦ EC Plug Fan for Data Center (under cabinet) | 2039 | Economic | MW | After Competition Groups | 0.028582 | 0 | 0 | 1998.8489 | 1.4299e-05 | 78 | Commercial_2039_Economic_MW_After Competition Groups_78 | EC Plug Fan for Data Center (under cabinet) | 0.00143% | 0 | 0.028582 | Commercial_2039_Economic_MW_After Competition Groups_EC Plug Fan for Data Center (under cabinet)
Commercial | Com ¦ eCube | 2039 | Technical | MW | After Competition Groups | 0.037008 | 0 | 0 | 2699.1245 | 1.3711e-05 | 88 | Commercial_2039_Technical_MW_After Competition Groups_88 | eCube | 0.001371% | 0 | 0.037008 | Commercial_2039_Technical_MW_After Competition Groups_eCube
Commercial | Com ¦ VSD Air Compressor | 2039 | Technical | MW | After Competition Groups | 0.036916 | 0 | 0 | 2699.1245 | 1.3677e-05 | 89 | Commercial_2039_Technical_MW_After Competition Groups_89 | VSD Air Compressor | 0.001368% | 0 | 0.036916 | Commercial_2039_Technical_MW_After Competition Groups_VSD Air Compressor
Commercial | Com ¦ SYNCHRONOUS BELT | 2039 | Achievable | MW | After Competition Groups | 0.022508 | 0 | 0 | 1721.5175 | 1.3075e-05 | 79 | Commercial_2039_Achievable_MW_After Competition Groups_79 | SYNCHRONOUS BELT | 0.001307% | 0 | 0.022508 | Commercial_2039_Achievable_MW_After Competition Groups_SYNCHRONOUS BELT
Commercial | Com ¦ EC Plug Fan for Data Center (under cabinet) | 2039 | Technical | MW | After Competition Groups | 0.028582 | 0 | 0 | 2699.1245 | 1.0589e-05 | 90 | Commercial_2039_Technical_MW_After Competition Groups_90 | EC Plug Fan for Data Center (under cabinet) | 0.001059% | 0 | 0.028582 | Commercial_2039_Technical_MW_After Competition Groups_EC Plug Fan for Data Center (under cabinet)
Commercial | Com ¦ EC Plug Fan for Data Center (under cabinet) | 2039 | Achievable | MW | After Competition Groups | 0.015871 | 0 | 0 | 1721.5175 | 9.219e-06 | 80 | Commercial_2039_Achievable_MW_After Competition Groups_80 | EC Plug Fan for Data Center (under cabinet) | 0.0009219% | 0 | 0.015871 | Commercial_2039_Achievable_MW_After Competition Groups_EC Plug Fan for Data Center (under cabinet)
Commercial | Com ¦ Energy Recovery Ventilation and Ventilation (Enhanced) | 2039 | Technical | MW | After Competition Groups | 0.014869 | 0 | 0 | 2699.1245 | 5.5089e-06 | 91 | Commercial_2039_Technical_MW_After Competition Groups_91 | Energy Recovery Ventilation and Ventilation (Enhanced) | 0.0005509% | 0 | 0.014869 | Commercial_2039_Technical_MW_After Competition Groups_Energy Recovery Ventilation and Ventilation (Enhanced)
Commercial | Com ¦ Exterior Photocell | 2039 | Technical | MW | After Competition Groups | 0.01407 | 0 | 0 | 2699.1245 | 5.2129e-06 | 92 | Commercial_2039_Technical_MW_After Competition Groups_92 | Exterior Photocell | 0.0005213% | 0 | 0.01407 | Commercial_2039_Technical_MW_After Competition Groups_Exterior Photocell
Commercial | Com ¦ Air Curtains | 2039 | Achievable | MW | After Competition Groups | 0.0072859 | 0 | 0 | 1721.5175 | 4.2323e-06 | 81 | Commercial_2039_Achievable_MW_After Competition Groups_81 | Air Curtains | 0.0004232% | 0 | 0.0072859 | Commercial_2039_Achievable_MW_After Competition Groups_Air Curtains
Commercial | Com ¦ Air Curtains | 2039 | Economic | MW | After Competition Groups | 0.0077357 | 0 | 0 | 1998.8489 | 3.8701e-06 | 79 | Commercial_2039_Economic_MW_After Competition Groups_79 | Air Curtains | 0.000387% | 0 | 0.0077357 | Commercial_2039_Economic_MW_After Competition Groups_Air Curtains
Commercial | Com ¦ Air Curtains | 2039 | Technical | MW | After Competition Groups | 0.0077357 | 0 | 0 | 2699.1245 | 2.866e-06 | 93 | Commercial_2039_Technical_MW_After Competition Groups_93 | Air Curtains | 0.0002866% | 0 | 0.0077357 | Commercial_2039_Technical_MW_After Competition Groups_Air Curtains
Commercial | Com ¦ Ground Source Heat Pump | 2039 | Achievable | MW | After Competition Groups | 0.0013133 | 0 | 0 | 1721.5175 | 7.629e-07 | 82 | Commercial_2039_Achievable_MW_After Competition Groups_82 | Ground Source Heat Pump | 7.629e-05% | 0 | 0.0013133 | Commercial_2039_Achievable_MW_After Competition Groups_Ground Source Heat Pump
Commercial | Com ¦ High Efficiency Induction Cooking | 2039 | Technical | MW | After Competition Groups | 0.0014775 | 0 | 0 | 2699.1245 | 5.4739e-07 | 94 | Commercial_2039_Technical_MW_After Competition Groups_94 | High Efficiency Induction Cooking | 5.474e-05% | 0 | 0.0014775 | Commercial_2039_Technical_MW_After Competition Groups_High Efficiency Induction Cooking
Commercial | Com ¦ Electric Convection Combination Ovens | 2039 | Economic | MW | After Competition Groups | 0.00047911 | 0 | 0 | 1998.8489 | 2.3969e-07 | 80 | Commercial_2039_Economic_MW_After Competition Groups_80 | Electric Convection Combination Ovens | 2.397e-05% | 0 | 0.00047911 | Commercial_2039_Economic_MW_After Competition Groups_Electric Convection Combination Ovens
Commercial | Com ¦ Electric Convection Combination Ovens | 2039 | Achievable | MW | After Competition Groups | 0.00039592 | 0 | 0 | 1721.5175 | 2.2998e-07 | 83 | Commercial_2039_Achievable_MW_After Competition Groups_83 | Electric Convection Combination Ovens | 2.3e-05% | 0 | 0.00039592 | Commercial_2039_Achievable_MW_After Competition Groups_Electric Convection Combination Ovens
Commercial | Com ¦ Electric Convection Combination Ovens | 2039 | Technical | MW | After Competition Groups | 0.00047911 | 0 | 0 | 2699.1245 | 1.775e-07 | 95 | Commercial_2039_Technical_MW_After Competition Groups_95 | Electric Convection Combination Ovens | 1.775e-05% | 0 | 0.00047911 | Commercial_2039_Technical_MW_After Competition Groups_Electric Convection Combination Ovens
Commercial | Com ¦ LLLC - Low Impact Application | 2039 | Achievable | MW | After Competition Groups | 1.0922e-19 | 0 | 0 | 1721.5175 | 6.3443e-23 | 84 | Commercial_2039_Achievable_MW_After Competition Groups_84 | LLLC - Low Impact Application | 6.344e-21% | 0 | 1.0922e-19 | Commercial_2039_Achievable_MW_After Competition Groups_LLLC - Low Impact Application
Commercial | Com ¦ LLLC - High Impact Application | 2039 | Achievable | MW | After Competition Groups | 5.2838e-20 | 0 | 0 | 1721.5175 | 3.0692e-23 | 85 | Commercial_2039_Achievable_MW_After Competition Groups_85 | LLLC - High Impact Application | 3.069e-21% | 0 | 5.2838e-20 | Commercial_2039_Achievable_MW_After Competition Groups_LLLC - High Impact Application
Commercial | Com ¦ Networked/Connected - High Impact Application | 2039 | Achievable | MW | After Competition Groups | 1.1608e-21 | 0 | 0 | 1721.5175 | 6.743e-25 | 86 | Commercial_2039_Achievable_MW_After Competition Groups_86 | Networked/Connected - High Impact Application | 6.743e-23% | 0 | 1.1608e-21 | Commercial_2039_Achievable_MW_After Competition Groups_Networked/Connected - High Impact Application
Commercial | Com ¦ Networked/Connected - Low Impact Application | 2039 | Achievable | MW | After Competition Groups | 4.9195e-22 | 0 | 0 | 1721.5175 | 2.8576e-25 | 87 | Commercial_2039_Achievable_MW_After Competition Groups_87 | Networked/Connected - Low Impact Application | 2.858e-23% | 0 | 4.9195e-22 | Commercial_2039_Achievable_MW_After Competition Groups_Networked/Connected - Low Impact Application
Commercial | Com ¦ High R-Value Glass Doors/no-heat glass door | 2039 | Achievable | MW | After Competition Groups | 0 | 0 | 0 | 1721.5175 | 0 | 88 | Commercial_2039_Achievable_MW_After Competition Groups_88 | High R-Value Glass Doors/no-heat glass door | 0% | 0 | 0 | Commercial_2039_Achievable_MW_After Competition Groups_High R-Value Glass Doors/no-heat glass door
Commercial | Com ¦ High R-Value Glass Doors/no-heat glass door | 2039 | Economic | MW | After Competition Groups | 0 | 0 | 0 | 1998.8489 | 0 | 81 | Commercial_2039_Economic_MW_After Competition Groups_81 | High R-Value Glass Doors/no-heat glass door | 0% | 0 | 0 | Commercial_2039_Economic_MW_After Competition Groups_High R-Value Glass Doors/no-heat glass door
Commercial | Com ¦ Building Recommissioning, Operations and Maintenance (O&M) Improvements | 2040 | Economic | MW | After Competition Groups | 232.658 | 0 | 0 | 2014.086 | 0.11552 | 1 | Commercial_2040_Economic_MW_After Competition Groups_1 | Building Recommissioning, Operations and Maintenance (O&M) Improvements | 11.55% | 0 | 232.658 | Commercial_2040_Economic_MW_After Competition Groups_Building Recommissioning, Operations and Maintenance (O&M) Improvements
Commercial | Com ¦ Education and Capacity Building/Energy Behavior | 2040 | Achievable | MW | After Competition Groups | 198.3192 | 0 | 0 | 1781.3348 | 0.11133 | 1 | Commercial_2040_Achievable_MW_After Competition Groups_1 | Education and Capacity Building/Energy Behavior | 11.13% | 0 | 198.3192 | Commercial_2040_Achievable_MW_After Competition Groups_Education and Capacity Building/Energy Behavior
Commercial | Com ¦ Building Recommissioning, Operations and Maintenance (O&M) Improvements | 2040 | Achievable | MW | After Competition Groups | 189.7212 | 0 | 0 | 1781.3348 | 0.10651 | 2 | Commercial_2040_Achievable_MW_After Competition Groups_2 | Building Recommissioning, Operations and Maintenance (O&M) Improvements | 10.65% | 0 | 189.7212 | Commercial_2040_Achievable_MW_After Competition Groups_Building Recommissioning, Operations and Maintenance (O&M) Improvements
Commercial | Com ¦ LED Low/High Bay | 2040 | Achievable | MW | After Competition Groups | 187.9088 | 0 | 0 | 1781.3348 | 0.10549 | 3 | Commercial_2040_Achievable_MW_After Competition Groups_3 | LED Low/High Bay | 10.55% | 0 | 187.9088 | Commercial_2040_Achievable_MW_After Competition Groups_LED Low/High Bay
Commercial | Com ¦ High Efficiency Air Source Heat Pump | 2040 | Economic | MW | After Competition Groups | 211.2582 | 0 | 0 | 2014.086 | 0.10489 | 2 | Commercial_2040_Economic_MW_After Competition Groups_2 | High Efficiency Air Source Heat Pump | 10.49% | 0 | 211.2582 | Commercial_2040_Economic_MW_After Competition Groups_High Efficiency Air Source Heat Pump
Commercial | Com ¦ Education and Capacity Building/Energy Behavior | 2040 | Economic | MW | After Competition Groups | 208.0315 | 0 | 0 | 2014.086 | 0.10329 | 3 | Commercial_2040_Economic_MW_After Competition Groups_3 | Education and Capacity Building/Energy Behavior | 10.33% | 0 | 208.0315 | Commercial_2040_Economic_MW_After Competition Groups_Education and Capacity Building/Energy Behavior
Commercial | Com ¦ Central Lighting Control System | 2040 | Technical | MW | After Competition Groups | 281.1505 | 0 | 0 | 2725.1411 | 0.10317 | 1 | Commercial_2040_Technical_MW_After Competition Groups_1 | Central Lighting Control System | 10.32% | 0 | 281.1505 | Commercial_2040_Technical_MW_After Competition Groups_Central Lighting Control System
Commercial | Com ¦ Building Recommissioning, Operations and Maintenance (O&M) Improvements | 2040 | Technical | MW | After Competition Groups | 232.658 | 0 | 0 | 2725.1411 | 0.085375 | 2 | Commercial_2040_Technical_MW_After Competition Groups_2 | Building Recommissioning, Operations and Maintenance (O&M) Improvements | 8.537% | 0 | 232.658 | Commercial_2040_Technical_MW_After Competition Groups_Building Recommissioning, Operations and Maintenance (O&M) Improvements
Commercial | Com ¦ LED Low/High Bay | 2040 | Economic | MW | After Competition Groups | 164.9442 | 0 | 0 | 2014.086 | 0.081895 | 4 | Commercial_2040_Economic_MW_After Competition Groups_4 | LED Low/High Bay | 8.19% | 0 | 164.9442 | Commercial_2040_Economic_MW_After Competition Groups_LED Low/High Bay
Commercial | Com ¦ LED Troffer/Surface/Suspended | 2040 | Achievable | MW | After Competition Groups | 142.7806 | 0 | 0 | 1781.3348 | 0.080154 | 4 | Commercial_2040_Achievable_MW_After Competition Groups_4 | LED Troffer/Surface/Suspended | 8.015% | 0 | 142.7806 | Commercial_2040_Achievable_MW_After Competition Groups_LED Troffer/Surface/Suspended
Commercial | Com ¦ ENERGY STAR LED LAMPS (REFLECTOR LAMPs/MR16/PAR 16) | 2040 | Achievable | MW | After Competition Groups | 138.8695 | 0 | 0 | 1781.3348 | 0.077958 | 5 | Commercial_2040_Achievable_MW_After Competition Groups_5 | ENERGY STAR LED LAMPS (REFLECTOR LAMPs/MR16/PAR 16) | 7.796% | 0 | 138.8695 | Commercial_2040_Achievable_MW_After Competition Groups_ENERGY STAR LED LAMPS (REFLECTOR LAMPs/MR16/PAR 16)
Commercial | Com ¦ High Efficiency Air Source Heat Pump | 2040 | Technical | MW | After Competition Groups | 211.2582 | 0 | 0 | 2725.1411 | 0.077522 | 3 | Commercial_2040_Technical_MW_After Competition Groups_3 | High Efficiency Air Source Heat Pump | 7.752% | 0 | 211.2582 | Commercial_2040_Technical_MW_After Competition Groups_High Efficiency Air Source Heat Pump
Commercial | Com ¦ Education and Capacity Building/Energy Behavior | 2040 | Technical | MW | After Competition Groups | 208.0315 | 0 | 0 | 2725.1411 | 0.076338 | 4 | Commercial_2040_Technical_MW_After Competition Groups_4 | Education and Capacity Building/Energy Behavior | 7.634% | 0 | 208.0315 | Commercial_2040_Technical_MW_After Competition Groups_Education and Capacity Building/Energy Behavior
Commercial | Com ¦ ENERGY STAR LED LAMPS (REFLECTOR LAMPs/MR16/PAR 16) | 2040 | Economic | MW | After Competition Groups | 138.917 | 0 | 0 | 2014.086 | 0.068973 | 5 | Commercial_2040_Economic_MW_After Competition Groups_5 | ENERGY STAR LED LAMPS (REFLECTOR LAMPs/MR16/PAR 16) | 6.897% | 0 | 138.917 | Commercial_2040_Economic_MW_After Competition Groups_ENERGY STAR LED LAMPS (REFLECTOR LAMPs/MR16/PAR 16)
Commercial | Com ¦ LED Low/High Bay | 2040 | Technical | MW | After Competition Groups | 164.9442 | 0 | 0 | 2725.1411 | 0.060527 | 5 | Commercial_2040_Technical_MW_After Competition Groups_5 | LED Low/High Bay | 6.053% | 0 | 164.9442 | Commercial_2040_Technical_MW_After Competition Groups_LED Low/High Bay
Commercial | Com ¦ LED Troffer/Surface/Suspended | 2040 | Economic | MW | After Competition Groups | 120.7266 | 0 | 0 | 2014.086 | 0.059941 | 6 | Commercial_2040_Economic_MW_After Competition Groups_6 | LED Troffer/Surface/Suspended | 5.994% | 0 | 120.7266 | Commercial_2040_Economic_MW_After Competition Groups_LED Troffer/Surface/Suspended
Commercial | Com ¦ Variable Refrigerant Flow Heat Pump | 2040 | Technical | MW | After Competition Groups | 153.8491 | 0 | 0 | 2725.1411 | 0.056455 | 6 | Commercial_2040_Technical_MW_After Competition Groups_6 | Variable Refrigerant Flow Heat Pump | 5.646% | 0 | 153.8491 | Commercial_2040_Technical_MW_After Competition Groups_Variable Refrigerant Flow Heat Pump
Commercial | Com ¦ Unitary Air-Conditioning Unit | 2040 | Technical | MW | After Competition Groups | 141.062 | 0 | 0 | 2725.1411 | 0.051763 | 7 | Commercial_2040_Technical_MW_After Competition Groups_7 | Unitary Air-Conditioning Unit | 5.176% | 0 | 141.062 | Commercial_2040_Technical_MW_After Competition Groups_Unitary Air-Conditioning Unit
Commercial | Com ¦ ENERGY STAR LED LAMPS (REFLECTOR LAMPs/MR16/PAR 16) | 2040 | Technical | MW | After Competition Groups | 140.5279 | 0 | 0 | 2725.1411 | 0.051567 | 8 | Commercial_2040_Technical_MW_After Competition Groups_8 | ENERGY STAR LED LAMPS (REFLECTOR LAMPs/MR16/PAR 16) | 5.157% | 0 | 140.5279 | Commercial_2040_Technical_MW_After Competition Groups_ENERGY STAR LED LAMPS (REFLECTOR LAMPs/MR16/PAR 16)
Commercial | Com ¦ LED Replacement Lamp (Tube) | 2040 | Economic | MW | After Competition Groups | 102.8108 | 0 | 0 | 2014.086 | 0.051046 | 7 | Commercial_2040_Economic_MW_After Competition Groups_7 | LED Replacement Lamp (Tube) | 5.105% | 0 | 102.8108 | Commercial_2040_Economic_MW_After Competition Groups_LED Replacement Lamp (Tube)
Commercial | Com ¦ Advanced BAS/Controllers | 2040 | Economic | MW | After Competition Groups | 101.4185 | 0 | 0 | 2014.086 | 0.050355 | 8 | Commercial_2040_Economic_MW_After Competition Groups_8 | Advanced BAS/Controllers | 5.035% | 0 | 101.4185 | Commercial_2040_Economic_MW_After Competition Groups_Advanced BAS/Controllers
Commercial | Com ¦ High Efficiency Air Source Heat Pump | 2040 | Achievable | MW | After Competition Groups | 86.6604 | 0 | 0 | 1781.3348 | 0.048649 | 6 | Commercial_2040_Achievable_MW_After Competition Groups_6 | High Efficiency Air Source Heat Pump | 4.865% | 0 | 86.6604 | Commercial_2040_Achievable_MW_After Competition Groups_High Efficiency Air Source Heat Pump
Commercial | Com ¦ LED Replacement Lamp (Tube) | 2040 | Achievable | MW | After Competition Groups | 85.8087 | 0 | 0 | 1781.3348 | 0.048171 | 7 | Commercial_2040_Achievable_MW_After Competition Groups_7 | LED Replacement Lamp (Tube) | 4.817% | 0 | 85.8087 | Commercial_2040_Achievable_MW_After Competition Groups_LED Replacement Lamp (Tube)
Commercial | Com ¦ Unitary Air-Conditioning Unit | 2040 | Achievable | MW | After Competition Groups | 82.8099 | 0 | 0 | 1781.3348 | 0.046488 | 8 | Commercial_2040_Achievable_MW_After Competition Groups_8 | Unitary Air-Conditioning Unit | 4.649% | 0 | 82.8099 | Commercial_2040_Achievable_MW_After Competition Groups_Unitary Air-Conditioning Unit
Commercial | Com ¦ Advanced BAS/Controllers | 2040 | Achievable | MW | After Competition Groups | 81.273 | 0 | 0 | 1781.3348 | 0.045625 | 9 | Commercial_2040_Achievable_MW_After Competition Groups_9 | Advanced BAS/Controllers | 4.562% | 0 | 81.273 | Commercial_2040_Achievable_MW_After Competition Groups_Advanced BAS/Controllers
Commercial | Com ¦ LED Troffer/Surface/Suspended | 2040 | Technical | MW | After Competition Groups | 120.7266 | 0 | 0 | 2725.1411 | 0.044301 | 9 | Commercial_2040_Technical_MW_After Competition Groups_9 | LED Troffer/Surface/Suspended | 4.43% | 0 | 120.7266 | Commercial_2040_Technical_MW_After Competition Groups_LED Troffer/Surface/Suspended
Commercial | Com ¦ Unitary Air-Conditioning Unit | 2040 | Economic | MW | After Competition Groups | 86.6898 | 0 | 0 | 2014.086 | 0.043042 | 9 | Commercial_2040_Economic_MW_After Competition Groups_9 | Unitary Air-Conditioning Unit | 4.304% | 0 | 86.6898 | Commercial_2040_Economic_MW_After Competition Groups_Unitary Air-Conditioning Unit
Commercial | Com ¦ LED Replacement Lamp (Tube) | 2040 | Technical | MW | After Competition Groups | 102.8108 | 0 | 0 | 2725.1411 | 0.037727 | 10 | Commercial_2040_Technical_MW_After Competition Groups_10 | LED Replacement Lamp (Tube) | 3.773% | 0 | 102.8108 | Commercial_2040_Technical_MW_After Competition Groups_LED Replacement Lamp (Tube)
Commercial | Com ¦ Advanced BAS/Controllers | 2040 | Technical | MW | After Competition Groups | 101.4185 | 0 | 0 | 2725.1411 | 0.037216 | 11 | Commercial_2040_Technical_MW_After Competition Groups_11 | Advanced BAS/Controllers | 3.722% | 0 | 101.4185 | Commercial_2040_Technical_MW_After Competition Groups_Advanced BAS/Controllers
Commercial | Com ¦ Smart Strip Plug Outlets | 2040 | Technical | MW | After Competition Groups | 78.2924 | 0 | 0 | 2725.1411 | 0.02873 | 12 | Commercial_2040_Technical_MW_After Competition Groups_12 | Smart Strip Plug Outlets | 2.873% | 0 | 78.2924 | Commercial_2040_Technical_MW_After Competition Groups_Smart Strip Plug Outlets
Commercial | Com ¦ Refrigerated Display Case Doors | 2040 | Economic | MW | After Competition Groups | 49.9794 | 0 | 0 | 2014.086 | 0.024815 | 10 | Commercial_2040_Economic_MW_After Competition Groups_10 | Refrigerated Display Case Doors | 2.481% | 0 | 49.9794 | Commercial_2040_Economic_MW_After Competition Groups_Refrigerated Display Case Doors
Commercial | Com ¦ Adaptive Thermostats | 2040 | Achievable | MW | After Competition Groups | 43.7201 | 0 | 0 | 1781.3348 | 0.024543 | 10 | Commercial_2040_Achievable_MW_After Competition Groups_10 | Adaptive Thermostats | 2.454% | 0 | 43.7201 | Commercial_2040_Achievable_MW_After Competition Groups_Adaptive Thermostats
Commercial | Com ¦ Refrigerated Display Case Doors | 2040 | Achievable | MW | After Competition Groups | 41.74 | 0 | 0 | 1781.3348 | 0.023432 | 11 | Commercial_2040_Achievable_MW_After Competition Groups_11 | Refrigerated Display Case Doors | 2.343% | 0 | 41.74 | Commercial_2040_Achievable_MW_After Competition Groups_Refrigerated Display Case Doors
Commercial | Com ¦ Variable Refrigerant Flow Heat Pump | 2040 | Achievable | MW | After Competition Groups | 41.2522 | 0 | 0 | 1781.3348 | 0.023158 | 12 | Commercial_2040_Achievable_MW_After Competition Groups_12 | Variable Refrigerant Flow Heat Pump | 2.316% | 0 | 41.2522 | Commercial_2040_Achievable_MW_After Competition Groups_Variable Refrigerant Flow Heat Pump
Commercial | Com ¦ Refrigerated Display Case Doors | 2040 | Technical | MW | After Competition Groups | 60.6743 | 0 | 0 | 2725.1411 | 0.022265 | 13 | Commercial_2040_Technical_MW_After Competition Groups_13 | Refrigerated Display Case Doors | 2.226% | 0 | 60.6743 | Commercial_2040_Technical_MW_After Competition Groups_Refrigerated Display Case Doors
Commercial | Com ¦ Adaptive Thermostats | 2040 | Economic | MW | After Competition Groups | 44.0605 | 0 | 0 | 2014.086 | 0.021876 | 11 | Commercial_2040_Economic_MW_After Competition Groups_11 | Adaptive Thermostats | 2.188% | 0 | 44.0605 | Commercial_2040_Economic_MW_After Competition Groups_Adaptive Thermostats
Commercial | Com ¦ Reach-in Shaded Pole to ECM/PSC Evaporator Fan Motor | 2040 | Economic | MW | After Competition Groups | 40.7525 | 0 | 0 | 2014.086 | 0.020234 | 12 | Commercial_2040_Economic_MW_After Competition Groups_12 | Reach-in Shaded Pole to ECM/PSC Evaporator Fan Motor | 2.023% | 0 | 40.7525 | Commercial_2040_Economic_MW_After Competition Groups_Reach-in Shaded Pole to ECM/PSC Evaporator Fan Motor
Commercial | Com ¦ Strip Curtains | 2040 | Achievable | MW | After Competition Groups | 34.7257 | 0 | 0 | 1781.3348 | 0.019494 | 13 | Commercial_2040_Achievable_MW_After Competition Groups_13 | Strip Curtains | 1.949% | 0 | 34.7257 | Commercial_2040_Achievable_MW_After Competition Groups_Strip Curtains
Commercial | Com ¦ Data Center Storage/Server Virtualization | 2040 | Economic | MW | After Competition Groups | 38.4484 | 0 | 0 | 2014.086 | 0.01909 | 13 | Commercial_2040_Economic_MW_After Competition Groups_13 | Data Center Storage/Server Virtualization | 1.909% | 0 | 38.4484 | Commercial_2040_Economic_MW_After Competition Groups_Data Center Storage/Server Virtualization
Commercial | Com ¦ Demand Control Ventilation | 2040 | Economic | MW | After Competition Groups | 36.6073 | 0 | 0 | 2014.086 | 0.018176 | 14 | Commercial_2040_Economic_MW_After Competition Groups_14 | Demand Control Ventilation | 1.818% | 0 | 36.6073 | Commercial_2040_Economic_MW_After Competition Groups_Demand Control Ventilation
Commercial | Com ¦ Reach-in Shaded Pole to ECM/PSC Evaporator Fan Motor | 2040 | Achievable | MW | After Competition Groups | 32.1344 | 0 | 0 | 1781.3348 | 0.01804 | 14 | Commercial_2040_Achievable_MW_After Competition Groups_14 | Reach-in Shaded Pole to ECM/PSC Evaporator Fan Motor | 1.804% | 0 | 32.1344 | Commercial_2040_Achievable_MW_After Competition Groups_Reach-in Shaded Pole to ECM/PSC Evaporator Fan Motor
Commercial | Com ¦ Furnace Tune-Up | 2040 | Achievable | MW | After Competition Groups | 31.5062 | 0 | 0 | 1781.3348 | 0.017687 | 15 | Commercial_2040_Achievable_MW_After Competition Groups_15 | Furnace Tune-Up | 1.769% | 0 | 31.5062 | Commercial_2040_Achievable_MW_After Competition Groups_Furnace Tune-Up
Commercial | Com ¦ Variable Refrigerant Flow Heat Pump | 2040 | Economic | MW | After Competition Groups | 35.4763 | 0 | 0 | 2014.086 | 0.017614 | 15 | Commercial_2040_Economic_MW_After Competition Groups_15 | Variable Refrigerant Flow Heat Pump | 1.761% | 0 | 35.4763 | Commercial_2040_Economic_MW_After Competition Groups_Variable Refrigerant Flow Heat Pump
Commercial | Com ¦ Data Center Storage/Server Virtualization | 2040 | Achievable | MW | After Competition Groups | 30.809 | 0 | 0 | 1781.3348 | 0.017295 | 16 | Commercial_2040_Achievable_MW_After Competition Groups_16 | Data Center Storage/Server Virtualization | 1.73% | 0 | 30.809 | Commercial_2040_Achievable_MW_After Competition Groups_Data Center Storage/Server Virtualization
Commercial | Com ¦ Chilled Water Optimization | 2040 | Economic | MW | After Competition Groups | 34.7142 | 0 | 0 | 2014.086 | 0.017236 | 16 | Commercial_2040_Economic_MW_After Competition Groups_16 | Chilled Water Optimization | 1.724% | 0 | 34.7142 | Commercial_2040_Economic_MW_After Competition Groups_Chilled Water Optimization
Commercial | Com ¦ Demand Control Ventilation | 2040 | Achievable | MW | After Competition Groups | 30.2535 | 0 | 0 | 1781.3348 | 0.016984 | 17 | Commercial_2040_Achievable_MW_After Competition Groups_17 | Demand Control Ventilation | 1.698% | 0 | 30.2535 | Commercial_2040_Achievable_MW_After Competition Groups_Demand Control Ventilation
Commercial | Com ¦ Strip Curtains | 2040 | Economic | MW | After Competition Groups | 33.6896 | 0 | 0 | 2014.086 | 0.016727 | 17 | Commercial_2040_Economic_MW_After Competition Groups_17 | Strip Curtains | 1.673% | 0 | 33.6896 | Commercial_2040_Economic_MW_After Competition Groups_Strip Curtains
Commercial | Com ¦ Adaptive Thermostats | 2040 | Technical | MW | After Competition Groups | 44.3537 | 0 | 0 | 2725.1411 | 0.016276 | 14 | Commercial_2040_Technical_MW_After Competition Groups_14 | Adaptive Thermostats | 1.628% | 0 | 44.3537 | Commercial_2040_Technical_MW_After Competition Groups_Adaptive Thermostats
Commercial | Com ¦ LED or Equivalent Sign Lighting | 2040 | Achievable | MW | After Competition Groups | 27.5538 | 0 | 0 | 1781.3348 | 0.015468 | 18 | Commercial_2040_Achievable_MW_After Competition Groups_18 | LED or Equivalent Sign Lighting | 1.547% | 0 | 27.5538 | Commercial_2040_Achievable_MW_After Competition Groups_LED or Equivalent Sign Lighting
Commercial | Com ¦ Reach-in Shaded Pole to ECM/PSC Evaporator Fan Motor | 2040 | Technical | MW | After Competition Groups | 40.7525 | 0 | 0 | 2725.1411 | 0.014954 | 15 | Commercial_2040_Technical_MW_After Competition Groups_15 | Reach-in Shaded Pole to ECM/PSC Evaporator Fan Motor | 1.495% | 0 | 40.7525 | Commercial_2040_Technical_MW_After Competition Groups_Reach-in Shaded Pole to ECM/PSC Evaporator Fan Motor
Commercial | Com ¦ Demand Control Ventilation | 2040 | Technical | MW | After Competition Groups | 38.6747 | 0 | 0 | 2725.1411 | 0.014192 | 16 | Commercial_2040_Technical_MW_After Competition Groups_16 | Demand Control Ventilation | 1.419% | 0 | 38.6747 | Commercial_2040_Technical_MW_After Competition Groups_Demand Control Ventilation
Commercial | Com ¦ Data Center Storage/Server Virtualization | 2040 | Technical | MW | After Competition Groups | 38.4484 | 0 | 0 | 2725.1411 | 0.014109 | 17 | Commercial_2040_Technical_MW_After Competition Groups_17 | Data Center Storage/Server Virtualization | 1.411% | 0 | 38.4484 | Commercial_2040_Technical_MW_After Competition Groups_Data Center Storage/Server Virtualization
Commercial | Com ¦ LED or Equivalent Sign Lighting | 2040 | Economic | MW | After Competition Groups | 28.3928 | 0 | 0 | 2014.086 | 0.014097 | 18 | Commercial_2040_Economic_MW_After Competition Groups_18 | LED or Equivalent Sign Lighting | 1.41% | 0 | 28.3928 | Commercial_2040_Economic_MW_After Competition Groups_LED or Equivalent Sign Lighting
Commercial | Com ¦ Centrally controlled desktop PC/NETWORK PC POWER MANAGEMENT SOFTWARE | 2040 | Achievable | MW | After Competition Groups | 23.753 | 0 | 0 | 1781.3348 | 0.013334 | 19 | Commercial_2040_Achievable_MW_After Competition Groups_19 | Centrally controlled desktop PC/NETWORK PC POWER MANAGEMENT SOFTWARE | 1.333% | 0 | 23.753 | Commercial_2040_Achievable_MW_After Competition Groups_Centrally controlled desktop PC/NETWORK PC POWER MANAGEMENT SOFTWARE
Commercial | Com ¦ Furnace Tune-Up | 2040 | Economic | MW | After Competition Groups | 26.4951 | 0 | 0 | 2014.086 | 0.013155 | 19 | Commercial_2040_Economic_MW_After Competition Groups_19 | Furnace Tune-Up | 1.315% | 0 | 26.4951 | Commercial_2040_Economic_MW_After Competition Groups_Furnace Tune-Up
Commercial | Com ¦ Centrally controlled desktop PC/NETWORK PC POWER MANAGEMENT SOFTWARE | 2040 | Economic | MW | After Competition Groups | 25.8059 | 0 | 0 | 2014.086 | 0.012813 | 20 | Commercial_2040_Economic_MW_After Competition Groups_20 | Centrally controlled desktop PC/NETWORK PC POWER MANAGEMENT SOFTWARE | 1.281% | 0 | 25.8059 | Commercial_2040_Economic_MW_After Competition Groups_Centrally controlled desktop PC/NETWORK PC POWER MANAGEMENT SOFTWARE
Commercial | Com ¦ Chilled Water Optimization | 2040 | Technical | MW | After Competition Groups | 34.7142 | 0 | 0 | 2725.1411 | 0.012739 | 18 | Commercial_2040_Technical_MW_After Competition Groups_18 | Chilled Water Optimization | 1.274% | 0 | 34.7142 | Commercial_2040_Technical_MW_After Competition Groups_Chilled Water Optimization
Commercial | Com ¦ Variable Frequency Drive (VFD) | 2040 | Achievable | MW | After Competition Groups | 22.441 | 0 | 0 | 1781.3348 | 0.012598 | 20 | Commercial_2040_Achievable_MW_After Competition Groups_20 | Variable Frequency Drive (VFD) | 1.26% | 0 | 22.441 | Commercial_2040_Achievable_MW_After Competition Groups_Variable Frequency Drive (VFD)
Commercial | Com ¦ Strip Curtains | 2040 | Technical | MW | After Competition Groups | 33.6896 | 0 | 0 | 2725.1411 | 0.012362 | 19 | Commercial_2040_Technical_MW_After Competition Groups_19 | Strip Curtains | 1.236% | 0 | 33.6896 | Commercial_2040_Technical_MW_After Competition Groups_Strip Curtains
Commercial | Com ¦ Chilled Water Optimization | 2040 | Achievable | MW | After Competition Groups | 21.892 | 0 | 0 | 1781.3348 | 0.01229 | 21 | Commercial_2040_Achievable_MW_After Competition Groups_21 | Chilled Water Optimization | 1.229% | 0 | 21.892 | Commercial_2040_Achievable_MW_After Competition Groups_Chilled Water Optimization
Commercial | Com ¦ VFD on Pumps | 2040 | Achievable | MW | After Competition Groups | 21.0894 | 0 | 0 | 1781.3348 | 0.011839 | 22 | Commercial_2040_Achievable_MW_After Competition Groups_22 | VFD on Pumps | 1.184% | 0 | 21.0894 | Commercial_2040_Achievable_MW_After Competition Groups_VFD on Pumps
Commercial | Com ¦ LED or Equivalent Sign Lighting | 2040 | Technical | MW | After Competition Groups | 28.3928 | 0 | 0 | 2725.1411 | 0.010419 | 20 | Commercial_2040_Technical_MW_After Competition Groups_20 | LED or Equivalent Sign Lighting | 1.042% | 0 | 28.3928 | Commercial_2040_Technical_MW_After Competition Groups_LED or Equivalent Sign Lighting
Commercial | Com ¦ Refrigerated Display Case LED | 2040 | Economic | MW | After Competition Groups | 20.3834 | 0 | 0 | 2014.086 | 0.01012 | 21 | Commercial_2040_Economic_MW_After Competition Groups_21 | Refrigerated Display Case LED | 1.012% | 0 | 20.3834 | Commercial_2040_Economic_MW_After Competition Groups_Refrigerated Display Case LED
Commercial | Com ¦ Furnace Tune-Up | 2040 | Technical | MW | After Competition Groups | 26.4951 | 0 | 0 | 2725.1411 | 0.0097225 | 21 | Commercial_2040_Technical_MW_After Competition Groups_21 | Furnace Tune-Up | 0.9722% | 0 | 26.4951 | Commercial_2040_Technical_MW_After Competition Groups_Furnace Tune-Up
Commercial | Com ¦ Adding reflective (White) roof treatment or a green roof | 2040 | Technical | MW | After Competition Groups | 26.2313 | 0 | 0 | 2725.1411 | 0.0096257 | 22 | Commercial_2040_Technical_MW_After Competition Groups_22 | Adding reflective (White) roof treatment or a green roof | 0.9626% | 0 | 26.2313 | Commercial_2040_Technical_MW_After Competition Groups_Adding reflective (White) roof treatment or a green roof
Commercial | Com ¦ Centrally controlled desktop PC/NETWORK PC POWER MANAGEMENT SOFTWARE | 2040 | Technical | MW | After Competition Groups | 25.8059 | 0 | 0 | 2725.1411 | 0.0094696 | 23 | Commercial_2040_Technical_MW_After Competition Groups_23 | Centrally controlled desktop PC/NETWORK PC POWER MANAGEMENT SOFTWARE | 0.947% | 0 | 25.8059 | Commercial_2040_Technical_MW_After Competition Groups_Centrally controlled desktop PC/NETWORK PC POWER MANAGEMENT SOFTWARE
Commercial | Com ¦ Variable Frequency Drive (VFD) | 2040 | Economic | MW | After Competition Groups | 18.8318 | 0 | 0 | 2014.086 | 0.0093501 | 22 | Commercial_2040_Economic_MW_After Competition Groups_22 | Variable Frequency Drive (VFD) | 0.935% | 0 | 18.8318 | Commercial_2040_Economic_MW_After Competition Groups_Variable Frequency Drive (VFD)
Commercial | Com ¦ Door Gasket Freezer/Refrigerator | 2040 | Technical | MW | After Competition Groups | 24.7411 | 0 | 0 | 2725.1411 | 0.0090788 | 24 | Commercial_2040_Technical_MW_After Competition Groups_24 | Door Gasket Freezer/Refrigerator | 0.9079% | 0 | 24.7411 | Commercial_2040_Technical_MW_After Competition Groups_Door Gasket Freezer/Refrigerator
Commercial | Com ¦ VFD on Pumps | 2040 | Economic | MW | After Competition Groups | 17.7045 | 0 | 0 | 2014.086 | 0.0087903 | 23 | Commercial_2040_Economic_MW_After Competition Groups_23 | VFD on Pumps | 0.879% | 0 | 17.7045 | Commercial_2040_Economic_MW_After Competition Groups_VFD on Pumps
Commercial | Com ¦ Air Handler with Dedicated Outdoor Air Systems | 2040 | Achievable | MW | After Competition Groups | 14.9484 | 0 | 0 | 1781.3348 | 0.0083917 | 23 | Commercial_2040_Achievable_MW_After Competition Groups_23 | Air Handler with Dedicated Outdoor Air Systems | 0.8392% | 0 | 14.9484 | Commercial_2040_Achievable_MW_After Competition Groups_Air Handler with Dedicated Outdoor Air Systems
Commercial | Com ¦ Refrigerated Display Case LED | 2040 | Technical | MW | After Competition Groups | 22.7033 | 0 | 0 | 2725.1411 | 0.008331 | 25 | Commercial_2040_Technical_MW_After Competition Groups_25 | Refrigerated Display Case LED | 0.8331% | 0 | 22.7033 | Commercial_2040_Technical_MW_After Competition Groups_Refrigerated Display Case LED
Commercial | Com ¦ Refrigerated Display Case LED | 2040 | Achievable | MW | After Competition Groups | 14.4948 | 0 | 0 | 1781.3348 | 0.0081371 | 24 | Commercial_2040_Achievable_MW_After Competition Groups_24 | Refrigerated Display Case LED | 0.8137% | 0 | 14.4948 | Commercial_2040_Achievable_MW_After Competition Groups_Refrigerated Display Case LED
Commercial | Com ¦ Refrigeration Optimization | 2040 | Technical | MW | After Competition Groups | 21.9778 | 0 | 0 | 2725.1411 | 0.0080648 | 26 | Commercial_2040_Technical_MW_After Competition Groups_26 | Refrigeration Optimization | 0.8065% | 0 | 21.9778 | Commercial_2040_Technical_MW_After Competition Groups_Refrigeration Optimization
Commercial | Com ¦ HOTEL OCCUPANCY CONTROLS (HVAC + LIGHTING) | 2040 | Technical | MW | After Competition Groups | 20.0511 | 0 | 0 | 2725.1411 | 0.0073578 | 27 | Commercial_2040_Technical_MW_After Competition Groups_27 | HOTEL OCCUPANCY CONTROLS (HVAC + LIGHTING) | 0.7358% | 0 | 20.0511 | Commercial_2040_Technical_MW_After Competition Groups_HOTEL OCCUPANCY CONTROLS (HVAC + LIGHTING)
Commercial | Com ¦ Air Handler with Dedicated Outdoor Air Systems | 2040 | Economic | MW | After Competition Groups | 14.697 | 0 | 0 | 2014.086 | 0.0072971 | 24 | Commercial_2040_Economic_MW_After Competition Groups_24 | Air Handler with Dedicated Outdoor Air Systems | 0.7297% | 0 | 14.697 | Commercial_2040_Economic_MW_After Competition Groups_Air Handler with Dedicated Outdoor Air Systems
Commercial | Com ¦ Variable Frequency Drive (VFD) | 2040 | Technical | MW | After Competition Groups | 18.8318 | 0 | 0 | 2725.1411 | 0.0069104 | 28 | Commercial_2040_Technical_MW_After Competition Groups_28 | Variable Frequency Drive (VFD) | 0.691% | 0 | 18.8318 | Commercial_2040_Technical_MW_After Competition Groups_Variable Frequency Drive (VFD)
Commercial | Com ¦ Demand Control Kitchen Ventilation | 2040 | Economic | MW | After Competition Groups | 13.5584 | 0 | 0 | 2014.086 | 0.0067318 | 25 | Commercial_2040_Economic_MW_After Competition Groups_25 | Demand Control Kitchen Ventilation | 0.6732% | 0 | 13.5584 | Commercial_2040_Economic_MW_After Competition Groups_Demand Control Kitchen Ventilation
Commercial | Com ¦ VFD on Pumps | 2040 | Technical | MW | After Competition Groups | 17.7045 | 0 | 0 | 2725.1411 | 0.0064967 | 29 | Commercial_2040_Technical_MW_After Competition Groups_29 | VFD on Pumps | 0.6497% | 0 | 17.7045 | Commercial_2040_Technical_MW_After Competition Groups_VFD on Pumps
Commercial | Com ¦ ECM MOTORS FOR EVAPORATOR FANS for refrigeration (WALK-IN) | 2040 | Achievable | MW | After Competition Groups | 11.5515 | 0 | 0 | 1781.3348 | 0.0064848 | 25 | Commercial_2040_Achievable_MW_After Competition Groups_25 | ECM MOTORS FOR EVAPORATOR FANS for refrigeration (WALK-IN) | 0.6485% | 0 | 11.5515 | Commercial_2040_Achievable_MW_After Competition Groups_ECM MOTORS FOR EVAPORATOR FANS for refrigeration (WALK-IN)
Commercial | Com ¦ ENERGY STAR LED LAMPS (General Service Lamps) | 2040 | Achievable | MW | After Competition Groups | 11.4833 | 0 | 0 | 1781.3348 | 0.0064465 | 26 | Commercial_2040_Achievable_MW_After Competition Groups_26 | ENERGY STAR LED LAMPS (General Service Lamps) | 0.6446% | 0 | 11.4833 | Commercial_2040_Achievable_MW_After Competition Groups_ENERGY STAR LED LAMPS (General Service Lamps)
Commercial | Com ¦ Demand Control Kitchen Ventilation | 2040 | Achievable | MW | After Competition Groups | 11.1403 | 0 | 0 | 1781.3348 | 0.0062539 | 27 | Commercial_2040_Achievable_MW_After Competition Groups_27 | Demand Control Kitchen Ventilation | 0.6254% | 0 | 11.1403 | Commercial_2040_Achievable_MW_After Competition Groups_Demand Control Kitchen Ventilation
Commercial | Com ¦ ENERGY STAR FREEZER | 2040 | Technical | MW | After Competition Groups | 16.5869 | 0 | 0 | 2725.1411 | 0.0060866 | 30 | Commercial_2040_Technical_MW_After Competition Groups_30 | ENERGY STAR FREEZER | 0.6087% | 0 | 16.5869 | Commercial_2040_Technical_MW_After Competition Groups_ENERGY STAR FREEZER
Commercial | Com ¦ ENERGY STAR LED LAMPS (General Service Lamps) | 2040 | Economic | MW | After Competition Groups | 11.7436 | 0 | 0 | 2014.086 | 0.0058307 | 26 | Commercial_2040_Economic_MW_After Competition Groups_26 | ENERGY STAR LED LAMPS (General Service Lamps) | 0.5831% | 0 | 11.7436 | Commercial_2040_Economic_MW_After Competition Groups_ENERGY STAR LED LAMPS (General Service Lamps)
Commercial | Com ¦ ENERGY STAR ICE MACHINES - Ice Making Head | 2040 | Technical | MW | After Competition Groups | 15.5025 | 0 | 0 | 2725.1411 | 0.0056887 | 31 | Commercial_2040_Technical_MW_After Competition Groups_31 | ENERGY STAR ICE MACHINES - Ice Making Head | 0.5689% | 0 | 15.5025 | Commercial_2040_Technical_MW_After Competition Groups_ENERGY STAR ICE MACHINES - Ice Making Head
Commercial | Com ¦ Indoor Daylight Sensors/Photocell Dimming Control | 2040 | Technical | MW | After Competition Groups | 15.1278 | 0 | 0 | 2725.1411 | 0.0055512 | 32 | Commercial_2040_Technical_MW_After Competition Groups_32 | Indoor Daylight Sensors/Photocell Dimming Control | 0.5551% | 0 | 15.1278 | Commercial_2040_Technical_MW_After Competition Groups_Indoor Daylight Sensors/Photocell Dimming Control
Commercial | Com ¦ Evaporator Fan Controls | 2040 | Achievable | MW | After Competition Groups | 9.7556 | 0 | 0 | 1781.3348 | 0.0054766 | 28 | Commercial_2040_Achievable_MW_After Competition Groups_28 | Evaporator Fan Controls | 0.5477% | 0 | 9.7556 | Commercial_2040_Achievable_MW_After Competition Groups_Evaporator Fan Controls
Commercial | Com ¦ Air Handler with Dedicated Outdoor Air Systems | 2040 | Technical | MW | After Competition Groups | 14.697 | 0 | 0 | 2725.1411 | 0.0053931 | 33 | Commercial_2040_Technical_MW_After Competition Groups_33 | Air Handler with Dedicated Outdoor Air Systems | 0.5393% | 0 | 14.697 | Commercial_2040_Technical_MW_After Competition Groups_Air Handler with Dedicated Outdoor Air Systems
Commercial | Com ¦ Freezer Case Light Sensor | 2040 | Achievable | MW | After Competition Groups | 9.529 | 0 | 0 | 1781.3348 | 0.0053494 | 29 | Commercial_2040_Achievable_MW_After Competition Groups_29 | Freezer Case Light Sensor | 0.5349% | 0 | 9.529 | Commercial_2040_Achievable_MW_After Competition Groups_Freezer Case Light Sensor
Commercial | Com ¦ Occupancy Sensors | 2040 | Economic | MW | After Competition Groups | 10.6243 | 0 | 0 | 2014.086 | 0.005275 | 27 | Commercial_2040_Economic_MW_After Competition Groups_27 | Occupancy Sensors | 0.5275% | 0 | 10.6243 | Commercial_2040_Economic_MW_After Competition Groups_Occupancy Sensors
Commercial | Com ¦ Demand Control Kitchen Ventilation | 2040 | Technical | MW | After Competition Groups | 13.5584 | 0 | 0 | 2725.1411 | 0.0049753 | 34 | Commercial_2040_Technical_MW_After Competition Groups_34 | Demand Control Kitchen Ventilation | 0.4975% | 0 | 13.5584 | Commercial_2040_Technical_MW_After Competition Groups_Demand Control Kitchen Ventilation
Commercial | Com ¦ Water Source Heat Pump (4 ton) | 2040 | Economic | MW | After Competition Groups | 9.9499 | 0 | 0 | 2014.086 | 0.0049402 | 28 | Commercial_2040_Economic_MW_After Competition Groups_28 | Water Source Heat Pump (4 ton) | 0.494% | 0 | 9.9499 | Commercial_2040_Economic_MW_After Competition Groups_Water Source Heat Pump (4 ton)
Commercial | Com ¦ ENERGY STAR LED LAMPS (General Service Lamps) | 2040 | Technical | MW | After Competition Groups | 13.1794 | 0 | 0 | 2725.1411 | 0.0048362 | 35 | Commercial_2040_Technical_MW_After Competition Groups_35 | ENERGY STAR LED LAMPS (General Service Lamps) | 0.4836% | 0 | 13.1794 | Commercial_2040_Technical_MW_After Competition Groups_ENERGY STAR LED LAMPS (General Service Lamps)
Commercial | Com ¦ ECM MOTORS FOR EVAPORATOR FANS for refrigeration (WALK-IN) | 2040 | Economic | MW | After Competition Groups | 9.7211 | 0 | 0 | 2014.086 | 0.0048266 | 29 | Commercial_2040_Economic_MW_After Competition Groups_29 | ECM MOTORS FOR EVAPORATOR FANS for refrigeration (WALK-IN) | 0.4827% | 0 | 9.7211 | Commercial_2040_Economic_MW_After Competition Groups_ECM MOTORS FOR EVAPORATOR FANS for refrigeration (WALK-IN)
Commercial | Com ¦ ENERGY STAR FREEZER | 2040 | Economic | MW | After Competition Groups | 9.3571 | 0 | 0 | 2014.086 | 0.0046458 | 30 | Commercial_2040_Economic_MW_After Competition Groups_30 | ENERGY STAR FREEZER | 0.4646% | 0 | 9.3571 | Commercial_2040_Economic_MW_After Competition Groups_ENERGY STAR FREEZER
Commercial | Com ¦ Freezer Case Light Sensor | 2040 | Economic | MW | After Competition Groups | 8.433 | 0 | 0 | 2014.086 | 0.004187 | 31 | Commercial_2040_Economic_MW_After Competition Groups_31 | Freezer Case Light Sensor | 0.4187% | 0 | 8.433 | Commercial_2040_Economic_MW_After Competition Groups_Freezer Case Light Sensor
Commercial | Com ¦ Water Source Heat Pump (4 ton) | 2040 | Technical | MW | After Competition Groups | 11.3512 | 0 | 0 | 2725.1411 | 0.0041654 | 36 | Commercial_2040_Technical_MW_After Competition Groups_36 | Water Source Heat Pump (4 ton) | 0.4165% | 0 | 11.3512 | Commercial_2040_Technical_MW_After Competition Groups_Water Source Heat Pump (4 ton)
Commercial | Com ¦ Water Source Heat Pump (4 ton) | 2040 | Achievable | MW | After Competition Groups | 7.3533 | 0 | 0 | 1781.3348 | 0.004128 | 30 | Commercial_2040_Achievable_MW_After Competition Groups_30 | Water Source Heat Pump (4 ton) | 0.4128% | 0 | 7.3533 | Commercial_2040_Achievable_MW_After Competition Groups_Water Source Heat Pump (4 ton)
Commercial | Com ¦ Evaporator Fan Controls | 2040 | Economic | MW | After Competition Groups | 8.2144 | 0 | 0 | 2014.086 | 0.0040785 | 32 | Commercial_2040_Economic_MW_After Competition Groups_32 | Evaporator Fan Controls | 0.4078% | 0 | 8.2144 | Commercial_2040_Economic_MW_After Competition Groups_Evaporator Fan Controls
Commercial | Com ¦ ENERGY STAR Griddle (74% eff) | 2040 | Economic | MW | After Competition Groups | 8.1295 | 0 | 0 | 2014.086 | 0.0040363 | 33 | Commercial_2040_Economic_MW_After Competition Groups_33 | ENERGY STAR Griddle (74% eff) | 0.4036% | 0 | 8.1295 | Commercial_2040_Economic_MW_After Competition Groups_ENERGY STAR Griddle (74% eff)
Commercial | Com ¦ Door Gasket Freezer/Refrigerator | 2040 | Achievable | MW | After Competition Groups | 7.1582 | 0 | 0 | 1781.3348 | 0.0040184 | 31 | Commercial_2040_Achievable_MW_After Competition Groups_31 | Door Gasket Freezer/Refrigerator | 0.4018% | 0 | 7.1582 | Commercial_2040_Achievable_MW_After Competition Groups_Door Gasket Freezer/Refrigerator
Commercial | Com ¦ LED EXTERIOR AREA LIGHTS - LED fixture (200W) | 2040 | Achievable | MW | After Competition Groups | 7.0035 | 0 | 0 | 1781.3348 | 0.0039316 | 32 | Commercial_2040_Achievable_MW_After Competition Groups_32 | LED EXTERIOR AREA LIGHTS - LED fixture (200W) | 0.3932% | 0 | 7.0035 | Commercial_2040_Achievable_MW_After Competition Groups_LED EXTERIOR AREA LIGHTS - LED fixture (200W)
Commercial | Com ¦ Occupancy Sensors | 2040 | Technical | MW | After Competition Groups | 10.6243 | 0 | 0 | 2725.1411 | 0.0038986 | 37 | Commercial_2040_Technical_MW_After Competition Groups_37 | Occupancy Sensors | 0.3899% | 0 | 10.6243 | Commercial_2040_Technical_MW_After Competition Groups_Occupancy Sensors
Commercial | Com ¦ Condensing Make Up Air Unit | 2040 | Economic | MW | After Competition Groups | 7.6114 | 0 | 0 | 2014.086 | 0.0037791 | 34 | Commercial_2040_Economic_MW_After Competition Groups_34 | Condensing Make Up Air Unit | 0.3779% | 0 | 7.6114 | Commercial_2040_Economic_MW_After Competition Groups_Condensing Make Up Air Unit
Commercial | Com ¦ LED parking lot fixture | 2040 | Achievable | MW | After Competition Groups | 6.6298 | 0 | 0 | 1781.3348 | 0.0037218 | 33 | Commercial_2040_Achievable_MW_After Competition Groups_33 | LED parking lot fixture | 0.3722% | 0 | 6.6298 | Commercial_2040_Achievable_MW_After Competition Groups_LED parking lot fixture
Commercial | Com ¦ ECM MOTORS FOR EVAPORATOR FANS for refrigeration (WALK-IN) | 2040 | Technical | MW | After Competition Groups | 9.7211 | 0 | 0 | 2725.1411 | 0.0035672 | 38 | Commercial_2040_Technical_MW_After Competition Groups_38 | ECM MOTORS FOR EVAPORATOR FANS for refrigeration (WALK-IN) | 0.3567% | 0 | 9.7211 | Commercial_2040_Technical_MW_After Competition Groups_ECM MOTORS FOR EVAPORATOR FANS for refrigeration (WALK-IN)
Commercial | Com ¦ LED EXTERIOR AREA LIGHTS - LED fixture (200W) | 2040 | Economic | MW | After Competition Groups | 7.1599 | 0 | 0 | 2014.086 | 0.0035549 | 35 | Commercial_2040_Economic_MW_After Competition Groups_35 | LED EXTERIOR AREA LIGHTS - LED fixture (200W) | 0.3555% | 0 | 7.1599 | Commercial_2040_Economic_MW_After Competition Groups_LED EXTERIOR AREA LIGHTS - LED fixture (200W)
Commercial | Com ¦ High R-Value Glass Doors/no-heat glass door | 2040 | Technical | MW | After Competition Groups | 9.2476 | 0 | 0 | 2725.1411 | 0.0033934 | 39 | Commercial_2040_Technical_MW_After Competition Groups_39 | High R-Value Glass Doors/no-heat glass door | 0.3393% | 0 | 9.2476 | Commercial_2040_Technical_MW_After Competition Groups_High R-Value Glass Doors/no-heat glass door
Commercial | Com ¦ LED parking lot fixture | 2040 | Economic | MW | After Competition Groups | 6.7495 | 0 | 0 | 2014.086 | 0.0033511 | 36 | Commercial_2040_Economic_MW_After Competition Groups_36 | LED parking lot fixture | 0.3351% | 0 | 6.7495 | Commercial_2040_Economic_MW_After Competition Groups_LED parking lot fixture
Commercial | Com ¦ Duct Insulation, R8 | 2040 | Achievable | MW | After Competition Groups | 5.8413 | 0 | 0 | 1781.3348 | 0.0032792 | 34 | Commercial_2040_Achievable_MW_After Competition Groups_34 | Duct Insulation, R8 | 0.3279% | 0 | 5.8413 | Commercial_2040_Achievable_MW_After Competition Groups_Duct Insulation, R8
Commercial | Com ¦ ENERGY STAR Griddle (74% eff) | 2040 | Achievable | MW | After Competition Groups | 5.7123 | 0 | 0 | 1781.3348 | 0.0032067 | 35 | Commercial_2040_Achievable_MW_After Competition Groups_35 | ENERGY STAR Griddle (74% eff) | 0.3207% | 0 | 5.7123 | Commercial_2040_Achievable_MW_After Competition Groups_ENERGY STAR Griddle (74% eff)
Commercial | Com ¦ Condensing Make Up Air Unit | 2040 | Achievable | MW | After Competition Groups | 5.6371 | 0 | 0 | 1781.3348 | 0.0031646 | 36 | Commercial_2040_Achievable_MW_After Competition Groups_36 | Condensing Make Up Air Unit | 0.3165% | 0 | 5.6371 | Commercial_2040_Achievable_MW_After Competition Groups_Condensing Make Up Air Unit
Commercial | Com ¦ Condensing Make Up Air Unit | 2040 | Technical | MW | After Competition Groups | 8.49 | 0 | 0 | 2725.1411 | 0.0031154 | 40 | Commercial_2040_Technical_MW_After Competition Groups_40 | Condensing Make Up Air Unit | 0.3115% | 0 | 8.49 | Commercial_2040_Technical_MW_After Competition Groups_Condensing Make Up Air Unit
Commercial | Com ¦ Indoor Daylight Sensors/Photocell Dimming Control | 2040 | Economic | MW | After Competition Groups | 6.2687 | 0 | 0 | 2014.086 | 0.0031124 | 37 | Commercial_2040_Economic_MW_After Competition Groups_37 | Indoor Daylight Sensors/Photocell Dimming Control | 0.3112% | 0 | 6.2687 | Commercial_2040_Economic_MW_After Competition Groups_Indoor Daylight Sensors/Photocell Dimming Control
Commercial | Com ¦ Freezer Case Light Sensor | 2040 | Technical | MW | After Competition Groups | 8.433 | 0 | 0 | 2725.1411 | 0.0030945 | 41 | Commercial_2040_Technical_MW_After Competition Groups_41 | Freezer Case Light Sensor | 0.3095% | 0 | 8.433 | Commercial_2040_Technical_MW_After Competition Groups_Freezer Case Light Sensor
Commercial | Com ¦ Evaporator Fan Controls | 2040 | Technical | MW | After Competition Groups | 8.2144 | 0 | 0 | 2725.1411 | 0.0030143 | 42 | Commercial_2040_Technical_MW_After Competition Groups_42 | Evaporator Fan Controls | 0.3014% | 0 | 8.2144 | Commercial_2040_Technical_MW_After Competition Groups_Evaporator Fan Controls
Commercial | Com ¦ ENERGY STAR Griddle (74% eff) | 2040 | Technical | MW | After Competition Groups | 8.1295 | 0 | 0 | 2725.1411 | 0.0029831 | 43 | Commercial_2040_Technical_MW_After Competition Groups_43 | ENERGY STAR Griddle (74% eff) | 0.2983% | 0 | 8.1295 | Commercial_2040_Technical_MW_After Competition Groups_ENERGY STAR Griddle (74% eff)
Commercial | Com ¦ ENERGY STAR Refrigerator | 2040 | Technical | MW | After Competition Groups | 7.9924 | 0 | 0 | 2725.1411 | 0.0029328 | 44 | Commercial_2040_Technical_MW_After Competition Groups_44 | ENERGY STAR Refrigerator | 0.2933% | 0 | 7.9924 | Commercial_2040_Technical_MW_After Competition Groups_ENERGY STAR Refrigerator
Commercial | Com ¦ Super-High Efficiency Furnaces (Emerging Tech) | 2040 | Technical | MW | After Competition Groups | 7.9757 | 0 | 0 | 2725.1411 | 0.0029267 | 45 | Commercial_2040_Technical_MW_After Competition Groups_45 | Super-High Efficiency Furnaces (Emerging Tech) | 0.2927% | 0 | 7.9757 | Commercial_2040_Technical_MW_After Competition Groups_Super-High Efficiency Furnaces (Emerging Tech)
Commercial | Com ¦ Occupancy Sensors | 2040 | Achievable | MW | After Competition Groups | 5.15 | 0 | 0 | 1781.3348 | 0.0028911 | 37 | Commercial_2040_Achievable_MW_After Competition Groups_37 | Occupancy Sensors | 0.2891% | 0 | 5.15 | Commercial_2040_Achievable_MW_After Competition Groups_Occupancy Sensors
Commercial | Com ¦ ENERGY STAR FREEZER | 2040 | Achievable | MW | After Competition Groups | 5.1006 | 0 | 0 | 1781.3348 | 0.0028633 | 38 | Commercial_2040_Achievable_MW_After Competition Groups_38 | ENERGY STAR FREEZER | 0.2863% | 0 | 5.1006 | Commercial_2040_Achievable_MW_After Competition Groups_ENERGY STAR FREEZER
Commercial | Com ¦ Elec Storage WH 2.30 Et | 2040 | Economic | MW | After Competition Groups | 5.7628 | 0 | 0 | 2014.086 | 0.0028612 | 38 | Commercial_2040_Economic_MW_After Competition Groups_38 | Elec Storage WH 2.30 Et | 0.2861% | 0 | 5.7628 | Commercial_2040_Economic_MW_After Competition Groups_Elec Storage WH 2.30 Et
Commercial | Com ¦ Refrigeration Commissioning | 2040 | Economic | MW | After Competition Groups | 5.7335 | 0 | 0 | 2014.086 | 0.0028467 | 39 | Commercial_2040_Economic_MW_After Competition Groups_39 | Refrigeration Commissioning | 0.2847% | 0 | 5.7335 | Commercial_2040_Economic_MW_After Competition Groups_Refrigeration Commissioning
Commercial | Com ¦ LED EXTERIOR AREA LIGHTS - LED fixture (200W) | 2040 | Technical | MW | After Competition Groups | 7.1599 | 0 | 0 | 2725.1411 | 0.0026273 | 46 | Commercial_2040_Technical_MW_After Competition Groups_46 | LED EXTERIOR AREA LIGHTS - LED fixture (200W) | 0.2627% | 0 | 7.1599 | Commercial_2040_Technical_MW_After Competition Groups_LED EXTERIOR AREA LIGHTS - LED fixture (200W)
Commercial | Com ¦ BEVERAGE VENDING MACHINE CONTROLS | 2040 | Achievable | MW | After Competition Groups | 4.5408 | 0 | 0 | 1781.3348 | 0.0025491 | 39 | Commercial_2040_Achievable_MW_After Competition Groups_39 | BEVERAGE VENDING MACHINE CONTROLS | 0.2549% | 0 | 4.5408 | Commercial_2040_Achievable_MW_After Competition Groups_BEVERAGE VENDING MACHINE CONTROLS
Commercial | Com ¦ BEVERAGE VENDING MACHINE CONTROLS | 2040 | Economic | MW | After Competition Groups | 5.1322 | 0 | 0 | 2014.086 | 0.0025481 | 40 | Commercial_2040_Economic_MW_After Competition Groups_40 | BEVERAGE VENDING MACHINE CONTROLS | 0.2548% | 0 | 5.1322 | Commercial_2040_Economic_MW_After Competition Groups_BEVERAGE VENDING MACHINE CONTROLS
Commercial | Com ¦ LED parking lot fixture | 2040 | Technical | MW | After Competition Groups | 6.7495 | 0 | 0 | 2725.1411 | 0.0024768 | 47 | Commercial_2040_Technical_MW_After Competition Groups_47 | LED parking lot fixture | 0.2477% | 0 | 6.7495 | Commercial_2040_Technical_MW_After Competition Groups_LED parking lot fixture
Commercial | Com ¦ LED street light fixture | 2040 | Achievable | MW | After Competition Groups | 4.3884 | 0 | 0 | 1781.3348 | 0.0024635 | 40 | Commercial_2040_Achievable_MW_After Competition Groups_40 | LED street light fixture | 0.2464% | 0 | 4.3884 | Commercial_2040_Achievable_MW_After Competition Groups_LED street light fixture
Commercial | Com ¦ Duct Insulation, R8 | 2040 | Economic | MW | After Competition Groups | 4.9023 | 0 | 0 | 2014.086 | 0.002434 | 41 | Commercial_2040_Economic_MW_After Competition Groups_41 | Duct Insulation, R8 | 0.2434% | 0 | 4.9023 | Commercial_2040_Economic_MW_After Competition Groups_Duct Insulation, R8
Commercial | Com ¦ Elec Storage WH 2.30 Et | 2040 | Achievable | MW | After Competition Groups | 4.0226 | 0 | 0 | 1781.3348 | 0.0022582 | 41 | Commercial_2040_Achievable_MW_After Competition Groups_41 | Elec Storage WH 2.30 Et | 0.2258% | 0 | 4.0226 | Commercial_2040_Achievable_MW_After Competition Groups_Elec Storage WH 2.30 Et
Commercial | Com ¦ LED street light fixture | 2040 | Economic | MW | After Competition Groups | 4.5238 | 0 | 0 | 2014.086 | 0.0022461 | 42 | Commercial_2040_Economic_MW_After Competition Groups_42 | LED street light fixture | 0.2246% | 0 | 4.5238 | Commercial_2040_Economic_MW_After Competition Groups_LED street light fixture
Commercial | Com ¦ Refrigeration Commissioning | 2040 | Technical | MW | After Competition Groups | 5.7335 | 0 | 0 | 2725.1411 | 0.0021039 | 48 | Commercial_2040_Technical_MW_After Competition Groups_48 | Refrigeration Commissioning | 0.2104% | 0 | 5.7335 | Commercial_2040_Technical_MW_After Competition Groups_Refrigeration Commissioning
Commercial | Com ¦ Elec Storage WH 2.30 Et | 2040 | Technical | MW | After Competition Groups | 5.7076 | 0 | 0 | 2725.1411 | 0.0020944 | 49 | Commercial_2040_Technical_MW_After Competition Groups_49 | Elec Storage WH 2.30 Et | 0.2094% | 0 | 5.7076 | Commercial_2040_Technical_MW_After Competition Groups_Elec Storage WH 2.30 Et
Commercial | Com ¦ Temperature Adjustment in Commercial Freezers | 2040 | Achievable | MW | After Competition Groups | 3.5607 | 0 | 0 | 1781.3348 | 0.0019989 | 42 | Commercial_2040_Achievable_MW_After Competition Groups_42 | Temperature Adjustment in Commercial Freezers | 0.1999% | 0 | 3.5607 | Commercial_2040_Achievable_MW_After Competition Groups_Temperature Adjustment in Commercial Freezers
Commercial | Com ¦ BEVERAGE VENDING MACHINE CONTROLS | 2040 | Technical | MW | After Competition Groups | 5.1322 | 0 | 0 | 2725.1411 | 0.0018833 | 50 | Commercial_2040_Technical_MW_After Competition Groups_50 | BEVERAGE VENDING MACHINE CONTROLS | 0.1883% | 0 | 5.1322 | Commercial_2040_Technical_MW_After Competition Groups_BEVERAGE VENDING MACHINE CONTROLS
Commercial | Com ¦ HOTEL OCCUPANCY CONTROLS (HVAC + LIGHTING) | 2040 | Economic | MW | After Competition Groups | 3.7577 | 0 | 0 | 2014.086 | 0.0018657 | 43 | Commercial_2040_Economic_MW_After Competition Groups_43 | HOTEL OCCUPANCY CONTROLS (HVAC + LIGHTING) | 0.1866% | 0 | 3.7577 | Commercial_2040_Economic_MW_After Competition Groups_HOTEL OCCUPANCY CONTROLS (HVAC + LIGHTING)
Commercial | Com ¦ CO Sensors for parking garage exhaust fans | 2040 | Achievable | MW | After Competition Groups | 3.2751 | 0 | 0 | 1781.3348 | 0.0018386 | 43 | Commercial_2040_Achievable_MW_After Competition Groups_43 | CO Sensors for parking garage exhaust fans | 0.1839% | 0 | 3.2751 | Commercial_2040_Achievable_MW_After Competition Groups_CO Sensors for parking garage exhaust fans
Commercial | Com ¦ Duct Insulation, R8 | 2040 | Technical | MW | After Competition Groups | 4.9023 | 0 | 0 | 2725.1411 | 0.0017989 | 51 | Commercial_2040_Technical_MW_After Competition Groups_51 | Duct Insulation, R8 | 0.1799% | 0 | 4.9023 | Commercial_2040_Technical_MW_After Competition Groups_Duct Insulation, R8
Commercial | Com ¦ Super-High Efficiency Furnaces (Emerging Tech) | 2040 | Achievable | MW | After Competition Groups | 3.0984 | 0 | 0 | 1781.3348 | 0.0017394 | 44 | Commercial_2040_Achievable_MW_After Competition Groups_44 | Super-High Efficiency Furnaces (Emerging Tech) | 0.1739% | 0 | 3.0984 | Commercial_2040_Achievable_MW_After Competition Groups_Super-High Efficiency Furnaces (Emerging Tech)
Commercial | Com ¦ CO Sensors for parking garage exhaust fans | 2040 | Economic | MW | After Competition Groups | 3.4462 | 0 | 0 | 2014.086 | 0.001711 | 44 | Commercial_2040_Economic_MW_After Competition Groups_44 | CO Sensors for parking garage exhaust fans | 0.1711% | 0 | 3.4462 | Commercial_2040_Economic_MW_After Competition Groups_CO Sensors for parking garage exhaust fans
Commercial | Com ¦ Vertical Night Covers | 2040 | Achievable | MW | After Competition Groups | 2.9572 | 0 | 0 | 1781.3348 | 0.0016601 | 45 | Commercial_2040_Achievable_MW_After Competition Groups_45 | Vertical Night Covers | 0.166% | 0 | 2.9572 | Commercial_2040_Achievable_MW_After Competition Groups_Vertical Night Covers
Commercial | Com ¦ LED street light fixture | 2040 | Technical | MW | After Competition Groups | 4.5238 | 0 | 0 | 2725.1411 | 0.00166 | 52 | Commercial_2040_Technical_MW_After Competition Groups_52 | LED street light fixture | 0.166% | 0 | 4.5238 | Commercial_2040_Technical_MW_After Competition Groups_LED street light fixture
Commercial | Com ¦ Energy Efficient Laboratory Fume Hood | 2040 | Achievable | MW | After Competition Groups | 2.8724 | 0 | 0 | 1781.3348 | 0.0016125 | 46 | Commercial_2040_Achievable_MW_After Competition Groups_46 | Energy Efficient Laboratory Fume Hood | 0.1612% | 0 | 2.8724 | Commercial_2040_Achievable_MW_After Competition Groups_Energy Efficient Laboratory Fume Hood
Commercial | Com ¦ Roof Insulation/Ceiling Insulation (R25 Code to R35) | 2040 | Technical | MW | After Competition Groups | 4.2044 | 0 | 0 | 2725.1411 | 0.0015428 | 53 | Commercial_2040_Technical_MW_After Competition Groups_53 | Roof Insulation/Ceiling Insulation (R25 Code to R35) | 0.1543% | 0 | 4.2044 | Commercial_2040_Technical_MW_After Competition Groups_Roof Insulation/Ceiling Insulation (R25 Code to R35)
Commercial | Com ¦ Temperature Adjustment in Commercial Freezers | 2040 | Economic | MW | After Competition Groups | 2.9976 | 0 | 0 | 2014.086 | 0.0014883 | 45 | Commercial_2040_Economic_MW_After Competition Groups_45 | Temperature Adjustment in Commercial Freezers | 0.1488% | 0 | 2.9976 | Commercial_2040_Economic_MW_After Competition Groups_Temperature Adjustment in Commercial Freezers
Commercial | Com ¦ Anti-sweat heat (ASH) controls - Cooler/Freezer | 2040 | Technical | MW | After Competition Groups | 3.4656 | 0 | 0 | 2725.1411 | 0.0012717 | 54 | Commercial_2040_Technical_MW_After Competition Groups_54 | Anti-sweat heat (ASH) controls - Cooler/Freezer | 0.1272% | 0 | 3.4656 | Commercial_2040_Technical_MW_After Competition Groups_Anti-sweat heat (ASH) controls - Cooler/Freezer
Commercial | Com ¦ CO Sensors for parking garage exhaust fans | 2040 | Technical | MW | After Competition Groups | 3.4462 | 0 | 0 | 2725.1411 | 0.0012646 | 55 | Commercial_2040_Technical_MW_After Competition Groups_55 | CO Sensors for parking garage exhaust fans | 0.1265% | 0 | 3.4462 | Commercial_2040_Technical_MW_After Competition Groups_CO Sensors for parking garage exhaust fans
Commercial | Com ¦ Water Heating (DHW) Pipe Insulation (Add 3/4\ Foam)" | 2040 | Achievable | MW | After Competition Groups | 2.2342 | 0 | 0 | 1781.3348 | 0.0012542 | 47 | Commercial_2040_Achievable_MW_After Competition Groups_47 | Water Heating (DHW) Pipe Insulation (Add 3/4\ Foam)" | 0.1254% | 0 | 2.2342 | Commercial_2040_Achievable_MW_After Competition Groups_Water Heating (DHW) Pipe Insulation (Add 3/4\ Foam)"
Commercial | Com ¦ Vertical Night Covers | 2040 | Economic | MW | After Competition Groups | 2.49 | 0 | 0 | 2014.086 | 0.0012363 | 46 | Commercial_2040_Economic_MW_After Competition Groups_46 | Vertical Night Covers | 0.1236% | 0 | 2.49 | Commercial_2040_Economic_MW_After Competition Groups_Vertical Night Covers
Commercial | Com ¦ Super-High Efficiency Furnaces (Emerging Tech) | 2040 | Economic | MW | After Competition Groups | 2.485 | 0 | 0 | 2014.086 | 0.0012338 | 47 | Commercial_2040_Economic_MW_After Competition Groups_47 | Super-High Efficiency Furnaces (Emerging Tech) | 0.1234% | 0 | 2.485 | Commercial_2040_Economic_MW_After Competition Groups_Super-High Efficiency Furnaces (Emerging Tech)
Commercial | Com ¦ Energy Efficient Laboratory Fume Hood | 2040 | Economic | MW | After Competition Groups | 2.4108 | 0 | 0 | 2014.086 | 0.001197 | 48 | Commercial_2040_Economic_MW_After Competition Groups_48 | Energy Efficient Laboratory Fume Hood | 0.1197% | 0 | 2.4108 | Commercial_2040_Economic_MW_After Competition Groups_Energy Efficient Laboratory Fume Hood
Commercial | Com ¦ ENERGY STAR Fryer (84% eff) | 2040 | Economic | MW | After Competition Groups | 2.3903 | 0 | 0 | 2014.086 | 0.0011868 | 49 | Commercial_2040_Economic_MW_After Competition Groups_49 | ENERGY STAR Fryer (84% eff) | 0.1187% | 0 | 2.3903 | Commercial_2040_Economic_MW_After Competition Groups_ENERGY STAR Fryer (84% eff)
Commercial | Com ¦ Ground Source Heat Pump | 2040 | Technical | MW | After Competition Groups | 3.1415 | 0 | 0 | 2725.1411 | 0.0011528 | 56 | Commercial_2040_Technical_MW_After Competition Groups_56 | Ground Source Heat Pump | 0.1153% | 0 | 3.1415 | Commercial_2040_Technical_MW_After Competition Groups_Ground Source Heat Pump
Commercial | Com ¦ Outside Air Economizer | 2040 | Achievable | MW | After Competition Groups | 2.0509 | 0 | 0 | 1781.3348 | 0.0011513 | 48 | Commercial_2040_Achievable_MW_After Competition Groups_48 | Outside Air Economizer | 0.1151% | 0 | 2.0509 | Commercial_2040_Achievable_MW_After Competition Groups_Outside Air Economizer
Commercial | Com ¦ Temperature Adjustment in Commercial Freezers | 2040 | Technical | MW | After Competition Groups | 2.9976 | 0 | 0 | 2725.1411 | 0.0011 | 57 | Commercial_2040_Technical_MW_After Competition Groups_57 | Temperature Adjustment in Commercial Freezers | 0.11% | 0 | 2.9976 | Commercial_2040_Technical_MW_After Competition Groups_Temperature Adjustment in Commercial Freezers
Commercial | Com ¦ Outside Air Economizer | 2040 | Economic | MW | After Competition Groups | 1.9855 | 0 | 0 | 2014.086 | 0.00098582 | 50 | Commercial_2040_Economic_MW_After Competition Groups_50 | Outside Air Economizer | 0.09858% | 0 | 1.9855 | Commercial_2040_Economic_MW_After Competition Groups_Outside Air Economizer
Commercial | Com ¦ ENERGY STAR Fryer (84% eff) | 2040 | Achievable | MW | After Competition Groups | 1.7148 | 0 | 0 | 1781.3348 | 0.00096265 | 49 | Commercial_2040_Achievable_MW_After Competition Groups_49 | ENERGY STAR Fryer (84% eff) | 0.09626% | 0 | 1.7148 | Commercial_2040_Achievable_MW_After Competition Groups_ENERGY STAR Fryer (84% eff)
Commercial | Com ¦ Water Heating (DHW) Pipe Insulation (Add 3/4\ Foam)" | 2040 | Economic | MW | After Competition Groups | 1.8792 | 0 | 0 | 2014.086 | 0.00093301 | 51 | Commercial_2040_Economic_MW_After Competition Groups_51 | Water Heating (DHW) Pipe Insulation (Add 3/4\ Foam)" | 0.0933% | 0 | 1.8792 | Commercial_2040_Economic_MW_After Competition Groups_Water Heating (DHW) Pipe Insulation (Add 3/4\ Foam)"
Commercial | Com ¦ Vertical Night Covers | 2040 | Technical | MW | After Competition Groups | 2.49 | 0 | 0 | 2725.1411 | 0.00091372 | 58 | Commercial_2040_Technical_MW_After Competition Groups_58 | Vertical Night Covers | 0.09137% | 0 | 2.49 | Commercial_2040_Technical_MW_After Competition Groups_Vertical Night Covers
Commercial | Com ¦ Energy Efficient Laboratory Fume Hood | 2040 | Technical | MW | After Competition Groups | 2.4108 | 0 | 0 | 2725.1411 | 0.00088465 | 59 | Commercial_2040_Technical_MW_After Competition Groups_59 | Energy Efficient Laboratory Fume Hood | 0.08847% | 0 | 2.4108 | Commercial_2040_Technical_MW_After Competition Groups_Energy Efficient Laboratory Fume Hood
Commercial | Com ¦ ENERGY STAR Fryer (84% eff) | 2040 | Technical | MW | After Competition Groups | 2.3903 | 0 | 0 | 2725.1411 | 0.00087712 | 60 | Commercial_2040_Technical_MW_After Competition Groups_60 | ENERGY STAR Fryer (84% eff) | 0.08771% | 0 | 2.3903 | Commercial_2040_Technical_MW_After Competition Groups_ENERGY STAR Fryer (84% eff)
Commercial | Com ¦ Suction Pipe Insulation Freezer/Refrigerator | 2040 | Achievable | MW | After Competition Groups | 1.5323 | 0 | 0 | 1781.3348 | 0.0008602 | 50 | Commercial_2040_Achievable_MW_After Competition Groups_50 | Suction Pipe Insulation Freezer/Refrigerator | 0.08602% | 0 | 1.5323 | Commercial_2040_Achievable_MW_After Competition Groups_Suction Pipe Insulation Freezer/Refrigerator
Commercial | Com ¦ ENERGY STAR Dishwasher | 2040 | Economic | MW | After Competition Groups | 1.6147 | 0 | 0 | 2014.086 | 0.0008017 | 52 | Commercial_2040_Economic_MW_After Competition Groups_52 | ENERGY STAR Dishwasher | 0.08017% | 0 | 1.6147 | Commercial_2040_Economic_MW_After Competition Groups_ENERGY STAR Dishwasher
Commercial | Com ¦ ENERGY STAR Steam Cookers | 2040 | Economic | MW | After Competition Groups | 1.5095 | 0 | 0 | 2014.086 | 0.00074948 | 53 | Commercial_2040_Economic_MW_After Competition Groups_53 | ENERGY STAR Steam Cookers | 0.07495% | 0 | 1.5095 | Commercial_2040_Economic_MW_After Competition Groups_ENERGY STAR Steam Cookers
Commercial | Com ¦ Outside Air Economizer | 2040 | Technical | MW | After Competition Groups | 1.9855 | 0 | 0 | 2725.1411 | 0.0007286 | 61 | Commercial_2040_Technical_MW_After Competition Groups_61 | Outside Air Economizer | 0.07286% | 0 | 1.9855 | Commercial_2040_Technical_MW_After Competition Groups_Outside Air Economizer
Commercial | Com ¦ Room AC (w/ louvered sides) 14 SEER from 12 SEER code | 2040 | Technical | MW | After Competition Groups | 1.9041 | 0 | 0 | 2725.1411 | 0.00069873 | 62 | Commercial_2040_Technical_MW_After Competition Groups_62 | Room AC (w/ louvered sides) 14 SEER from 12 SEER code | 0.06987% | 0 | 1.9041 | Commercial_2040_Technical_MW_After Competition Groups_Room AC (w/ louvered sides) 14 SEER from 12 SEER code
Commercial | Com ¦ Water Heating (DHW) Pipe Insulation (Add 3/4\ Foam)" | 2040 | Technical | MW | After Competition Groups | 1.8792 | 0 | 0 | 2725.1411 | 0.00068956 | 63 | Commercial_2040_Technical_MW_After Competition Groups_63 | Water Heating (DHW) Pipe Insulation (Add 3/4\ Foam)" | 0.06896% | 0 | 1.8792 | Commercial_2040_Technical_MW_After Competition Groups_Water Heating (DHW) Pipe Insulation (Add 3/4\ Foam)"
Commercial | Com ¦ Suction Pipe Insulation Freezer/Refrigerator | 2040 | Economic | MW | After Competition Groups | 1.2899 | 0 | 0 | 2014.086 | 0.00064042 | 54 | Commercial_2040_Economic_MW_After Competition Groups_54 | Suction Pipe Insulation Freezer/Refrigerator | 0.06404% | 0 | 1.2899 | Commercial_2040_Economic_MW_After Competition Groups_Suction Pipe Insulation Freezer/Refrigerator
Commercial | Com ¦ ENERGY STAR Steam Cookers | 2040 | Achievable | MW | After Competition Groups | 1.0563 | 0 | 0 | 1781.3348 | 0.00059298 | 51 | Commercial_2040_Achievable_MW_After Competition Groups_51 | ENERGY STAR Steam Cookers | 0.0593% | 0 | 1.0563 | Commercial_2040_Achievable_MW_After Competition Groups_ENERGY STAR Steam Cookers
Commercial | Com ¦ ENERGY STAR Dishwasher | 2040 | Technical | MW | After Competition Groups | 1.6147 | 0 | 0 | 2725.1411 | 0.00059252 | 64 | Commercial_2040_Technical_MW_After Competition Groups_64 | ENERGY STAR Dishwasher | 0.05925% | 0 | 1.6147 | Commercial_2040_Technical_MW_After Competition Groups_ENERGY STAR Dishwasher
Commercial | Com ¦ Roof Insulation/Ceiling Insulation (R25 Code to R35) | 2040 | Economic | MW | After Competition Groups | 1.1352 | 0 | 0 | 2014.086 | 0.00056361 | 55 | Commercial_2040_Economic_MW_After Competition Groups_55 | Roof Insulation/Ceiling Insulation (R25 Code to R35) | 0.05636% | 0 | 1.1352 | Commercial_2040_Economic_MW_After Competition Groups_Roof Insulation/Ceiling Insulation (R25 Code to R35)
Commercial | Com ¦ ENERGY STAR Steam Cookers | 2040 | Technical | MW | After Competition Groups | 1.5095 | 0 | 0 | 2725.1411 | 0.00055392 | 65 | Commercial_2040_Technical_MW_After Competition Groups_65 | ENERGY STAR Steam Cookers | 0.05539% | 0 | 1.5095 | Commercial_2040_Technical_MW_After Competition Groups_ENERGY STAR Steam Cookers
Commercial | Com ¦ ENERGY STAR Dishwasher | 2040 | Achievable | MW | After Competition Groups | 0.94675 | 0 | 0 | 1781.3348 | 0.00053149 | 52 | Commercial_2040_Achievable_MW_After Competition Groups_52 | ENERGY STAR Dishwasher | 0.05315% | 0 | 0.94675 | Commercial_2040_Achievable_MW_After Competition Groups_ENERGY STAR Dishwasher
Commercial | Com ¦ Door Gasket Freezer/Refrigerator | 2040 | Economic | MW | After Competition Groups | 1.0667 | 0 | 0 | 2014.086 | 0.00052963 | 56 | Commercial_2040_Economic_MW_After Competition Groups_56 | Door Gasket Freezer/Refrigerator | 0.05296% | 0 | 1.0667 | Commercial_2040_Economic_MW_After Competition Groups_Door Gasket Freezer/Refrigerator
Commercial | Com ¦ LED RECESSED DOWNLIGHTS | 2040 | Technical | MW | After Competition Groups | 1.4416 | 0 | 0 | 2725.1411 | 0.00052899 | 66 | Commercial_2040_Technical_MW_After Competition Groups_66 | LED RECESSED DOWNLIGHTS | 0.0529% | 0 | 1.4416 | Commercial_2040_Technical_MW_After Competition Groups_LED RECESSED DOWNLIGHTS
Commercial | Com ¦ Indoor Daylight Sensors/Photocell Dimming Control | 2040 | Achievable | MW | After Competition Groups | 0.88312 | 0 | 0 | 1781.3348 | 0.00049576 | 53 | Commercial_2040_Achievable_MW_After Competition Groups_53 | Indoor Daylight Sensors/Photocell Dimming Control | 0.04958% | 0 | 0.88312 | Commercial_2040_Achievable_MW_After Competition Groups_Indoor Daylight Sensors/Photocell Dimming Control
Commercial | Com ¦ Suction Pipe Insulation Freezer/Refrigerator | 2040 | Technical | MW | After Competition Groups | 1.2899 | 0 | 0 | 2725.1411 | 0.00047332 | 67 | Commercial_2040_Technical_MW_After Competition Groups_67 | Suction Pipe Insulation Freezer/Refrigerator | 0.04733% | 0 | 1.2899 | Commercial_2040_Technical_MW_After Competition Groups_Suction Pipe Insulation Freezer/Refrigerator
Commercial | Com ¦ Ozone Laundry Treatment | 2040 | Achievable | MW | After Competition Groups | 0.7908 | 0 | 0 | 1781.3348 | 0.00044394 | 54 | Commercial_2040_Achievable_MW_After Competition Groups_54 | Ozone Laundry Treatment | 0.04439% | 0 | 0.7908 | Commercial_2040_Achievable_MW_After Competition Groups_Ozone Laundry Treatment
Commercial | Com ¦ Thermostat Setback | 2040 | Achievable | MW | After Competition Groups | 0.73526 | 0 | 0 | 1781.3348 | 0.00041276 | 55 | Commercial_2040_Achievable_MW_After Competition Groups_55 | Thermostat Setback | 0.04128% | 0 | 0.73526 | Commercial_2040_Achievable_MW_After Competition Groups_Thermostat Setback
Commercial | Com ¦ Thermostat Setback | 2040 | Economic | MW | After Competition Groups | 0.82158 | 0 | 0 | 2014.086 | 0.00040792 | 57 | Commercial_2040_Economic_MW_After Competition Groups_57 | Thermostat Setback | 0.04079% | 0 | 0.82158 | Commercial_2040_Economic_MW_After Competition Groups_Thermostat Setback
Commercial | Com ¦ Ozone Laundry Treatment | 2040 | Economic | MW | After Competition Groups | 0.81845 | 0 | 0 | 2014.086 | 0.00040636 | 58 | Commercial_2040_Economic_MW_After Competition Groups_58 | Ozone Laundry Treatment | 0.04064% | 0 | 0.81845 | Commercial_2040_Economic_MW_After Competition Groups_Ozone Laundry Treatment
Commercial | Com ¦ Evaporator Coil Defrost (Cooler) | 2040 | Technical | MW | After Competition Groups | 1.0982 | 0 | 0 | 2725.1411 | 0.000403 | 68 | Commercial_2040_Technical_MW_After Competition Groups_68 | Evaporator Coil Defrost (Cooler) | 0.0403% | 0 | 1.0982 | Commercial_2040_Technical_MW_After Competition Groups_Evaporator Coil Defrost (Cooler)
Commercial | Com ¦ Refrigeration Commissioning | 2040 | Achievable | MW | After Competition Groups | 0.69941 | 0 | 0 | 1781.3348 | 0.00039263 | 56 | Commercial_2040_Achievable_MW_After Competition Groups_56 | Refrigeration Commissioning | 0.03926% | 0 | 0.69941 | Commercial_2040_Achievable_MW_After Competition Groups_Refrigeration Commissioning
Commercial | Com ¦ LED RECESSED DOWNLIGHTS | 2040 | Achievable | MW | After Competition Groups | 0.59548 | 0 | 0 | 1781.3348 | 0.00033429 | 57 | Commercial_2040_Achievable_MW_After Competition Groups_57 | LED RECESSED DOWNLIGHTS | 0.03343% | 0 | 0.59548 | Commercial_2040_Achievable_MW_After Competition Groups_LED RECESSED DOWNLIGHTS
Commercial | Com ¦ PTAC (12 EER/10,000 BTU) | 2040 | Economic | MW | After Competition Groups | 0.64063 | 0 | 0 | 2014.086 | 0.00031808 | 59 | Commercial_2040_Economic_MW_After Competition Groups_59 | PTAC (12 EER/10,000 BTU) | 0.03181% | 0 | 0.64063 | Commercial_2040_Economic_MW_After Competition Groups_PTAC (12 EER/10,000 BTU)
Commercial | Com ¦ LED RECESSED DOWNLIGHTS | 2040 | Economic | MW | After Competition Groups | 0.6231 | 0 | 0 | 2014.086 | 0.00030937 | 60 | Commercial_2040_Economic_MW_After Competition Groups_60 | LED RECESSED DOWNLIGHTS | 0.03094% | 0 | 0.6231 | Commercial_2040_Economic_MW_After Competition Groups_LED RECESSED DOWNLIGHTS
Commercial | Com ¦ Thermostat Setback | 2040 | Technical | MW | After Competition Groups | 0.82158 | 0 | 0 | 2725.1411 | 0.00030148 | 69 | Commercial_2040_Technical_MW_After Competition Groups_69 | Thermostat Setback | 0.03015% | 0 | 0.82158 | Commercial_2040_Technical_MW_After Competition Groups_Thermostat Setback
Commercial | Com ¦ Ozone Laundry Treatment | 2040 | Technical | MW | After Competition Groups | 0.81845 | 0 | 0 | 2725.1411 | 0.00030033 | 70 | Commercial_2040_Technical_MW_After Competition Groups_70 | Ozone Laundry Treatment | 0.03003% | 0 | 0.81845 | Commercial_2040_Technical_MW_After Competition Groups_Ozone Laundry Treatment
Commercial | Com ¦ HOTEL OCCUPANCY CONTROLS (HVAC + LIGHTING) | 2040 | Achievable | MW | After Competition Groups | 0.51278 | 0 | 0 | 1781.3348 | 0.00028786 | 58 | Commercial_2040_Achievable_MW_After Competition Groups_58 | HOTEL OCCUPANCY CONTROLS (HVAC + LIGHTING) | 0.02879% | 0 | 0.51278 | Commercial_2040_Achievable_MW_After Competition Groups_HOTEL OCCUPANCY CONTROLS (HVAC + LIGHTING)
Commercial | Com ¦ Wall Insulation | 2040 | Economic | MW | After Competition Groups | 0.56412 | 0 | 0 | 2014.086 | 0.00028009 | 61 | Commercial_2040_Economic_MW_After Competition Groups_61 | Wall Insulation | 0.02801% | 0 | 0.56412 | Commercial_2040_Economic_MW_After Competition Groups_Wall Insulation
Commercial | Com ¦ SYNCHRONOUS BELT | 2040 | Technical | MW | After Competition Groups | 0.7603 | 0 | 0 | 2725.1411 | 0.00027899 | 71 | Commercial_2040_Technical_MW_After Competition Groups_71 | SYNCHRONOUS BELT | 0.0279% | 0 | 0.7603 | Commercial_2040_Technical_MW_After Competition Groups_SYNCHRONOUS BELT
Commercial | Com ¦ PTAC (12 EER/10,000 BTU) | 2040 | Technical | MW | After Competition Groups | 0.70361 | 0 | 0 | 2725.1411 | 0.00025819 | 72 | Commercial_2040_Technical_MW_After Competition Groups_72 | PTAC (12 EER/10,000 BTU) | 0.02582% | 0 | 0.70361 | Commercial_2040_Technical_MW_After Competition Groups_PTAC (12 EER/10,000 BTU)
Commercial | Com ¦ Solar Water Preheat (Pools/DHW) | 2040 | Economic | MW | After Competition Groups | 0.48942 | 0 | 0 | 2014.086 | 0.000243 | 62 | Commercial_2040_Economic_MW_After Competition Groups_62 | Solar Water Preheat (Pools/DHW) | 0.0243% | 0 | 0.48942 | Commercial_2040_Economic_MW_After Competition Groups_Solar Water Preheat (Pools/DHW)
Commercial | Com ¦ PTAC (12 EER/10,000 BTU) | 2040 | Achievable | MW | After Competition Groups | 0.41347 | 0 | 0 | 1781.3348 | 0.00023212 | 59 | Commercial_2040_Achievable_MW_After Competition Groups_59 | PTAC (12 EER/10,000 BTU) | 0.02321% | 0 | 0.41347 | Commercial_2040_Achievable_MW_After Competition Groups_PTAC (12 EER/10,000 BTU)
Commercial | COM ¦ Ductless Mini-Split Heat Pumps | 2040 | Economic | MW | After Competition Groups | 0.46742 | 0 | 0 | 2014.086 | 0.00023208 | 63 | Commercial_2040_Economic_MW_After Competition Groups_63 | Ductless Mini-Split Heat Pumps | 0.02321% | 0 | 0.46742 | Commercial_2040_Economic_MW_After Competition Groups_Ductless Mini-Split Heat Pumps
Commercial | Com ¦ Wall Insulation | 2040 | Technical | MW | After Competition Groups | 0.58805 | 0 | 0 | 2725.1411 | 0.00021579 | 73 | Commercial_2040_Technical_MW_After Competition Groups_73 | Wall Insulation | 0.02158% | 0 | 0.58805 | Commercial_2040_Technical_MW_After Competition Groups_Wall Insulation
Commercial | Com ¦ Solar Preheat Make up Air | 2040 | Technical | MW | After Competition Groups | 0.58181 | 0 | 0 | 2725.1411 | 0.0002135 | 74 | Commercial_2040_Technical_MW_After Competition Groups_74 | Solar Preheat Make up Air | 0.02135% | 0 | 0.58181 | Commercial_2040_Technical_MW_After Competition Groups_Solar Preheat Make up Air
Commercial | Com ¦ ECM MOTORS FOR HVAC APPLICATION (FAN-POWERED VAV BOX) | 2040 | Achievable | MW | After Competition Groups | 0.32701 | 0 | 0 | 1781.3348 | 0.00018358 | 60 | Commercial_2040_Achievable_MW_After Competition Groups_60 | ECM MOTORS FOR HVAC APPLICATION (FAN-POWERED VAV BOX) | 0.01836% | 0 | 0.32701 | Commercial_2040_Achievable_MW_After Competition Groups_ECM MOTORS FOR HVAC APPLICATION (FAN-POWERED VAV BOX)
Commercial | COM ¦ Ductless Mini-Split Heat Pumps | 2040 | Achievable | MW | After Competition Groups | 0.32311 | 0 | 0 | 1781.3348 | 0.00018139 | 61 | Commercial_2040_Achievable_MW_After Competition Groups_61 | Ductless Mini-Split Heat Pumps | 0.01814% | 0 | 0.32311 | Commercial_2040_Achievable_MW_After Competition Groups_Ductless Mini-Split Heat Pumps
Commercial | Com ¦ Solar Water Preheat (Pools/DHW) | 2040 | Technical | MW | After Competition Groups | 0.48942 | 0 | 0 | 2725.1411 | 0.00017959 | 75 | Commercial_2040_Technical_MW_After Competition Groups_75 | Solar Water Preheat (Pools/DHW) | 0.01796% | 0 | 0.48942 | Commercial_2040_Technical_MW_After Competition Groups_Solar Water Preheat (Pools/DHW)
Commercial | Com ¦ High Efficiency Chiller (avg of water and air cooled) | 2040 | Technical | MW | After Competition Groups | 0.47975 | 0 | 0 | 2725.1411 | 0.00017604 | 76 | Commercial_2040_Technical_MW_After Competition Groups_76 | High Efficiency Chiller (avg of water and air cooled) | 0.0176% | 0 | 0.47975 | Commercial_2040_Technical_MW_After Competition Groups_High Efficiency Chiller (avg of water and air cooled)
Commercial | COM ¦ Ductless Mini-Split Heat Pumps | 2040 | Technical | MW | After Competition Groups | 0.46742 | 0 | 0 | 2725.1411 | 0.00017152 | 77 | Commercial_2040_Technical_MW_After Competition Groups_77 | Ductless Mini-Split Heat Pumps | 0.01715% | 0 | 0.46742 | Commercial_2040_Technical_MW_After Competition Groups_Ductless Mini-Split Heat Pumps
Commercial | Com ¦ Solar Water Preheat (Pools/DHW) | 2040 | Achievable | MW | After Competition Groups | 0.29593 | 0 | 0 | 1781.3348 | 0.00016613 | 62 | Commercial_2040_Achievable_MW_After Competition Groups_62 | Solar Water Preheat (Pools/DHW) | 0.01661% | 0 | 0.29593 | Commercial_2040_Achievable_MW_After Competition Groups_Solar Water Preheat (Pools/DHW)
Commercial | Com ¦ Efficient compressor motor | 2040 | Technical | MW | After Competition Groups | 0.44383 | 0 | 0 | 2725.1411 | 0.00016287 | 78 | Commercial_2040_Technical_MW_After Competition Groups_78 | Efficient compressor motor | 0.01629% | 0 | 0.44383 | Commercial_2040_Technical_MW_After Competition Groups_Efficient compressor motor
Commercial | Com ¦ ECM MOTORS FOR HVAC APPLICATION (FAN-POWERED VAV BOX) | 2040 | Economic | MW | After Competition Groups | 0.32706 | 0 | 0 | 2014.086 | 0.00016239 | 64 | Commercial_2040_Economic_MW_After Competition Groups_64 | ECM MOTORS FOR HVAC APPLICATION (FAN-POWERED VAV BOX) | 0.01624% | 0 | 0.32706 | Commercial_2040_Economic_MW_After Competition Groups_ECM MOTORS FOR HVAC APPLICATION (FAN-POWERED VAV BOX)
Commercial | Com ¦ SYNCHRONOUS BELT | 2040 | Economic | MW | After Competition Groups | 0.31464 | 0 | 0 | 2014.086 | 0.00015622 | 65 | Commercial_2040_Economic_MW_After Competition Groups_65 | SYNCHRONOUS BELT | 0.01562% | 0 | 0.31464 | Commercial_2040_Economic_MW_After Competition Groups_SYNCHRONOUS BELT
Commercial | Com ¦ Commercial Hot Food Holding Cabinets | 2040 | Technical | MW | After Competition Groups | 0.35509 | 0 | 0 | 2725.1411 | 0.0001303 | 79 | Commercial_2040_Technical_MW_After Competition Groups_79 | Commercial Hot Food Holding Cabinets | 0.01303% | 0 | 0.35509 | Commercial_2040_Technical_MW_After Competition Groups_Commercial Hot Food Holding Cabinets
Commercial | Com ¦ Efficient compressor motor | 2040 | Economic | MW | After Competition Groups | 0.2512 | 0 | 0 | 2014.086 | 0.00012472 | 66 | Commercial_2040_Economic_MW_After Competition Groups_66 | Efficient compressor motor | 0.01247% | 0 | 0.2512 | Commercial_2040_Economic_MW_After Competition Groups_Efficient compressor motor
Commercial | Com ¦ Wall Insulation | 2040 | Achievable | MW | After Competition Groups | 0.2186 | 0 | 0 | 1781.3348 | 0.00012272 | 63 | Commercial_2040_Achievable_MW_After Competition Groups_63 | Wall Insulation | 0.01227% | 0 | 0.2186 | Commercial_2040_Achievable_MW_After Competition Groups_Wall Insulation
Commercial | Com ¦ ECM MOTORS FOR HVAC APPLICATION (FAN-POWERED VAV BOX) | 2040 | Technical | MW | After Competition Groups | 0.3278 | 0 | 0 | 2725.1411 | 0.00012029 | 80 | Commercial_2040_Technical_MW_After Competition Groups_80 | ECM MOTORS FOR HVAC APPLICATION (FAN-POWERED VAV BOX) | 0.01203% | 0 | 0.3278 | Commercial_2040_Technical_MW_After Competition Groups_ECM MOTORS FOR HVAC APPLICATION (FAN-POWERED VAV BOX)
Commercial | Com ¦ Efficient compressor motor | 2040 | Achievable | MW | After Competition Groups | 0.20105 | 0 | 0 | 1781.3348 | 0.00011287 | 64 | Commercial_2040_Achievable_MW_After Competition Groups_64 | Efficient compressor motor | 0.01129% | 0 | 0.20105 | Commercial_2040_Achievable_MW_After Competition Groups_Efficient compressor motor
Commercial | Com ¦ Roof Insulation/Ceiling Insulation (R25 Code to R35) | 2040 | Achievable | MW | After Competition Groups | 0.19383 | 0 | 0 | 1781.3348 | 0.00010881 | 65 | Commercial_2040_Achievable_MW_After Competition Groups_65 | Roof Insulation/Ceiling Insulation (R25 Code to R35) | 0.01088% | 0 | 0.19383 | Commercial_2040_Achievable_MW_After Competition Groups_Roof Insulation/Ceiling Insulation (R25 Code to R35)
Commercial | Com ¦ HVAC Optimization | 2040 | Technical | MW | After Competition Groups | 0.282 | 0 | 0 | 2725.1411 | 0.00010348 | 81 | Commercial_2040_Technical_MW_After Competition Groups_81 | HVAC Optimization | 0.01035% | 0 | 0.282 | Commercial_2040_Technical_MW_After Competition Groups_HVAC Optimization
Commercial | Com ¦ Auto Off Time Switch or Time Clock control | 2040 | Achievable | MW | After Competition Groups | 0.18374 | 0 | 0 | 1781.3348 | 0.00010314 | 66 | Commercial_2040_Achievable_MW_After Competition Groups_66 | Auto Off Time Switch or Time Clock control | 0.01031% | 0 | 0.18374 | Commercial_2040_Achievable_MW_After Competition Groups_Auto Off Time Switch or Time Clock control
Commercial | Com ¦ CEE Tier 2/Energy Star Clothes Washers | 2040 | Economic | MW | After Competition Groups | 0.20545 | 0 | 0 | 2014.086 | 0.00010201 | 67 | Commercial_2040_Economic_MW_After Competition Groups_67 | CEE Tier 2/Energy Star Clothes Washers | 0.0102% | 0 | 0.20545 | Commercial_2040_Economic_MW_After Competition Groups_CEE Tier 2/Energy Star Clothes Washers
Commercial | Com ¦ Auto Off Time Switch or Time Clock control | 2040 | Economic | MW | After Competition Groups | 0.19805 | 0 | 0 | 2014.086 | 9.8332e-05 | 68 | Commercial_2040_Economic_MW_After Competition Groups_68 | Auto Off Time Switch or Time Clock control | 0.009833% | 0 | 0.19805 | Commercial_2040_Economic_MW_After Competition Groups_Auto Off Time Switch or Time Clock control
Commercial | Com ¦ CEE Tier 2/Energy Star Clothes Washers | 2040 | Achievable | MW | After Competition Groups | 0.16712 | 0 | 0 | 1781.3348 | 9.3817e-05 | 67 | Commercial_2040_Achievable_MW_After Competition Groups_67 | CEE Tier 2/Energy Star Clothes Washers | 0.009382% | 0 | 0.16712 | Commercial_2040_Achievable_MW_After Competition Groups_CEE Tier 2/Energy Star Clothes Washers
Commercial | Com ¦ High Efficiency Small Instantaneous Water Heater | 2040 | Achievable | MW | After Competition Groups | 0.15653 | 0 | 0 | 1781.3348 | 8.7873e-05 | 68 | Commercial_2040_Achievable_MW_After Competition Groups_68 | High Efficiency Small Instantaneous Water Heater | 0.008787% | 0 | 0.15653 | Commercial_2040_Achievable_MW_After Competition Groups_High Efficiency Small Instantaneous Water Heater
Commercial | Com ¦ HVAC Optimization | 2040 | Economic | MW | After Competition Groups | 0.16925 | 0 | 0 | 2014.086 | 8.4034e-05 | 69 | Commercial_2040_Economic_MW_After Competition Groups_69 | HVAC Optimization | 0.008403% | 0 | 0.16925 | Commercial_2040_Economic_MW_After Competition Groups_HVAC Optimization
Commercial | Com ¦ Demand controlled Circulating Systems | 2040 | Achievable | MW | After Competition Groups | 0.14939 | 0 | 0 | 1781.3348 | 8.3864e-05 | 69 | Commercial_2040_Achievable_MW_After Competition Groups_69 | Demand controlled Circulating Systems | 0.008386% | 0 | 0.14939 | Commercial_2040_Achievable_MW_After Competition Groups_Demand controlled Circulating Systems
Commercial | Com ¦ CEE Tier 2/Energy Star Clothes Washers | 2040 | Technical | MW | After Competition Groups | 0.20545 | 0 | 0 | 2725.1411 | 7.5391e-05 | 82 | Commercial_2040_Technical_MW_After Competition Groups_82 | CEE Tier 2/Energy Star Clothes Washers | 0.007539% | 0 | 0.20545 | Commercial_2040_Technical_MW_After Competition Groups_CEE Tier 2/Energy Star Clothes Washers
Commercial | Com ¦ Auto Off Time Switch or Time Clock control | 2040 | Technical | MW | After Competition Groups | 0.19805 | 0 | 0 | 2725.1411 | 7.2675e-05 | 83 | Commercial_2040_Technical_MW_After Competition Groups_83 | Auto Off Time Switch or Time Clock control | 0.007267% | 0 | 0.19805 | Commercial_2040_Technical_MW_After Competition Groups_Auto Off Time Switch or Time Clock control
Commercial | Com ¦ HVAC Optimization | 2040 | Achievable | MW | After Competition Groups | 0.12662 | 0 | 0 | 1781.3348 | 7.1083e-05 | 70 | Commercial_2040_Achievable_MW_After Competition Groups_70 | HVAC Optimization | 0.007108% | 0 | 0.12662 | Commercial_2040_Achievable_MW_After Competition Groups_HVAC Optimization
Commercial | Com ¦ Commercial Hot Food Holding Cabinets | 2040 | Economic | MW | After Competition Groups | 0.13399 | 0 | 0 | 2014.086 | 6.6527e-05 | 70 | Commercial_2040_Economic_MW_After Competition Groups_70 | Commercial Hot Food Holding Cabinets | 0.006653% | 0 | 0.13399 | Commercial_2040_Economic_MW_After Competition Groups_Commercial Hot Food Holding Cabinets
Commercial | Com ¦ Notched V belts for HVAC Systems | 2040 | Achievable | MW | After Competition Groups | 0.11849 | 0 | 0 | 1781.3348 | 6.6517e-05 | 71 | Commercial_2040_Achievable_MW_After Competition Groups_71 | Notched V belts for HVAC Systems | 0.006652% | 0 | 0.11849 | Commercial_2040_Achievable_MW_After Competition Groups_Notched V belts for HVAC Systems
Commercial | Com ¦ Demand controlled Circulating Systems | 2040 | Economic | MW | After Competition Groups | 0.12435 | 0 | 0 | 2014.086 | 6.174e-05 | 71 | Commercial_2040_Economic_MW_After Competition Groups_71 | Demand controlled Circulating Systems | 0.006174% | 0 | 0.12435 | Commercial_2040_Economic_MW_After Competition Groups_Demand controlled Circulating Systems
Commercial | Com ¦ Low Flow Pre-Rinse Spray Nozzle | 2040 | Economic | MW | After Competition Groups | 0.11584 | 0 | 0 | 2014.086 | 5.7515e-05 | 72 | Commercial_2040_Economic_MW_After Competition Groups_72 | Low Flow Pre-Rinse Spray Nozzle | 0.005752% | 0 | 0.11584 | Commercial_2040_Economic_MW_After Competition Groups_Low Flow Pre-Rinse Spray Nozzle
Commercial | Com ¦ Heat Pump Water Heater (50 Gallons) | 2040 | Technical | MW | After Competition Groups | 0.14631 | 0 | 0 | 2725.1411 | 5.3687e-05 | 84 | Commercial_2040_Technical_MW_After Competition Groups_84 | Heat Pump Water Heater (50 Gallons) | 0.005369% | 0 | 0.14631 | Commercial_2040_Technical_MW_After Competition Groups_Heat Pump Water Heater (50 Gallons)
Commercial | Com ¦ Commercial Hot Food Holding Cabinets | 2040 | Achievable | MW | After Competition Groups | 0.092408 | 0 | 0 | 1781.3348 | 5.1876e-05 | 72 | Commercial_2040_Achievable_MW_After Competition Groups_72 | Commercial Hot Food Holding Cabinets | 0.005188% | 0 | 0.092408 | Commercial_2040_Achievable_MW_After Competition Groups_Commercial Hot Food Holding Cabinets
Commercial | Com ¦ Low Flow Pre-Rinse Spray Nozzle | 2040 | Achievable | MW | After Competition Groups | 0.088013 | 0 | 0 | 1781.3348 | 4.9408e-05 | 73 | Commercial_2040_Achievable_MW_After Competition Groups_73 | Low Flow Pre-Rinse Spray Nozzle | 0.004941% | 0 | 0.088013 | Commercial_2040_Achievable_MW_After Competition Groups_Low Flow Pre-Rinse Spray Nozzle
Commercial | Com ¦ Demand controlled Circulating Systems | 2040 | Technical | MW | After Competition Groups | 0.12435 | 0 | 0 | 2725.1411 | 4.563e-05 | 85 | Commercial_2040_Technical_MW_After Competition Groups_85 | Demand controlled Circulating Systems | 0.004563% | 0 | 0.12435 | Commercial_2040_Technical_MW_After Competition Groups_Demand controlled Circulating Systems
Commercial | Com ¦ Low Flow Pre-Rinse Spray Nozzle | 2040 | Technical | MW | After Competition Groups | 0.11584 | 0 | 0 | 2725.1411 | 4.2508e-05 | 86 | Commercial_2040_Technical_MW_After Competition Groups_86 | Low Flow Pre-Rinse Spray Nozzle | 0.004251% | 0 | 0.11584 | Commercial_2040_Technical_MW_After Competition Groups_Low Flow Pre-Rinse Spray Nozzle
Commercial | Com ¦ Room AC (w/ louvered sides) 14 SEER from 12 SEER code | 2040 | Achievable | MW | After Competition Groups | 0.072582 | 0 | 0 | 1781.3348 | 4.0746e-05 | 74 | Commercial_2040_Achievable_MW_After Competition Groups_74 | Room AC (w/ louvered sides) 14 SEER from 12 SEER code | 0.004075% | 0 | 0.072582 | Commercial_2040_Achievable_MW_After Competition Groups_Room AC (w/ louvered sides) 14 SEER from 12 SEER code
Commercial | Com ¦ Room AC (w/ louvered sides) 14 SEER from 12 SEER code | 2040 | Economic | MW | After Competition Groups | 0.068065 | 0 | 0 | 2014.086 | 3.3794e-05 | 73 | Commercial_2040_Economic_MW_After Competition Groups_73 | Room AC (w/ louvered sides) 14 SEER from 12 SEER code | 0.003379% | 0 | 0.068065 | Commercial_2040_Economic_MW_After Competition Groups_Room AC (w/ louvered sides) 14 SEER from 12 SEER code
Commercial | Com ¦ High Efficiency Chiller (avg of water and air cooled) | 2040 | Achievable | MW | After Competition Groups | 0.059953 | 0 | 0 | 1781.3348 | 3.3656e-05 | 75 | Commercial_2040_Achievable_MW_After Competition Groups_75 | High Efficiency Chiller (avg of water and air cooled) | 0.003366% | 0 | 0.059953 | Commercial_2040_Achievable_MW_After Competition Groups_High Efficiency Chiller (avg of water and air cooled)
Commercial | Com ¦ High Efficiency Chiller (avg of water and air cooled) | 2040 | Economic | MW | After Competition Groups | 0.061513 | 0 | 0 | 2014.086 | 3.0542e-05 | 74 | Commercial_2040_Economic_MW_After Competition Groups_74 | High Efficiency Chiller (avg of water and air cooled) | 0.003054% | 0 | 0.061513 | Commercial_2040_Economic_MW_After Competition Groups_High Efficiency Chiller (avg of water and air cooled)
Commercial | Com ¦ Energy Recovery Ventilation and Ventilation (Enhanced) | 2040 | Technical | MW | After Competition Groups | 0.079243 | 0 | 0 | 2725.1411 | 2.9078e-05 | 87 | Commercial_2040_Technical_MW_After Competition Groups_87 | Energy Recovery Ventilation and Ventilation (Enhanced) | 0.002908% | 0 | 0.079243 | Commercial_2040_Technical_MW_After Competition Groups_Energy Recovery Ventilation and Ventilation (Enhanced)
Commercial | Com ¦ Condensing Unit Heaters or other Efficient Unit Heating System | 2040 | Achievable | MW | After Competition Groups | 0.05057 | 0 | 0 | 1781.3348 | 2.8389e-05 | 76 | Commercial_2040_Achievable_MW_After Competition Groups_76 | Condensing Unit Heaters or other Efficient Unit Heating System | 0.002839% | 0 | 0.05057 | Commercial_2040_Achievable_MW_After Competition Groups_Condensing Unit Heaters or other Efficient Unit Heating System
Commercial | Com ¦ Notched V belts for HVAC Systems | 2040 | Economic | MW | After Competition Groups | 0.047052 | 0 | 0 | 2014.086 | 2.3361e-05 | 75 | Commercial_2040_Economic_MW_After Competition Groups_75 | Notched V belts for HVAC Systems | 0.002336% | 0 | 0.047052 | Commercial_2040_Economic_MW_After Competition Groups_Notched V belts for HVAC Systems
Commercial | Com ¦ Condensing Unit Heaters or other Efficient Unit Heating System | 2040 | Economic | MW | After Competition Groups | 0.042482 | 0 | 0 | 2014.086 | 2.1092e-05 | 76 | Commercial_2040_Economic_MW_After Competition Groups_76 | Condensing Unit Heaters or other Efficient Unit Heating System | 0.002109% | 0 | 0.042482 | Commercial_2040_Economic_MW_After Competition Groups_Condensing Unit Heaters or other Efficient Unit Heating System
Commercial | Com ¦ VSD Air Compressor | 2040 | Economic | MW | After Competition Groups | 0.038273 | 0 | 0 | 2014.086 | 1.9003e-05 | 77 | Commercial_2040_Economic_MW_After Competition Groups_77 | VSD Air Compressor | 0.0019% | 0 | 0.038273 | Commercial_2040_Economic_MW_After Competition Groups_VSD Air Compressor
Commercial | Com ¦ Energy Recovery Ventilation and Ventilation (Enhanced) | 2040 | Achievable | MW | After Competition Groups | 0.032239 | 0 | 0 | 1781.3348 | 1.8098e-05 | 77 | Commercial_2040_Achievable_MW_After Competition Groups_77 | Energy Recovery Ventilation and Ventilation (Enhanced) | 0.00181% | 0 | 0.032239 | Commercial_2040_Achievable_MW_After Competition Groups_Energy Recovery Ventilation and Ventilation (Enhanced)
Commercial | Com ¦ VSD Air Compressor | 2040 | Achievable | MW | After Competition Groups | 0.028741 | 0 | 0 | 1781.3348 | 1.6135e-05 | 78 | Commercial_2040_Achievable_MW_After Competition Groups_78 | VSD Air Compressor | 0.001613% | 0 | 0.028741 | Commercial_2040_Achievable_MW_After Competition Groups_VSD Air Compressor
Commercial | Com ¦ Condensing Unit Heaters or other Efficient Unit Heating System | 2040 | Technical | MW | After Competition Groups | 0.042482 | 0 | 0 | 2725.1411 | 1.5589e-05 | 88 | Commercial_2040_Technical_MW_After Competition Groups_88 | Condensing Unit Heaters or other Efficient Unit Heating System | 0.001559% | 0 | 0.042482 | Commercial_2040_Technical_MW_After Competition Groups_Condensing Unit Heaters or other Efficient Unit Heating System
Commercial | Com ¦ SYNCHRONOUS BELT | 2040 | Achievable | MW | After Competition Groups | 0.02737 | 0 | 0 | 1781.3348 | 1.5365e-05 | 79 | Commercial_2040_Achievable_MW_After Competition Groups_79 | SYNCHRONOUS BELT | 0.001537% | 0 | 0.02737 | Commercial_2040_Achievable_MW_After Competition Groups_SYNCHRONOUS BELT
Commercial | Com ¦ EC Plug Fan for Data Center (under cabinet) | 2040 | Economic | MW | After Competition Groups | 0.02871 | 0 | 0 | 2014.086 | 1.4254e-05 | 78 | Commercial_2040_Economic_MW_After Competition Groups_78 | EC Plug Fan for Data Center (under cabinet) | 0.001425% | 0 | 0.02871 | Commercial_2040_Economic_MW_After Competition Groups_EC Plug Fan for Data Center (under cabinet)
Commercial | Com ¦ eCube | 2040 | Technical | MW | After Competition Groups | 0.038793 | 0 | 0 | 2725.1411 | 1.4235e-05 | 89 | Commercial_2040_Technical_MW_After Competition Groups_89 | eCube | 0.001424% | 0 | 0.038793 | Commercial_2040_Technical_MW_After Competition Groups_eCube
Commercial | Com ¦ VSD Air Compressor | 2040 | Technical | MW | After Competition Groups | 0.038273 | 0 | 0 | 2725.1411 | 1.4044e-05 | 90 | Commercial_2040_Technical_MW_After Competition Groups_90 | VSD Air Compressor | 0.001404% | 0 | 0.038273 | Commercial_2040_Technical_MW_After Competition Groups_VSD Air Compressor
Commercial | Com ¦ EC Plug Fan for Data Center (under cabinet) | 2040 | Technical | MW | After Competition Groups | 0.02871 | 0 | 0 | 2725.1411 | 1.0535e-05 | 91 | Commercial_2040_Technical_MW_After Competition Groups_91 | EC Plug Fan for Data Center (under cabinet) | 0.001054% | 0 | 0.02871 | Commercial_2040_Technical_MW_After Competition Groups_EC Plug Fan for Data Center (under cabinet)
Commercial | Com ¦ EC Plug Fan for Data Center (under cabinet) | 2040 | Achievable | MW | After Competition Groups | 0.017096 | 0 | 0 | 1781.3348 | 9.5975e-06 | 80 | Commercial_2040_Achievable_MW_After Competition Groups_80 | EC Plug Fan for Data Center (under cabinet) | 0.0009597% | 0 | 0.017096 | Commercial_2040_Achievable_MW_After Competition Groups_EC Plug Fan for Data Center (under cabinet)
Commercial | Com ¦ Exterior Photocell | 2040 | Technical | MW | After Competition Groups | 0.013787 | 0 | 0 | 2725.1411 | 5.0594e-06 | 92 | Commercial_2040_Technical_MW_After Competition Groups_92 | Exterior Photocell | 0.0005059% | 0 | 0.013787 | Commercial_2040_Technical_MW_After Competition Groups_Exterior Photocell
Commercial | Com ¦ Air Curtains | 2040 | Achievable | MW | After Competition Groups | 0.0075924 | 0 | 0 | 1781.3348 | 4.2622e-06 | 81 | Commercial_2040_Achievable_MW_After Competition Groups_81 | Air Curtains | 0.0004262% | 0 | 0.0075924 | Commercial_2040_Achievable_MW_After Competition Groups_Air Curtains
Commercial | Com ¦ Air Curtains | 2040 | Economic | MW | After Competition Groups | 0.0079463 | 0 | 0 | 2014.086 | 3.9454e-06 | 79 | Commercial_2040_Economic_MW_After Competition Groups_79 | Air Curtains | 0.0003945% | 0 | 0.0079463 | Commercial_2040_Economic_MW_After Competition Groups_Air Curtains
Commercial | Com ¦ Air Curtains | 2040 | Technical | MW | After Competition Groups | 0.0079463 | 0 | 0 | 2725.1411 | 2.9159e-06 | 93 | Commercial_2040_Technical_MW_After Competition Groups_93 | Air Curtains | 0.0002916% | 0 | 0.0079463 | Commercial_2040_Technical_MW_After Competition Groups_Air Curtains
Commercial | Com ¦ Ground Source Heat Pump | 2040 | Achievable | MW | After Competition Groups | 0.0043711 | 0 | 0 | 1781.3348 | 2.4538e-06 | 82 | Commercial_2040_Achievable_MW_After Competition Groups_82 | Ground Source Heat Pump | 0.0002454% | 0 | 0.0043711 | Commercial_2040_Achievable_MW_After Competition Groups_Ground Source Heat Pump
Commercial | Com ¦ High Efficiency Induction Cooking | 2040 | Technical | MW | After Competition Groups | 0.0014982 | 0 | 0 | 2725.1411 | 5.4977e-07 | 94 | Commercial_2040_Technical_MW_After Competition Groups_94 | High Efficiency Induction Cooking | 5.498e-05% | 0 | 0.0014982 | Commercial_2040_Technical_MW_After Competition Groups_High Efficiency Induction Cooking
Commercial | Com ¦ Electric Convection Combination Ovens | 2040 | Economic | MW | After Competition Groups | 0.00049617 | 0 | 0 | 2014.086 | 2.4635e-07 | 80 | Commercial_2040_Economic_MW_After Competition Groups_80 | Electric Convection Combination Ovens | 2.464e-05% | 0 | 0.00049617 | Commercial_2040_Economic_MW_After Competition Groups_Electric Convection Combination Ovens
Commercial | Com ¦ Electric Convection Combination Ovens | 2040 | Achievable | MW | After Competition Groups | 0.00041237 | 0 | 0 | 1781.3348 | 2.315e-07 | 83 | Commercial_2040_Achievable_MW_After Competition Groups_83 | Electric Convection Combination Ovens | 2.315e-05% | 0 | 0.00041237 | Commercial_2040_Achievable_MW_After Competition Groups_Electric Convection Combination Ovens
Commercial | Com ¦ Electric Convection Combination Ovens | 2040 | Technical | MW | After Competition Groups | 0.00049617 | 0 | 0 | 2725.1411 | 1.8207e-07 | 95 | Commercial_2040_Technical_MW_After Competition Groups_95 | Electric Convection Combination Ovens | 1.821e-05% | 0 | 0.00049617 | Commercial_2040_Technical_MW_After Competition Groups_Electric Convection Combination Ovens
Commercial | Com ¦ LLLC - Low Impact Application | 2040 | Achievable | MW | After Competition Groups | 1.0989e-19 | 0 | 0 | 1781.3348 | 6.169e-23 | 84 | Commercial_2040_Achievable_MW_After Competition Groups_84 | LLLC - Low Impact Application | 6.169e-21% | 0 | 1.0989e-19 | Commercial_2040_Achievable_MW_After Competition Groups_LLLC - Low Impact Application
Commercial | Com ¦ LLLC - High Impact Application | 2040 | Achievable | MW | After Competition Groups | 5.3239e-20 | 0 | 0 | 1781.3348 | 2.9887e-23 | 85 | Commercial_2040_Achievable_MW_After Competition Groups_85 | LLLC - High Impact Application | 2.989e-21% | 0 | 5.3239e-20 | Commercial_2040_Achievable_MW_After Competition Groups_LLLC - High Impact Application
Commercial | Com ¦ Networked/Connected - High Impact Application | 2040 | Achievable | MW | After Competition Groups | 1.1934e-21 | 0 | 0 | 1781.3348 | 6.6997e-25 | 86 | Commercial_2040_Achievable_MW_After Competition Groups_86 | Networked/Connected - High Impact Application | 6.7e-23% | 0 | 1.1934e-21 | Commercial_2040_Achievable_MW_After Competition Groups_Networked/Connected - High Impact Application
Commercial | Com ¦ Networked/Connected - Low Impact Application | 2040 | Achievable | MW | After Competition Groups | 5.069e-22 | 0 | 0 | 1781.3348 | 2.8456e-25 | 87 | Commercial_2040_Achievable_MW_After Competition Groups_87 | Networked/Connected - Low Impact Application | 2.846e-23% | 0 | 5.069e-22 | Commercial_2040_Achievable_MW_After Competition Groups_Networked/Connected - Low Impact Application
Commercial | Com ¦ High R-Value Glass Doors/no-heat glass door | 2040 | Achievable | MW | After Competition Groups | 0 | 0 | 0 | 1781.3348 | 0 | 88 | Commercial_2040_Achievable_MW_After Competition Groups_88 | High R-Value Glass Doors/no-heat glass door | 0% | 0 | 0 | Commercial_2040_Achievable_MW_After Competition Groups_High R-Value Glass Doors/no-heat glass door
Commercial | Com ¦ High R-Value Glass Doors/no-heat glass door | 2040 | Economic | MW | After Competition Groups | 0 | 0 | 0 | 2014.086 | 0 | 81 | Commercial_2040_Economic_MW_After Competition Groups_81 | High R-Value Glass Doors/no-heat glass door | 0% | 0 | 0 | Commercial_2040_Economic_MW_After Competition Groups_High R-Value Glass Doors/no-heat glass door
Commercial | Com ¦ Building Recommissioning, Operations and Maintenance (O&M) Improvements | 2041 | Economic | MW | After Competition Groups | 227.9815 | 0 | 0 | 2036.9222 | 0.11192 | 1 | Commercial_2041_Economic_MW_After Competition Groups_1 | Building Recommissioning, Operations and Maintenance (O&M) Improvements | 11.19% | 0 | 227.9815 | Commercial_2041_Economic_MW_After Competition Groups_Building Recommissioning, Operations and Maintenance (O&M) Improvements
Commercial | Com ¦ Building Recommissioning, Operations and Maintenance (O&M) Improvements | 2041 | Achievable | MW | After Competition Groups | 200.8352 | 0 | 0 | 1836.9152 | 0.10933 | 1 | Commercial_2041_Achievable_MW_After Competition Groups_1 | Building Recommissioning, Operations and Maintenance (O&M) Improvements | 10.93% | 0 | 200.8352 | Commercial_2041_Achievable_MW_After Competition Groups_Building Recommissioning, Operations and Maintenance (O&M) Improvements
Commercial | Com ¦ Education and Capacity Building/Energy Behavior | 2041 | Achievable | MW | After Competition Groups | 198.3192 | 0 | 0 | 1836.9152 | 0.10796 | 2 | Commercial_2041_Achievable_MW_After Competition Groups_2 | Education and Capacity Building/Energy Behavior | 10.8% | 0 | 198.3192 | Commercial_2041_Achievable_MW_After Competition Groups_Education and Capacity Building/Energy Behavior
Commercial | Com ¦ High Efficiency Air Source Heat Pump | 2041 | Economic | MW | After Competition Groups | 219.1087 | 0 | 0 | 2036.9222 | 0.10757 | 2 | Commercial_2041_Economic_MW_After Competition Groups_2 | High Efficiency Air Source Heat Pump | 10.76% | 0 | 219.1087 | Commercial_2041_Economic_MW_After Competition Groups_High Efficiency Air Source Heat Pump
Commercial | Com ¦ Central Lighting Control System | 2041 | Technical | MW | After Competition Groups | 291.3221 | 0 | 0 | 2750.3931 | 0.10592 | 1 | Commercial_2041_Technical_MW_After Competition Groups_1 | Central Lighting Control System | 10.59% | 0 | 291.3221 | Commercial_2041_Technical_MW_After Competition Groups_Central Lighting Control System
Commercial | Com ¦ LED Low/High Bay | 2041 | Achievable | MW | After Competition Groups | 189.5744 | 0 | 0 | 1836.9152 | 0.1032 | 3 | Commercial_2041_Achievable_MW_After Competition Groups_3 | LED Low/High Bay | 10.32% | 0 | 189.5744 | Commercial_2041_Achievable_MW_After Competition Groups_LED Low/High Bay
Commercial | Com ¦ Education and Capacity Building/Energy Behavior | 2041 | Economic | MW | After Competition Groups | 203.8501 | 0 | 0 | 2036.9222 | 0.10008 | 3 | Commercial_2041_Economic_MW_After Competition Groups_3 | Education and Capacity Building/Energy Behavior | 10.01% | 0 | 203.8501 | Commercial_2041_Economic_MW_After Competition Groups_Education and Capacity Building/Energy Behavior
Commercial | Com ¦ Building Recommissioning, Operations and Maintenance (O&M) Improvements | 2041 | Technical | MW | After Competition Groups | 227.9815 | 0 | 0 | 2750.3931 | 0.082891 | 2 | Commercial_2041_Technical_MW_After Competition Groups_2 | Building Recommissioning, Operations and Maintenance (O&M) Improvements | 8.289% | 0 | 227.9815 | Commercial_2041_Technical_MW_After Competition Groups_Building Recommissioning, Operations and Maintenance (O&M) Improvements
Commercial | Com ¦ High Efficiency Air Source Heat Pump | 2041 | Technical | MW | After Competition Groups | 219.1087 | 0 | 0 | 2750.3931 | 0.079665 | 3 | Commercial_2041_Technical_MW_After Competition Groups_3 | High Efficiency Air Source Heat Pump | 7.966% | 0 | 219.1087 | Commercial_2041_Technical_MW_After Competition Groups_High Efficiency Air Source Heat Pump
Commercial | Com ¦ LED Low/High Bay | 2041 | Economic | MW | After Competition Groups | 161.6288 | 0 | 0 | 2036.9222 | 0.07935 | 4 | Commercial_2041_Economic_MW_After Competition Groups_4 | LED Low/High Bay | 7.935% | 0 | 161.6288 | Commercial_2041_Economic_MW_After Competition Groups_LED Low/High Bay
Commercial | Com ¦ LED Troffer/Surface/Suspended | 2041 | Achievable | MW | After Competition Groups | 143.5589 | 0 | 0 | 1836.9152 | 0.078152 | 4 | Commercial_2041_Achievable_MW_After Competition Groups_4 | LED Troffer/Surface/Suspended | 7.815% | 0 | 143.5589 | Commercial_2041_Achievable_MW_After Competition Groups_LED Troffer/Surface/Suspended
Commercial | Com ¦ ENERGY STAR LED LAMPS (REFLECTOR LAMPs/MR16/PAR 16) | 2041 | Achievable | MW | After Competition Groups | 140.6166 | 0 | 0 | 1836.9152 | 0.07655 | 5 | Commercial_2041_Achievable_MW_After Competition Groups_5 | ENERGY STAR LED LAMPS (REFLECTOR LAMPs/MR16/PAR 16) | 7.655% | 0 | 140.6166 | Commercial_2041_Achievable_MW_After Competition Groups_ENERGY STAR LED LAMPS (REFLECTOR LAMPs/MR16/PAR 16)
Commercial | Com ¦ Education and Capacity Building/Energy Behavior | 2041 | Technical | MW | After Competition Groups | 203.8501 | 0 | 0 | 2750.3931 | 0.074117 | 4 | Commercial_2041_Technical_MW_After Competition Groups_4 | Education and Capacity Building/Energy Behavior | 7.412% | 0 | 203.8501 | Commercial_2041_Technical_MW_After Competition Groups_Education and Capacity Building/Energy Behavior
Commercial | Com ¦ ENERGY STAR LED LAMPS (REFLECTOR LAMPs/MR16/PAR 16) | 2041 | Economic | MW | After Competition Groups | 139.4504 | 0 | 0 | 2036.9222 | 0.068461 | 5 | Commercial_2041_Economic_MW_After Competition Groups_5 | ENERGY STAR LED LAMPS (REFLECTOR LAMPs/MR16/PAR 16) | 6.846% | 0 | 139.4504 | Commercial_2041_Economic_MW_After Competition Groups_ENERGY STAR LED LAMPS (REFLECTOR LAMPs/MR16/PAR 16)
Commercial | Com ¦ LED Low/High Bay | 2041 | Technical | MW | After Competition Groups | 161.6288 | 0 | 0 | 2750.3931 | 0.058766 | 5 | Commercial_2041_Technical_MW_After Competition Groups_5 | LED Low/High Bay | 5.877% | 0 | 161.6288 | Commercial_2041_Technical_MW_After Competition Groups_LED Low/High Bay
Commercial | Com ¦ LED Troffer/Surface/Suspended | 2041 | Economic | MW | After Competition Groups | 118.3 | 0 | 0 | 2036.9222 | 0.058078 | 6 | Commercial_2041_Economic_MW_After Competition Groups_6 | LED Troffer/Surface/Suspended | 5.808% | 0 | 118.3 | Commercial_2041_Economic_MW_After Competition Groups_LED Troffer/Surface/Suspended
Commercial | Com ¦ Variable Refrigerant Flow Heat Pump | 2041 | Technical | MW | After Competition Groups | 156.4914 | 0 | 0 | 2750.3931 | 0.056898 | 6 | Commercial_2041_Technical_MW_After Competition Groups_6 | Variable Refrigerant Flow Heat Pump | 5.69% | 0 | 156.4914 | Commercial_2041_Technical_MW_After Competition Groups_Variable Refrigerant Flow Heat Pump
Commercial | Com ¦ Unitary Air-Conditioning Unit | 2041 | Technical | MW | After Competition Groups | 146.1761 | 0 | 0 | 2750.3931 | 0.053147 | 7 | Commercial_2041_Technical_MW_After Competition Groups_7 | Unitary Air-Conditioning Unit | 5.315% | 0 | 146.1761 | Commercial_2041_Technical_MW_After Competition Groups_Unitary Air-Conditioning Unit
Commercial | Com ¦ LED Replacement Lamp (Tube) | 2041 | Economic | MW | After Competition Groups | 106.4641 | 0 | 0 | 2036.9222 | 0.052267 | 7 | Commercial_2041_Economic_MW_After Competition Groups_7 | LED Replacement Lamp (Tube) | 5.227% | 0 | 106.4641 | Commercial_2041_Economic_MW_After Competition Groups_LED Replacement Lamp (Tube)
Commercial | Com ¦ ENERGY STAR LED LAMPS (REFLECTOR LAMPs/MR16/PAR 16) | 2041 | Technical | MW | After Competition Groups | 141.0613 | 0 | 0 | 2750.3931 | 0.051288 | 8 | Commercial_2041_Technical_MW_After Competition Groups_8 | ENERGY STAR LED LAMPS (REFLECTOR LAMPs/MR16/PAR 16) | 5.129% | 0 | 141.0613 | Commercial_2041_Technical_MW_After Competition Groups_ENERGY STAR LED LAMPS (REFLECTOR LAMPs/MR16/PAR 16)
Commercial | Com ¦ High Efficiency Air Source Heat Pump | 2041 | Achievable | MW | After Competition Groups | 92.0128 | 0 | 0 | 1836.9152 | 0.050091 | 6 | Commercial_2041_Achievable_MW_After Competition Groups_6 | High Efficiency Air Source Heat Pump | 5.009% | 0 | 92.0128 | Commercial_2041_Achievable_MW_After Competition Groups_High Efficiency Air Source Heat Pump
Commercial | Com ¦ Advanced BAS/Controllers | 2041 | Economic | MW | After Competition Groups | 101.895 | 0 | 0 | 2036.9222 | 0.050024 | 8 | Commercial_2041_Economic_MW_After Competition Groups_8 | Advanced BAS/Controllers | 5.002% | 0 | 101.895 | Commercial_2041_Economic_MW_After Competition Groups_Advanced BAS/Controllers
Commercial | Com ¦ LED Replacement Lamp (Tube) | 2041 | Achievable | MW | After Competition Groups | 88.9573 | 0 | 0 | 1836.9152 | 0.048428 | 7 | Commercial_2041_Achievable_MW_After Competition Groups_7 | LED Replacement Lamp (Tube) | 4.843% | 0 | 88.9573 | Commercial_2041_Achievable_MW_After Competition Groups_LED Replacement Lamp (Tube)
Commercial | Com ¦ Unitary Air-Conditioning Unit | 2041 | Achievable | MW | After Competition Groups | 88.7499 | 0 | 0 | 1836.9152 | 0.048315 | 8 | Commercial_2041_Achievable_MW_After Competition Groups_8 | Unitary Air-Conditioning Unit | 4.831% | 0 | 88.7499 | Commercial_2041_Achievable_MW_After Competition Groups_Unitary Air-Conditioning Unit
Commercial | Com ¦ Advanced BAS/Controllers | 2041 | Achievable | MW | After Competition Groups | 86.0197 | 0 | 0 | 1836.9152 | 0.046828 | 9 | Commercial_2041_Achievable_MW_After Competition Groups_9 | Advanced BAS/Controllers | 4.683% | 0 | 86.0197 | Commercial_2041_Achievable_MW_After Competition Groups_Advanced BAS/Controllers
Commercial | Com ¦ Unitary Air-Conditioning Unit | 2041 | Economic | MW | After Competition Groups | 91.8039 | 0 | 0 | 2036.9222 | 0.04507 | 9 | Commercial_2041_Economic_MW_After Competition Groups_9 | Unitary Air-Conditioning Unit | 4.507% | 0 | 91.8039 | Commercial_2041_Economic_MW_After Competition Groups_Unitary Air-Conditioning Unit
Commercial | Com ¦ LED Troffer/Surface/Suspended | 2041 | Technical | MW | After Competition Groups | 118.3 | 0 | 0 | 2750.3931 | 0.043012 | 9 | Commercial_2041_Technical_MW_After Competition Groups_9 | LED Troffer/Surface/Suspended | 4.301% | 0 | 118.3 | Commercial_2041_Technical_MW_After Competition Groups_LED Troffer/Surface/Suspended
Commercial | Com ¦ LED Replacement Lamp (Tube) | 2041 | Technical | MW | After Competition Groups | 106.4641 | 0 | 0 | 2750.3931 | 0.038709 | 10 | Commercial_2041_Technical_MW_After Competition Groups_10 | LED Replacement Lamp (Tube) | 3.871% | 0 | 106.4641 | Commercial_2041_Technical_MW_After Competition Groups_LED Replacement Lamp (Tube)
Commercial | Com ¦ Advanced BAS/Controllers | 2041 | Technical | MW | After Competition Groups | 101.895 | 0 | 0 | 2750.3931 | 0.037047 | 11 | Commercial_2041_Technical_MW_After Competition Groups_11 | Advanced BAS/Controllers | 3.705% | 0 | 101.895 | Commercial_2041_Technical_MW_After Competition Groups_Advanced BAS/Controllers
Commercial | Com ¦ Smart Strip Plug Outlets | 2041 | Technical | MW | After Competition Groups | 80.1426 | 0 | 0 | 2750.3931 | 0.029139 | 12 | Commercial_2041_Technical_MW_After Competition Groups_12 | Smart Strip Plug Outlets | 2.914% | 0 | 80.1426 | Commercial_2041_Technical_MW_After Competition Groups_Smart Strip Plug Outlets
Commercial | Com ¦ Refrigerated Display Case Doors | 2041 | Economic | MW | After Competition Groups | 51.8535 | 0 | 0 | 2036.9222 | 0.025457 | 10 | Commercial_2041_Economic_MW_After Competition Groups_10 | Refrigerated Display Case Doors | 2.546% | 0 | 51.8535 | Commercial_2041_Economic_MW_After Competition Groups_Refrigerated Display Case Doors
Commercial | Com ¦ Variable Refrigerant Flow Heat Pump | 2041 | Achievable | MW | After Competition Groups | 45.9176 | 0 | 0 | 1836.9152 | 0.024997 | 10 | Commercial_2041_Achievable_MW_After Competition Groups_10 | Variable Refrigerant Flow Heat Pump | 2.5% | 0 | 45.9176 | Commercial_2041_Achievable_MW_After Competition Groups_Variable Refrigerant Flow Heat Pump
Commercial | Com ¦ Adaptive Thermostats | 2041 | Achievable | MW | After Competition Groups | 44.7368 | 0 | 0 | 1836.9152 | 0.024354 | 11 | Commercial_2041_Achievable_MW_After Competition Groups_11 | Adaptive Thermostats | 2.435% | 0 | 44.7368 | Commercial_2041_Achievable_MW_After Competition Groups_Adaptive Thermostats
Commercial | Com ¦ Refrigerated Display Case Doors | 2041 | Achievable | MW | After Competition Groups | 43.743 | 0 | 0 | 1836.9152 | 0.023813 | 12 | Commercial_2041_Achievable_MW_After Competition Groups_12 | Refrigerated Display Case Doors | 2.381% | 0 | 43.743 | Commercial_2041_Achievable_MW_After Competition Groups_Refrigerated Display Case Doors
Commercial | Com ¦ Refrigerated Display Case Doors | 2041 | Technical | MW | After Competition Groups | 62.5485 | 0 | 0 | 2750.3931 | 0.022742 | 13 | Commercial_2041_Technical_MW_After Competition Groups_13 | Refrigerated Display Case Doors | 2.274% | 0 | 62.5485 | Commercial_2041_Technical_MW_After Competition Groups_Refrigerated Display Case Doors
Commercial | Com ¦ Adaptive Thermostats | 2041 | Economic | MW | After Competition Groups | 44.4109 | 0 | 0 | 2036.9222 | 0.021803 | 11 | Commercial_2041_Economic_MW_After Competition Groups_11 | Adaptive Thermostats | 2.18% | 0 | 44.4109 | Commercial_2041_Economic_MW_After Competition Groups_Adaptive Thermostats
Commercial | Com ¦ Reach-in Shaded Pole to ECM/PSC Evaporator Fan Motor | 2041 | Economic | MW | After Competition Groups | 42.1762 | 0 | 0 | 2036.9222 | 0.020706 | 12 | Commercial_2041_Economic_MW_After Competition Groups_12 | Reach-in Shaded Pole to ECM/PSC Evaporator Fan Motor | 2.071% | 0 | 42.1762 | Commercial_2041_Economic_MW_After Competition Groups_Reach-in Shaded Pole to ECM/PSC Evaporator Fan Motor
Commercial | Com ¦ Strip Curtains | 2041 | Achievable | MW | After Competition Groups | 35.4984 | 0 | 0 | 1836.9152 | 0.019325 | 13 | Commercial_2041_Achievable_MW_After Competition Groups_13 | Strip Curtains | 1.933% | 0 | 35.4984 | Commercial_2041_Achievable_MW_After Competition Groups_Strip Curtains
Commercial | Com ¦ Variable Refrigerant Flow Heat Pump | 2041 | Economic | MW | After Competition Groups | 39.3417 | 0 | 0 | 2036.9222 | 0.019314 | 13 | Commercial_2041_Economic_MW_After Competition Groups_13 | Variable Refrigerant Flow Heat Pump | 1.931% | 0 | 39.3417 | Commercial_2041_Economic_MW_After Competition Groups_Variable Refrigerant Flow Heat Pump
Commercial | Com ¦ Data Center Storage/Server Virtualization | 2041 | Economic | MW | After Competition Groups | 38.5029 | 0 | 0 | 2036.9222 | 0.018903 | 14 | Commercial_2041_Economic_MW_After Competition Groups_14 | Data Center Storage/Server Virtualization | 1.89% | 0 | 38.5029 | Commercial_2041_Economic_MW_After Competition Groups_Data Center Storage/Server Virtualization
Commercial | Com ¦ Demand Control Ventilation | 2041 | Economic | MW | After Competition Groups | 37.5516 | 0 | 0 | 2036.9222 | 0.018435 | 15 | Commercial_2041_Economic_MW_After Competition Groups_15 | Demand Control Ventilation | 1.844% | 0 | 37.5516 | Commercial_2041_Economic_MW_After Competition Groups_Demand Control Ventilation
Commercial | Com ¦ Reach-in Shaded Pole to ECM/PSC Evaporator Fan Motor | 2041 | Achievable | MW | After Competition Groups | 33.4226 | 0 | 0 | 1836.9152 | 0.018195 | 14 | Commercial_2041_Achievable_MW_After Competition Groups_14 | Reach-in Shaded Pole to ECM/PSC Evaporator Fan Motor | 1.819% | 0 | 33.4226 | Commercial_2041_Achievable_MW_After Competition Groups_Reach-in Shaded Pole to ECM/PSC Evaporator Fan Motor
Commercial | Com ¦ Chilled Water Optimization | 2041 | Economic | MW | After Competition Groups | 36.0656 | 0 | 0 | 2036.9222 | 0.017706 | 16 | Commercial_2041_Economic_MW_After Competition Groups_16 | Chilled Water Optimization | 1.771% | 0 | 36.0656 | Commercial_2041_Economic_MW_After Competition Groups_Chilled Water Optimization
Commercial | Com ¦ Furnace Tune-Up | 2041 | Achievable | MW | After Competition Groups | 31.6666 | 0 | 0 | 1836.9152 | 0.017239 | 15 | Commercial_2041_Achievable_MW_After Competition Groups_15 | Furnace Tune-Up | 1.724% | 0 | 31.6666 | Commercial_2041_Achievable_MW_After Competition Groups_Furnace Tune-Up
Commercial | Com ¦ Demand Control Ventilation | 2041 | Achievable | MW | After Competition Groups | 31.265 | 0 | 0 | 1836.9152 | 0.01702 | 16 | Commercial_2041_Achievable_MW_After Competition Groups_16 | Demand Control Ventilation | 1.702% | 0 | 31.265 | Commercial_2041_Achievable_MW_After Competition Groups_Demand Control Ventilation
Commercial | Com ¦ Data Center Storage/Server Virtualization | 2041 | Achievable | MW | After Competition Groups | 30.9661 | 0 | 0 | 1836.9152 | 0.016858 | 17 | Commercial_2041_Achievable_MW_After Competition Groups_17 | Data Center Storage/Server Virtualization | 1.686% | 0 | 30.9661 | Commercial_2041_Achievable_MW_After Competition Groups_Data Center Storage/Server Virtualization
Commercial | Com ¦ Strip Curtains | 2041 | Economic | MW | After Competition Groups | 33.9811 | 0 | 0 | 2036.9222 | 0.016683 | 17 | Commercial_2041_Economic_MW_After Competition Groups_17 | Strip Curtains | 1.668% | 0 | 33.9811 | Commercial_2041_Economic_MW_After Competition Groups_Strip Curtains
Commercial | Com ¦ Adaptive Thermostats | 2041 | Technical | MW | After Competition Groups | 44.7042 | 0 | 0 | 2750.3931 | 0.016254 | 14 | Commercial_2041_Technical_MW_After Competition Groups_14 | Adaptive Thermostats | 1.625% | 0 | 44.7042 | Commercial_2041_Technical_MW_After Competition Groups_Adaptive Thermostats
Commercial | Com ¦ Reach-in Shaded Pole to ECM/PSC Evaporator Fan Motor | 2041 | Technical | MW | After Competition Groups | 42.1762 | 0 | 0 | 2750.3931 | 0.015335 | 15 | Commercial_2041_Technical_MW_After Competition Groups_15 | Reach-in Shaded Pole to ECM/PSC Evaporator Fan Motor | 1.533% | 0 | 42.1762 | Commercial_2041_Technical_MW_After Competition Groups_Reach-in Shaded Pole to ECM/PSC Evaporator Fan Motor
Commercial | Com ¦ LED or Equivalent Sign Lighting | 2041 | Achievable | MW | After Competition Groups | 27.9534 | 0 | 0 | 1836.9152 | 0.015218 | 18 | Commercial_2041_Achievable_MW_After Competition Groups_18 | LED or Equivalent Sign Lighting | 1.522% | 0 | 27.9534 | Commercial_2041_Achievable_MW_After Competition Groups_LED or Equivalent Sign Lighting
Commercial | Com ¦ Demand Control Ventilation | 2041 | Technical | MW | After Competition Groups | 39.2422 | 0 | 0 | 2750.3931 | 0.014268 | 16 | Commercial_2041_Technical_MW_After Competition Groups_16 | Demand Control Ventilation | 1.427% | 0 | 39.2422 | Commercial_2041_Technical_MW_After Competition Groups_Demand Control Ventilation
Commercial | Com ¦ LED or Equivalent Sign Lighting | 2041 | Economic | MW | After Competition Groups | 28.5504 | 0 | 0 | 2036.9222 | 0.014016 | 18 | Commercial_2041_Economic_MW_After Competition Groups_18 | LED or Equivalent Sign Lighting | 1.402% | 0 | 28.5504 | Commercial_2041_Economic_MW_After Competition Groups_LED or Equivalent Sign Lighting
Commercial | Com ¦ Data Center Storage/Server Virtualization | 2041 | Technical | MW | After Competition Groups | 38.5029 | 0 | 0 | 2750.3931 | 0.013999 | 17 | Commercial_2041_Technical_MW_After Competition Groups_17 | Data Center Storage/Server Virtualization | 1.4% | 0 | 38.5029 | Commercial_2041_Technical_MW_After Competition Groups_Data Center Storage/Server Virtualization
Commercial | Com ¦ Centrally controlled desktop PC/NETWORK PC POWER MANAGEMENT SOFTWARE | 2041 | Achievable | MW | After Competition Groups | 24.2615 | 0 | 0 | 1836.9152 | 0.013208 | 19 | Commercial_2041_Achievable_MW_After Competition Groups_19 | Centrally controlled desktop PC/NETWORK PC POWER MANAGEMENT SOFTWARE | 1.321% | 0 | 24.2615 | Commercial_2041_Achievable_MW_After Competition Groups_Centrally controlled desktop PC/NETWORK PC POWER MANAGEMENT SOFTWARE
Commercial | Com ¦ Chilled Water Optimization | 2041 | Technical | MW | After Competition Groups | 36.0656 | 0 | 0 | 2750.3931 | 0.013113 | 18 | Commercial_2041_Technical_MW_After Competition Groups_18 | Chilled Water Optimization | 1.311% | 0 | 36.0656 | Commercial_2041_Technical_MW_After Competition Groups_Chilled Water Optimization
Commercial | Com ¦ Centrally controlled desktop PC/NETWORK PC POWER MANAGEMENT SOFTWARE | 2041 | Economic | MW | After Competition Groups | 25.9714 | 0 | 0 | 2036.9222 | 0.01275 | 19 | Commercial_2041_Economic_MW_After Competition Groups_19 | Centrally controlled desktop PC/NETWORK PC POWER MANAGEMENT SOFTWARE | 1.275% | 0 | 25.9714 | Commercial_2041_Economic_MW_After Competition Groups_Centrally controlled desktop PC/NETWORK PC POWER MANAGEMENT SOFTWARE
Commercial | Com ¦ Furnace Tune-Up | 2041 | Economic | MW | After Competition Groups | 25.9626 | 0 | 0 | 2036.9222 | 0.012746 | 20 | Commercial_2041_Economic_MW_After Competition Groups_20 | Furnace Tune-Up | 1.275% | 0 | 25.9626 | Commercial_2041_Economic_MW_After Competition Groups_Furnace Tune-Up
Commercial | Com ¦ Chilled Water Optimization | 2041 | Achievable | MW | After Competition Groups | 23.156 | 0 | 0 | 1836.9152 | 0.012606 | 20 | Commercial_2041_Achievable_MW_After Competition Groups_20 | Chilled Water Optimization | 1.261% | 0 | 23.156 | Commercial_2041_Achievable_MW_After Competition Groups_Chilled Water Optimization
Commercial | Com ¦ Strip Curtains | 2041 | Technical | MW | After Competition Groups | 33.9811 | 0 | 0 | 2750.3931 | 0.012355 | 19 | Commercial_2041_Technical_MW_After Competition Groups_19 | Strip Curtains | 1.235% | 0 | 33.9811 | Commercial_2041_Technical_MW_After Competition Groups_Strip Curtains
Commercial | Com ¦ Variable Frequency Drive (VFD) | 2041 | Achievable | MW | After Competition Groups | 22.55 | 0 | 0 | 1836.9152 | 0.012276 | 21 | Commercial_2041_Achievable_MW_After Competition Groups_21 | Variable Frequency Drive (VFD) | 1.228% | 0 | 22.55 | Commercial_2041_Achievable_MW_After Competition Groups_Variable Frequency Drive (VFD)
Commercial | Com ¦ VFD on Pumps | 2041 | Achievable | MW | After Competition Groups | 21.1927 | 0 | 0 | 1836.9152 | 0.011537 | 22 | Commercial_2041_Achievable_MW_After Competition Groups_22 | VFD on Pumps | 1.154% | 0 | 21.1927 | Commercial_2041_Achievable_MW_After Competition Groups_VFD on Pumps
Commercial | Com ¦ LED or Equivalent Sign Lighting | 2041 | Technical | MW | After Competition Groups | 28.5504 | 0 | 0 | 2750.3931 | 0.01038 | 20 | Commercial_2041_Technical_MW_After Competition Groups_20 | LED or Equivalent Sign Lighting | 1.038% | 0 | 28.5504 | Commercial_2041_Technical_MW_After Competition Groups_LED or Equivalent Sign Lighting
Commercial | Com ¦ Refrigerated Display Case LED | 2041 | Economic | MW | After Competition Groups | 20.2065 | 0 | 0 | 2036.9222 | 0.0099201 | 21 | Commercial_2041_Economic_MW_After Competition Groups_21 | Refrigerated Display Case LED | 0.992% | 0 | 20.2065 | Commercial_2041_Economic_MW_After Competition Groups_Refrigerated Display Case LED
Commercial | Com ¦ Adding reflective (White) roof treatment or a green roof | 2041 | Technical | MW | After Competition Groups | 26.4393 | 0 | 0 | 2750.3931 | 0.0096129 | 21 | Commercial_2041_Technical_MW_After Competition Groups_21 | Adding reflective (White) roof treatment or a green roof | 0.9613% | 0 | 26.4393 | Commercial_2041_Technical_MW_After Competition Groups_Adding reflective (White) roof treatment or a green roof
Commercial | Com ¦ Centrally controlled desktop PC/NETWORK PC POWER MANAGEMENT SOFTWARE | 2041 | Technical | MW | After Competition Groups | 25.9714 | 0 | 0 | 2750.3931 | 0.0094428 | 22 | Commercial_2041_Technical_MW_After Competition Groups_22 | Centrally controlled desktop PC/NETWORK PC POWER MANAGEMENT SOFTWARE | 0.9443% | 0 | 25.9714 | Commercial_2041_Technical_MW_After Competition Groups_Centrally controlled desktop PC/NETWORK PC POWER MANAGEMENT SOFTWARE
Commercial | Com ¦ Furnace Tune-Up | 2041 | Technical | MW | After Competition Groups | 25.9626 | 0 | 0 | 2750.3931 | 0.0094396 | 23 | Commercial_2041_Technical_MW_After Competition Groups_23 | Furnace Tune-Up | 0.944% | 0 | 25.9626 | Commercial_2041_Technical_MW_After Competition Groups_Furnace Tune-Up
Commercial | Com ¦ Variable Frequency Drive (VFD) | 2041 | Economic | MW | After Competition Groups | 18.4533 | 0 | 0 | 2036.9222 | 0.0090594 | 22 | Commercial_2041_Economic_MW_After Competition Groups_22 | Variable Frequency Drive (VFD) | 0.9059% | 0 | 18.4533 | Commercial_2041_Economic_MW_After Competition Groups_Variable Frequency Drive (VFD)
Commercial | Com ¦ Door Gasket Freezer/Refrigerator | 2041 | Technical | MW | After Competition Groups | 24.7761 | 0 | 0 | 2750.3931 | 0.0090082 | 24 | Commercial_2041_Technical_MW_After Competition Groups_24 | Door Gasket Freezer/Refrigerator | 0.9008% | 0 | 24.7761 | Commercial_2041_Technical_MW_After Competition Groups_Door Gasket Freezer/Refrigerator
Commercial | Com ¦ VFD on Pumps | 2041 | Economic | MW | After Competition Groups | 17.3486 | 0 | 0 | 2036.9222 | 0.0085171 | 23 | Commercial_2041_Economic_MW_After Competition Groups_23 | VFD on Pumps | 0.8517% | 0 | 17.3486 | Commercial_2041_Economic_MW_After Competition Groups_VFD on Pumps
Commercial | Com ¦ Refrigerated Display Case LED | 2041 | Achievable | MW | After Competition Groups | 15.4789 | 0 | 0 | 1836.9152 | 0.0084265 | 23 | Commercial_2041_Achievable_MW_After Competition Groups_23 | Refrigerated Display Case LED | 0.8427% | 0 | 15.4789 | Commercial_2041_Achievable_MW_After Competition Groups_Refrigerated Display Case LED
Commercial | Com ¦ Air Handler with Dedicated Outdoor Air Systems | 2041 | Achievable | MW | After Competition Groups | 15.2434 | 0 | 0 | 1836.9152 | 0.0082984 | 24 | Commercial_2041_Achievable_MW_After Competition Groups_24 | Air Handler with Dedicated Outdoor Air Systems | 0.8298% | 0 | 15.2434 | Commercial_2041_Achievable_MW_After Competition Groups_Air Handler with Dedicated Outdoor Air Systems
Commercial | Com ¦ Refrigerated Display Case LED | 2041 | Technical | MW | After Competition Groups | 22.5264 | 0 | 0 | 2750.3931 | 0.0081902 | 25 | Commercial_2041_Technical_MW_After Competition Groups_25 | Refrigerated Display Case LED | 0.819% | 0 | 22.5264 | Commercial_2041_Technical_MW_After Competition Groups_Refrigerated Display Case LED
Commercial | Com ¦ Refrigeration Optimization | 2041 | Technical | MW | After Competition Groups | 22.3066 | 0 | 0 | 2750.3931 | 0.0081103 | 26 | Commercial_2041_Technical_MW_After Competition Groups_26 | Refrigeration Optimization | 0.811% | 0 | 22.3066 | Commercial_2041_Technical_MW_After Competition Groups_Refrigeration Optimization
Commercial | Com ¦ HOTEL OCCUPANCY CONTROLS (HVAC + LIGHTING) | 2041 | Technical | MW | After Competition Groups | 20.1304 | 0 | 0 | 2750.3931 | 0.0073191 | 27 | Commercial_2041_Technical_MW_After Competition Groups_27 | HOTEL OCCUPANCY CONTROLS (HVAC + LIGHTING) | 0.7319% | 0 | 20.1304 | Commercial_2041_Technical_MW_After Competition Groups_HOTEL OCCUPANCY CONTROLS (HVAC + LIGHTING)
Commercial | Com ¦ Air Handler with Dedicated Outdoor Air Systems | 2041 | Economic | MW | After Competition Groups | 14.4015 | 0 | 0 | 2036.9222 | 0.0070702 | 24 | Commercial_2041_Economic_MW_After Competition Groups_24 | Air Handler with Dedicated Outdoor Air Systems | 0.707% | 0 | 14.4015 | Commercial_2041_Economic_MW_After Competition Groups_Air Handler with Dedicated Outdoor Air Systems
Commercial | Com ¦ Demand Control Kitchen Ventilation | 2041 | Economic | MW | After Competition Groups | 13.7698 | 0 | 0 | 2036.9222 | 0.0067601 | 25 | Commercial_2041_Economic_MW_After Competition Groups_25 | Demand Control Kitchen Ventilation | 0.676% | 0 | 13.7698 | Commercial_2041_Economic_MW_After Competition Groups_Demand Control Kitchen Ventilation
Commercial | Com ¦ Variable Frequency Drive (VFD) | 2041 | Technical | MW | After Competition Groups | 18.4533 | 0 | 0 | 2750.3931 | 0.0067093 | 28 | Commercial_2041_Technical_MW_After Competition Groups_28 | Variable Frequency Drive (VFD) | 0.6709% | 0 | 18.4533 | Commercial_2041_Technical_MW_After Competition Groups_Variable Frequency Drive (VFD)
Commercial | Com ¦ ENERGY STAR LED LAMPS (General Service Lamps) | 2041 | Achievable | MW | After Competition Groups | 11.6619 | 0 | 0 | 1836.9152 | 0.0063486 | 25 | Commercial_2041_Achievable_MW_After Competition Groups_25 | ENERGY STAR LED LAMPS (General Service Lamps) | 0.6349% | 0 | 11.6619 | Commercial_2041_Achievable_MW_After Competition Groups_ENERGY STAR LED LAMPS (General Service Lamps)
Commercial | Com ¦ ECM MOTORS FOR EVAPORATOR FANS for refrigeration (WALK-IN) | 2041 | Achievable | MW | After Competition Groups | 11.6113 | 0 | 0 | 1836.9152 | 0.0063211 | 26 | Commercial_2041_Achievable_MW_After Competition Groups_26 | ECM MOTORS FOR EVAPORATOR FANS for refrigeration (WALK-IN) | 0.6321% | 0 | 11.6113 | Commercial_2041_Achievable_MW_After Competition Groups_ECM MOTORS FOR EVAPORATOR FANS for refrigeration (WALK-IN)
Commercial | Com ¦ VFD on Pumps | 2041 | Technical | MW | After Competition Groups | 17.3486 | 0 | 0 | 2750.3931 | 0.0063077 | 29 | Commercial_2041_Technical_MW_After Competition Groups_29 | VFD on Pumps | 0.6308% | 0 | 17.3486 | Commercial_2041_Technical_MW_After Competition Groups_VFD on Pumps
Commercial | Com ¦ Demand Control Kitchen Ventilation | 2041 | Achievable | MW | After Competition Groups | 11.5461 | 0 | 0 | 1836.9152 | 0.0062856 | 27 | Commercial_2041_Achievable_MW_After Competition Groups_27 | Demand Control Kitchen Ventilation | 0.6286% | 0 | 11.5461 | Commercial_2041_Achievable_MW_After Competition Groups_Demand Control Kitchen Ventilation
Commercial | Com ¦ ENERGY STAR FREEZER | 2041 | Technical | MW | After Competition Groups | 16.7886 | 0 | 0 | 2750.3931 | 0.0061041 | 30 | Commercial_2041_Technical_MW_After Competition Groups_30 | ENERGY STAR FREEZER | 0.6104% | 0 | 16.7886 | Commercial_2041_Technical_MW_After Competition Groups_ENERGY STAR FREEZER
Commercial | Com ¦ ENERGY STAR LED LAMPS (General Service Lamps) | 2041 | Economic | MW | After Competition Groups | 11.7993 | 0 | 0 | 2036.9222 | 0.0057927 | 26 | Commercial_2041_Economic_MW_After Competition Groups_26 | ENERGY STAR LED LAMPS (General Service Lamps) | 0.5793% | 0 | 11.7993 | Commercial_2041_Economic_MW_After Competition Groups_ENERGY STAR LED LAMPS (General Service Lamps)
Commercial | Com ¦ ENERGY STAR ICE MACHINES - Ice Making Head | 2041 | Technical | MW | After Competition Groups | 15.7762 | 0 | 0 | 2750.3931 | 0.005736 | 31 | Commercial_2041_Technical_MW_After Competition Groups_31 | ENERGY STAR ICE MACHINES - Ice Making Head | 0.5736% | 0 | 15.7762 | Commercial_2041_Technical_MW_After Competition Groups_ENERGY STAR ICE MACHINES - Ice Making Head
Commercial | Com ¦ Indoor Daylight Sensors/Photocell Dimming Control | 2041 | Technical | MW | After Competition Groups | 15.2323 | 0 | 0 | 2750.3931 | 0.0055382 | 32 | Commercial_2041_Technical_MW_After Competition Groups_32 | Indoor Daylight Sensors/Photocell Dimming Control | 0.5538% | 0 | 15.2323 | Commercial_2041_Technical_MW_After Competition Groups_Indoor Daylight Sensors/Photocell Dimming Control
Commercial | Com ¦ Evaporator Fan Controls | 2041 | Achievable | MW | After Competition Groups | 9.8066 | 0 | 0 | 1836.9152 | 0.0053387 | 28 | Commercial_2041_Achievable_MW_After Competition Groups_28 | Evaporator Fan Controls | 0.5339% | 0 | 9.8066 | Commercial_2041_Achievable_MW_After Competition Groups_Evaporator Fan Controls
Commercial | Com ¦ Occupancy Sensors | 2041 | Economic | MW | After Competition Groups | 10.7084 | 0 | 0 | 2036.9222 | 0.0052572 | 27 | Commercial_2041_Economic_MW_After Competition Groups_27 | Occupancy Sensors | 0.5257% | 0 | 10.7084 | Commercial_2041_Economic_MW_After Competition Groups_Occupancy Sensors
Commercial | Com ¦ Air Handler with Dedicated Outdoor Air Systems | 2041 | Technical | MW | After Competition Groups | 14.4015 | 0 | 0 | 2750.3931 | 0.0052362 | 33 | Commercial_2041_Technical_MW_After Competition Groups_33 | Air Handler with Dedicated Outdoor Air Systems | 0.5236% | 0 | 14.4015 | Commercial_2041_Technical_MW_After Competition Groups_Air Handler with Dedicated Outdoor Air Systems
Commercial | Com ¦ Freezer Case Light Sensor | 2041 | Achievable | MW | After Competition Groups | 9.5943 | 0 | 0 | 1836.9152 | 0.0052231 | 29 | Commercial_2041_Achievable_MW_After Competition Groups_29 | Freezer Case Light Sensor | 0.5223% | 0 | 9.5943 | Commercial_2041_Achievable_MW_After Competition Groups_Freezer Case Light Sensor
Commercial | Com ¦ Water Source Heat Pump (4 ton) | 2041 | Economic | MW | After Competition Groups | 10.365 | 0 | 0 | 2036.9222 | 0.0050885 | 28 | Commercial_2041_Economic_MW_After Competition Groups_28 | Water Source Heat Pump (4 ton) | 0.5089% | 0 | 10.365 | Commercial_2041_Economic_MW_After Competition Groups_Water Source Heat Pump (4 ton)
Commercial | Com ¦ Demand Control Kitchen Ventilation | 2041 | Technical | MW | After Competition Groups | 13.7698 | 0 | 0 | 2750.3931 | 0.0050065 | 34 | Commercial_2041_Technical_MW_After Competition Groups_34 | Demand Control Kitchen Ventilation | 0.5006% | 0 | 13.7698 | Commercial_2041_Technical_MW_After Competition Groups_Demand Control Kitchen Ventilation
Commercial | Com ¦ ENERGY STAR LED LAMPS (General Service Lamps) | 2041 | Technical | MW | After Competition Groups | 13.235 | 0 | 0 | 2750.3931 | 0.0048121 | 35 | Commercial_2041_Technical_MW_After Competition Groups_35 | ENERGY STAR LED LAMPS (General Service Lamps) | 0.4812% | 0 | 13.235 | Commercial_2041_Technical_MW_After Competition Groups_ENERGY STAR LED LAMPS (General Service Lamps)
Commercial | Com ¦ ENERGY STAR FREEZER | 2041 | Economic | MW | After Competition Groups | 9.5588 | 0 | 0 | 2036.9222 | 0.0046928 | 29 | Commercial_2041_Economic_MW_After Competition Groups_29 | ENERGY STAR FREEZER | 0.4693% | 0 | 9.5588 | Commercial_2041_Economic_MW_After Competition Groups_ENERGY STAR FREEZER
Commercial | Com ¦ ECM MOTORS FOR EVAPORATOR FANS for refrigeration (WALK-IN) | 2041 | Economic | MW | After Competition Groups | 9.5258 | 0 | 0 | 2036.9222 | 0.0046765 | 30 | Commercial_2041_Economic_MW_After Competition Groups_30 | ECM MOTORS FOR EVAPORATOR FANS for refrigeration (WALK-IN) | 0.4677% | 0 | 9.5258 | Commercial_2041_Economic_MW_After Competition Groups_ECM MOTORS FOR EVAPORATOR FANS for refrigeration (WALK-IN)
Commercial | Com ¦ High R-Value Glass Doors/no-heat glass door | 2041 | Economic | MW | After Competition Groups | 9.0617 | 0 | 0 | 2036.9222 | 0.0044487 | 31 | Commercial_2041_Economic_MW_After Competition Groups_31 | High R-Value Glass Doors/no-heat glass door | 0.4449% | 0 | 9.0617 | Commercial_2041_Economic_MW_After Competition Groups_High R-Value Glass Doors/no-heat glass door
Commercial | Com ¦ Water Source Heat Pump (4 ton) | 2041 | Technical | MW | After Competition Groups | 11.7663 | 0 | 0 | 2750.3931 | 0.004278 | 36 | Commercial_2041_Technical_MW_After Competition Groups_36 | Water Source Heat Pump (4 ton) | 0.4278% | 0 | 11.7663 | Commercial_2041_Technical_MW_After Competition Groups_Water Source Heat Pump (4 ton)
Commercial | Com ¦ Water Source Heat Pump (4 ton) | 2041 | Achievable | MW | After Competition Groups | 7.8046 | 0 | 0 | 1836.9152 | 0.0042488 | 30 | Commercial_2041_Achievable_MW_After Competition Groups_30 | Water Source Heat Pump (4 ton) | 0.4249% | 0 | 7.8046 | Commercial_2041_Achievable_MW_After Competition Groups_Water Source Heat Pump (4 ton)
Commercial | Com ¦ ENERGY STAR Griddle (74% eff) | 2041 | Economic | MW | After Competition Groups | 8.396 | 0 | 0 | 2036.9222 | 0.0041219 | 32 | Commercial_2041_Economic_MW_After Competition Groups_32 | ENERGY STAR Griddle (74% eff) | 0.4122% | 0 | 8.396 | Commercial_2041_Economic_MW_After Competition Groups_ENERGY STAR Griddle (74% eff)
Commercial | Com ¦ Door Gasket Freezer/Refrigerator | 2041 | Achievable | MW | After Competition Groups | 7.55 | 0 | 0 | 1836.9152 | 0.0041101 | 31 | Commercial_2041_Achievable_MW_After Competition Groups_31 | Door Gasket Freezer/Refrigerator | 0.411% | 0 | 7.55 | Commercial_2041_Achievable_MW_After Competition Groups_Door Gasket Freezer/Refrigerator
Commercial | Com ¦ Freezer Case Light Sensor | 2041 | Economic | MW | After Competition Groups | 8.2635 | 0 | 0 | 2036.9222 | 0.0040568 | 33 | Commercial_2041_Economic_MW_After Competition Groups_33 | Freezer Case Light Sensor | 0.4057% | 0 | 8.2635 | Commercial_2041_Economic_MW_After Competition Groups_Freezer Case Light Sensor
Commercial | Com ¦ Evaporator Fan Controls | 2041 | Economic | MW | After Competition Groups | 8.0492 | 0 | 0 | 2036.9222 | 0.0039517 | 34 | Commercial_2041_Economic_MW_After Competition Groups_34 | Evaporator Fan Controls | 0.3952% | 0 | 8.0492 | Commercial_2041_Economic_MW_After Competition Groups_Evaporator Fan Controls
Commercial | Com ¦ Condensing Make Up Air Unit | 2041 | Economic | MW | After Competition Groups | 7.9608 | 0 | 0 | 2036.9222 | 0.0039083 | 35 | Commercial_2041_Economic_MW_After Competition Groups_35 | Condensing Make Up Air Unit | 0.3908% | 0 | 7.9608 | Commercial_2041_Economic_MW_After Competition Groups_Condensing Make Up Air Unit
Commercial | Com ¦ Occupancy Sensors | 2041 | Technical | MW | After Competition Groups | 10.7084 | 0 | 0 | 2750.3931 | 0.0038934 | 37 | Commercial_2041_Technical_MW_After Competition Groups_37 | Occupancy Sensors | 0.3893% | 0 | 10.7084 | Commercial_2041_Technical_MW_After Competition Groups_Occupancy Sensors
Commercial | Com ¦ LED EXTERIOR AREA LIGHTS - LED fixture (200W) | 2041 | Achievable | MW | After Competition Groups | 7.1056 | 0 | 0 | 1836.9152 | 0.0038682 | 32 | Commercial_2041_Achievable_MW_After Competition Groups_32 | LED EXTERIOR AREA LIGHTS - LED fixture (200W) | 0.3868% | 0 | 7.1056 | Commercial_2041_Achievable_MW_After Competition Groups_LED EXTERIOR AREA LIGHTS - LED fixture (200W)
Commercial | Com ¦ LED parking lot fixture | 2041 | Achievable | MW | After Competition Groups | 6.7196 | 0 | 0 | 1836.9152 | 0.0036581 | 33 | Commercial_2041_Achievable_MW_After Competition Groups_33 | LED parking lot fixture | 0.3658% | 0 | 6.7196 | Commercial_2041_Achievable_MW_After Competition Groups_LED parking lot fixture
Commercial | Com ¦ LED EXTERIOR AREA LIGHTS - LED fixture (200W) | 2041 | Economic | MW | After Competition Groups | 7.1999 | 0 | 0 | 2036.9222 | 0.0035347 | 36 | Commercial_2041_Economic_MW_After Competition Groups_36 | LED EXTERIOR AREA LIGHTS - LED fixture (200W) | 0.3535% | 0 | 7.1999 | Commercial_2041_Economic_MW_After Competition Groups_LED EXTERIOR AREA LIGHTS - LED fixture (200W)
Commercial | Com ¦ ECM MOTORS FOR EVAPORATOR FANS for refrigeration (WALK-IN) | 2041 | Technical | MW | After Competition Groups | 9.5258 | 0 | 0 | 2750.3931 | 0.0034634 | 38 | Commercial_2041_Technical_MW_After Competition Groups_38 | ECM MOTORS FOR EVAPORATOR FANS for refrigeration (WALK-IN) | 0.3463% | 0 | 9.5258 | Commercial_2041_Technical_MW_After Competition Groups_ECM MOTORS FOR EVAPORATOR FANS for refrigeration (WALK-IN)
Commercial | Com ¦ LED parking lot fixture | 2041 | Economic | MW | After Competition Groups | 6.7799 | 0 | 0 | 2036.9222 | 0.0033285 | 37 | Commercial_2041_Economic_MW_After Competition Groups_37 | LED parking lot fixture | 0.3329% | 0 | 6.7799 | Commercial_2041_Economic_MW_After Competition Groups_LED parking lot fixture
Commercial | Com ¦ High R-Value Glass Doors/no-heat glass door | 2041 | Technical | MW | After Competition Groups | 9.0617 | 0 | 0 | 2750.3931 | 0.0032947 | 39 | Commercial_2041_Technical_MW_After Competition Groups_39 | High R-Value Glass Doors/no-heat glass door | 0.3295% | 0 | 9.0617 | Commercial_2041_Technical_MW_After Competition Groups_High R-Value Glass Doors/no-heat glass door
Commercial | Com ¦ Condensing Make Up Air Unit | 2041 | Achievable | MW | After Competition Groups | 5.988 | 0 | 0 | 1836.9152 | 0.0032598 | 34 | Commercial_2041_Achievable_MW_After Competition Groups_34 | Condensing Make Up Air Unit | 0.326% | 0 | 5.988 | Commercial_2041_Achievable_MW_After Competition Groups_Condensing Make Up Air Unit
Commercial | Com ¦ ENERGY STAR Griddle (74% eff) | 2041 | Achievable | MW | After Competition Groups | 5.98 | 0 | 0 | 1836.9152 | 0.0032554 | 35 | Commercial_2041_Achievable_MW_After Competition Groups_35 | ENERGY STAR Griddle (74% eff) | 0.3255% | 0 | 5.98 | Commercial_2041_Achievable_MW_After Competition Groups_ENERGY STAR Griddle (74% eff)
Commercial | Com ¦ Condensing Make Up Air Unit | 2041 | Technical | MW | After Competition Groups | 8.8394 | 0 | 0 | 2750.3931 | 0.0032139 | 40 | Commercial_2041_Technical_MW_After Competition Groups_40 | Condensing Make Up Air Unit | 0.3214% | 0 | 8.8394 | Commercial_2041_Technical_MW_After Competition Groups_Condensing Make Up Air Unit
Commercial | Com ¦ Duct Insulation, R8 | 2041 | Achievable | MW | After Competition Groups | 5.8698 | 0 | 0 | 1836.9152 | 0.0031954 | 36 | Commercial_2041_Achievable_MW_After Competition Groups_36 | Duct Insulation, R8 | 0.3195% | 0 | 5.8698 | Commercial_2041_Achievable_MW_After Competition Groups_Duct Insulation, R8
Commercial | Com ¦ Indoor Daylight Sensors/Photocell Dimming Control | 2041 | Economic | MW | After Competition Groups | 6.3254 | 0 | 0 | 2036.9222 | 0.0031054 | 38 | Commercial_2041_Economic_MW_After Competition Groups_38 | Indoor Daylight Sensors/Photocell Dimming Control | 0.3105% | 0 | 6.3254 | Commercial_2041_Economic_MW_After Competition Groups_Indoor Daylight Sensors/Photocell Dimming Control
Commercial | Com ¦ ENERGY STAR FREEZER | 2041 | Achievable | MW | After Competition Groups | 5.6735 | 0 | 0 | 1836.9152 | 0.0030886 | 37 | Commercial_2041_Achievable_MW_After Competition Groups_37 | ENERGY STAR FREEZER | 0.3089% | 0 | 5.6735 | Commercial_2041_Achievable_MW_After Competition Groups_ENERGY STAR FREEZER
Commercial | Com ¦ ENERGY STAR Griddle (74% eff) | 2041 | Technical | MW | After Competition Groups | 8.396 | 0 | 0 | 2750.3931 | 0.0030527 | 41 | Commercial_2041_Technical_MW_After Competition Groups_41 | ENERGY STAR Griddle (74% eff) | 0.3053% | 0 | 8.396 | Commercial_2041_Technical_MW_After Competition Groups_ENERGY STAR Griddle (74% eff)
Commercial | Com ¦ Super-High Efficiency Furnaces (Emerging Tech) | 2041 | Technical | MW | After Competition Groups | 8.2886 | 0 | 0 | 2750.3931 | 0.0030136 | 42 | Commercial_2041_Technical_MW_After Competition Groups_42 | Super-High Efficiency Furnaces (Emerging Tech) | 0.3014% | 0 | 8.2886 | Commercial_2041_Technical_MW_After Competition Groups_Super-High Efficiency Furnaces (Emerging Tech)
Commercial | Com ¦ Occupancy Sensors | 2041 | Achievable | MW | After Competition Groups | 5.529 | 0 | 0 | 1836.9152 | 0.0030099 | 38 | Commercial_2041_Achievable_MW_After Competition Groups_38 | Occupancy Sensors | 0.301% | 0 | 5.529 | Commercial_2041_Achievable_MW_After Competition Groups_Occupancy Sensors
Commercial | Com ¦ Freezer Case Light Sensor | 2041 | Technical | MW | After Competition Groups | 8.2635 | 0 | 0 | 2750.3931 | 0.0030045 | 43 | Commercial_2041_Technical_MW_After Competition Groups_43 | Freezer Case Light Sensor | 0.3004% | 0 | 8.2635 | Commercial_2041_Technical_MW_After Competition Groups_Freezer Case Light Sensor
Commercial | Com ¦ ENERGY STAR Refrigerator | 2041 | Technical | MW | After Competition Groups | 8.0942 | 0 | 0 | 2750.3931 | 0.0029429 | 44 | Commercial_2041_Technical_MW_After Competition Groups_44 | ENERGY STAR Refrigerator | 0.2943% | 0 | 8.0942 | Commercial_2041_Technical_MW_After Competition Groups_ENERGY STAR Refrigerator
Commercial | Com ¦ Evaporator Fan Controls | 2041 | Technical | MW | After Competition Groups | 8.0492 | 0 | 0 | 2750.3931 | 0.0029266 | 45 | Commercial_2041_Technical_MW_After Competition Groups_45 | Evaporator Fan Controls | 0.2927% | 0 | 8.0492 | Commercial_2041_Technical_MW_After Competition Groups_Evaporator Fan Controls
Commercial | Com ¦ Elec Storage WH 2.30 Et | 2041 | Economic | MW | After Competition Groups | 5.8444 | 0 | 0 | 2036.9222 | 0.0028692 | 39 | Commercial_2041_Economic_MW_After Competition Groups_39 | Elec Storage WH 2.30 Et | 0.2869% | 0 | 5.8444 | Commercial_2041_Economic_MW_After Competition Groups_Elec Storage WH 2.30 Et
Commercial | Com ¦ Refrigeration Commissioning | 2041 | Economic | MW | After Competition Groups | 5.6182 | 0 | 0 | 2036.9222 | 0.0027582 | 40 | Commercial_2041_Economic_MW_After Competition Groups_40 | Refrigeration Commissioning | 0.2758% | 0 | 5.6182 | Commercial_2041_Economic_MW_After Competition Groups_Refrigeration Commissioning
Commercial | Com ¦ LED street light fixture | 2041 | Achievable | MW | After Competition Groups | 4.8482 | 0 | 0 | 1836.9152 | 0.0026393 | 39 | Commercial_2041_Achievable_MW_After Competition Groups_39 | LED street light fixture | 0.2639% | 0 | 4.8482 | Commercial_2041_Achievable_MW_After Competition Groups_LED street light fixture
Commercial | Com ¦ LED EXTERIOR AREA LIGHTS - LED fixture (200W) | 2041 | Technical | MW | After Competition Groups | 7.1999 | 0 | 0 | 2750.3931 | 0.0026178 | 46 | Commercial_2041_Technical_MW_After Competition Groups_46 | LED EXTERIOR AREA LIGHTS - LED fixture (200W) | 0.2618% | 0 | 7.1999 | Commercial_2041_Technical_MW_After Competition Groups_LED EXTERIOR AREA LIGHTS - LED fixture (200W)
Commercial | Com ¦ BEVERAGE VENDING MACHINE CONTROLS | 2041 | Achievable | MW | After Competition Groups | 4.6574 | 0 | 0 | 1836.9152 | 0.0025355 | 40 | Commercial_2041_Achievable_MW_After Competition Groups_40 | BEVERAGE VENDING MACHINE CONTROLS | 0.2535% | 0 | 4.6574 | Commercial_2041_Achievable_MW_After Competition Groups_BEVERAGE VENDING MACHINE CONTROLS
Commercial | Com ¦ BEVERAGE VENDING MACHINE CONTROLS | 2041 | Economic | MW | After Competition Groups | 5.1619 | 0 | 0 | 2036.9222 | 0.0025342 | 41 | Commercial_2041_Economic_MW_After Competition Groups_41 | BEVERAGE VENDING MACHINE CONTROLS | 0.2534% | 0 | 5.1619 | Commercial_2041_Economic_MW_After Competition Groups_BEVERAGE VENDING MACHINE CONTROLS
Commercial | Com ¦ LED parking lot fixture | 2041 | Technical | MW | After Competition Groups | 6.7799 | 0 | 0 | 2750.3931 | 0.0024651 | 47 | Commercial_2041_Technical_MW_After Competition Groups_47 | LED parking lot fixture | 0.2465% | 0 | 6.7799 | Commercial_2041_Technical_MW_After Competition Groups_LED parking lot fixture
Commercial | Com ¦ LED street light fixture | 2041 | Economic | MW | After Competition Groups | 4.9742 | 0 | 0 | 2036.9222 | 0.002442 | 42 | Commercial_2041_Economic_MW_After Competition Groups_42 | LED street light fixture | 0.2442% | 0 | 4.9742 | Commercial_2041_Economic_MW_After Competition Groups_LED street light fixture
Commercial | Com ¦ Duct Insulation, R8 | 2041 | Economic | MW | After Competition Groups | 4.8037 | 0 | 0 | 2036.9222 | 0.0023583 | 43 | Commercial_2041_Economic_MW_After Competition Groups_43 | Duct Insulation, R8 | 0.2358% | 0 | 4.8037 | Commercial_2041_Economic_MW_After Competition Groups_Duct Insulation, R8
Commercial | Com ¦ Elec Storage WH 2.30 Et | 2041 | Achievable | MW | After Competition Groups | 4.1436 | 0 | 0 | 1836.9152 | 0.0022557 | 41 | Commercial_2041_Achievable_MW_After Competition Groups_41 | Elec Storage WH 2.30 Et | 0.2256% | 0 | 4.1436 | Commercial_2041_Achievable_MW_After Competition Groups_Elec Storage WH 2.30 Et
Commercial | Com ¦ Elec Storage WH 2.30 Et | 2041 | Technical | MW | After Competition Groups | 5.7874 | 0 | 0 | 2750.3931 | 0.0021042 | 48 | Commercial_2041_Technical_MW_After Competition Groups_48 | Elec Storage WH 2.30 Et | 0.2104% | 0 | 5.7874 | Commercial_2041_Technical_MW_After Competition Groups_Elec Storage WH 2.30 Et
Commercial | Com ¦ Refrigeration Commissioning | 2041 | Technical | MW | After Competition Groups | 5.6182 | 0 | 0 | 2750.3931 | 0.0020427 | 49 | Commercial_2041_Technical_MW_After Competition Groups_49 | Refrigeration Commissioning | 0.2043% | 0 | 5.6182 | Commercial_2041_Technical_MW_After Competition Groups_Refrigeration Commissioning
Commercial | Com ¦ Temperature Adjustment in Commercial Freezers | 2041 | Achievable | MW | After Competition Groups | 3.5793 | 0 | 0 | 1836.9152 | 0.0019485 | 42 | Commercial_2041_Achievable_MW_After Competition Groups_42 | Temperature Adjustment in Commercial Freezers | 0.1949% | 0 | 3.5793 | Commercial_2041_Achievable_MW_After Competition Groups_Temperature Adjustment in Commercial Freezers
Commercial | Com ¦ Super-High Efficiency Furnaces (Emerging Tech) | 2041 | Achievable | MW | After Competition Groups | 3.512 | 0 | 0 | 1836.9152 | 0.0019119 | 43 | Commercial_2041_Achievable_MW_After Competition Groups_43 | Super-High Efficiency Furnaces (Emerging Tech) | 0.1912% | 0 | 3.512 | Commercial_2041_Achievable_MW_After Competition Groups_Super-High Efficiency Furnaces (Emerging Tech)
Commercial | Com ¦ BEVERAGE VENDING MACHINE CONTROLS | 2041 | Technical | MW | After Competition Groups | 5.1619 | 0 | 0 | 2750.3931 | 0.0018768 | 50 | Commercial_2041_Technical_MW_After Competition Groups_50 | BEVERAGE VENDING MACHINE CONTROLS | 0.1877% | 0 | 5.1619 | Commercial_2041_Technical_MW_After Competition Groups_BEVERAGE VENDING MACHINE CONTROLS
Commercial | Com ¦ HOTEL OCCUPANCY CONTROLS (HVAC + LIGHTING) | 2041 | Economic | MW | After Competition Groups | 3.7788 | 0 | 0 | 2036.9222 | 0.0018552 | 44 | Commercial_2041_Economic_MW_After Competition Groups_44 | HOTEL OCCUPANCY CONTROLS (HVAC + LIGHTING) | 0.1855% | 0 | 3.7788 | Commercial_2041_Economic_MW_After Competition Groups_HOTEL OCCUPANCY CONTROLS (HVAC + LIGHTING)
Commercial | Com ¦ CO Sensors for parking garage exhaust fans | 2041 | Achievable | MW | After Competition Groups | 3.3541 | 0 | 0 | 1836.9152 | 0.0018259 | 44 | Commercial_2041_Achievable_MW_After Competition Groups_44 | CO Sensors for parking garage exhaust fans | 0.1826% | 0 | 3.3541 | Commercial_2041_Achievable_MW_After Competition Groups_CO Sensors for parking garage exhaust fans
Commercial | Com ¦ LED street light fixture | 2041 | Technical | MW | After Competition Groups | 4.9742 | 0 | 0 | 2750.3931 | 0.0018085 | 51 | Commercial_2041_Technical_MW_After Competition Groups_51 | LED street light fixture | 0.1809% | 0 | 4.9742 | Commercial_2041_Technical_MW_After Competition Groups_LED street light fixture
Commercial | Com ¦ Duct Insulation, R8 | 2041 | Technical | MW | After Competition Groups | 4.8037 | 0 | 0 | 2750.3931 | 0.0017466 | 52 | Commercial_2041_Technical_MW_After Competition Groups_52 | Duct Insulation, R8 | 0.1747% | 0 | 4.8037 | Commercial_2041_Technical_MW_After Competition Groups_Duct Insulation, R8
Commercial | Com ¦ CO Sensors for parking garage exhaust fans | 2041 | Economic | MW | After Competition Groups | 3.4774 | 0 | 0 | 2036.9222 | 0.0017072 | 45 | Commercial_2041_Economic_MW_After Competition Groups_45 | CO Sensors for parking garage exhaust fans | 0.1707% | 0 | 3.4774 | Commercial_2041_Economic_MW_After Competition Groups_CO Sensors for parking garage exhaust fans
Commercial | Com ¦ Vertical Night Covers | 2041 | Achievable | MW | After Competition Groups | 2.9727 | 0 | 0 | 1836.9152 | 0.0016183 | 45 | Commercial_2041_Achievable_MW_After Competition Groups_45 | Vertical Night Covers | 0.1618% | 0 | 2.9727 | Commercial_2041_Achievable_MW_After Competition Groups_Vertical Night Covers
Commercial | Com ¦ Energy Efficient Laboratory Fume Hood | 2041 | Achievable | MW | After Competition Groups | 2.8864 | 0 | 0 | 1836.9152 | 0.0015713 | 46 | Commercial_2041_Achievable_MW_After Competition Groups_46 | Energy Efficient Laboratory Fume Hood | 0.1571% | 0 | 2.8864 | Commercial_2041_Achievable_MW_After Competition Groups_Energy Efficient Laboratory Fume Hood
Commercial | Com ¦ Roof Insulation/Ceiling Insulation (R25 Code to R35) | 2041 | Technical | MW | After Competition Groups | 4.2413 | 0 | 0 | 2750.3931 | 0.0015421 | 53 | Commercial_2041_Technical_MW_After Competition Groups_53 | Roof Insulation/Ceiling Insulation (R25 Code to R35) | 0.1542% | 0 | 4.2413 | Commercial_2041_Technical_MW_After Competition Groups_Roof Insulation/Ceiling Insulation (R25 Code to R35)
Commercial | Com ¦ Temperature Adjustment in Commercial Freezers | 2041 | Economic | MW | After Competition Groups | 2.9374 | 0 | 0 | 2036.9222 | 0.0014421 | 46 | Commercial_2041_Economic_MW_After Competition Groups_46 | Temperature Adjustment in Commercial Freezers | 0.1442% | 0 | 2.9374 | Commercial_2041_Economic_MW_After Competition Groups_Temperature Adjustment in Commercial Freezers
Commercial | Com ¦ Super-High Efficiency Furnaces (Emerging Tech) | 2041 | Economic | MW | After Competition Groups | 2.7979 | 0 | 0 | 2036.9222 | 0.0013736 | 47 | Commercial_2041_Economic_MW_After Competition Groups_47 | Super-High Efficiency Furnaces (Emerging Tech) | 0.1374% | 0 | 2.7979 | Commercial_2041_Economic_MW_After Competition Groups_Super-High Efficiency Furnaces (Emerging Tech)
Commercial | Com ¦ Anti-sweat heat (ASH) controls - Cooler/Freezer | 2041 | Technical | MW | After Competition Groups | 3.4826 | 0 | 0 | 2750.3931 | 0.0012662 | 54 | Commercial_2041_Technical_MW_After Competition Groups_54 | Anti-sweat heat (ASH) controls - Cooler/Freezer | 0.1266% | 0 | 3.4826 | Commercial_2041_Technical_MW_After Competition Groups_Anti-sweat heat (ASH) controls - Cooler/Freezer
Commercial | Com ¦ CO Sensors for parking garage exhaust fans | 2041 | Technical | MW | After Competition Groups | 3.4774 | 0 | 0 | 2750.3931 | 0.0012643 | 55 | Commercial_2041_Technical_MW_After Competition Groups_55 | CO Sensors for parking garage exhaust fans | 0.1264% | 0 | 3.4774 | Commercial_2041_Technical_MW_After Competition Groups_CO Sensors for parking garage exhaust fans
Commercial | Com ¦ Water Heating (DHW) Pipe Insulation (Add 3/4\ Foam)" | 2041 | Achievable | MW | After Competition Groups | 2.2456 | 0 | 0 | 1836.9152 | 0.0012225 | 47 | Commercial_2041_Achievable_MW_After Competition Groups_47 | Water Heating (DHW) Pipe Insulation (Add 3/4\ Foam)" | 0.1222% | 0 | 2.2456 | Commercial_2041_Achievable_MW_After Competition Groups_Water Heating (DHW) Pipe Insulation (Add 3/4\ Foam)"
Commercial | Com ¦ ENERGY STAR Fryer (84% eff) | 2041 | Economic | MW | After Competition Groups | 2.469 | 0 | 0 | 2036.9222 | 0.0012121 | 48 | Commercial_2041_Economic_MW_After Competition Groups_48 | ENERGY STAR Fryer (84% eff) | 0.1212% | 0 | 2.469 | Commercial_2041_Economic_MW_After Competition Groups_ENERGY STAR Fryer (84% eff)
Commercial | Com ¦ Vertical Night Covers | 2041 | Economic | MW | After Competition Groups | 2.44 | 0 | 0 | 2036.9222 | 0.0011979 | 49 | Commercial_2041_Economic_MW_After Competition Groups_49 | Vertical Night Covers | 0.1198% | 0 | 2.44 | Commercial_2041_Economic_MW_After Competition Groups_Vertical Night Covers
Commercial | Com ¦ Ground Source Heat Pump | 2041 | Technical | MW | After Competition Groups | 3.2627 | 0 | 0 | 2750.3931 | 0.0011863 | 56 | Commercial_2041_Technical_MW_After Competition Groups_56 | Ground Source Heat Pump | 0.1186% | 0 | 3.2627 | Commercial_2041_Technical_MW_After Competition Groups_Ground Source Heat Pump
Commercial | Com ¦ Energy Efficient Laboratory Fume Hood | 2041 | Economic | MW | After Competition Groups | 2.3623 | 0 | 0 | 2036.9222 | 0.0011598 | 50 | Commercial_2041_Economic_MW_After Competition Groups_50 | Energy Efficient Laboratory Fume Hood | 0.116% | 0 | 2.3623 | Commercial_2041_Economic_MW_After Competition Groups_Energy Efficient Laboratory Fume Hood
Commercial | Com ¦ Outside Air Economizer | 2041 | Achievable | MW | After Competition Groups | 2.0944 | 0 | 0 | 1836.9152 | 0.0011401 | 48 | Commercial_2041_Achievable_MW_After Competition Groups_48 | Outside Air Economizer | 0.114% | 0 | 2.0944 | Commercial_2041_Achievable_MW_After Competition Groups_Outside Air Economizer
Commercial | Com ¦ Temperature Adjustment in Commercial Freezers | 2041 | Technical | MW | After Competition Groups | 2.9374 | 0 | 0 | 2750.3931 | 0.001068 | 57 | Commercial_2041_Technical_MW_After Competition Groups_57 | Temperature Adjustment in Commercial Freezers | 0.1068% | 0 | 2.9374 | Commercial_2041_Technical_MW_After Competition Groups_Temperature Adjustment in Commercial Freezers
Commercial | Com ¦ Outside Air Economizer | 2041 | Economic | MW | After Competition Groups | 2.0009 | 0 | 0 | 2036.9222 | 0.00098232 | 51 | Commercial_2041_Economic_MW_After Competition Groups_51 | Outside Air Economizer | 0.09823% | 0 | 2.0009 | Commercial_2041_Economic_MW_After Competition Groups_Outside Air Economizer
Commercial | Com ¦ ENERGY STAR Fryer (84% eff) | 2041 | Achievable | MW | After Competition Groups | 1.7951 | 0 | 0 | 1836.9152 | 0.00097724 | 49 | Commercial_2041_Achievable_MW_After Competition Groups_49 | ENERGY STAR Fryer (84% eff) | 0.09772% | 0 | 1.7951 | Commercial_2041_Achievable_MW_After Competition Groups_ENERGY STAR Fryer (84% eff)
Commercial | Com ¦ Water Heating (DHW) Pipe Insulation (Add 3/4\ Foam)" | 2041 | Economic | MW | After Competition Groups | 1.8414 | 0 | 0 | 2036.9222 | 0.000904 | 52 | Commercial_2041_Economic_MW_After Competition Groups_52 | Water Heating (DHW) Pipe Insulation (Add 3/4\ Foam)" | 0.0904% | 0 | 1.8414 | Commercial_2041_Economic_MW_After Competition Groups_Water Heating (DHW) Pipe Insulation (Add 3/4\ Foam)"
Commercial | Com ¦ ENERGY STAR Fryer (84% eff) | 2041 | Technical | MW | After Competition Groups | 2.469 | 0 | 0 | 2750.3931 | 0.00089768 | 58 | Commercial_2041_Technical_MW_After Competition Groups_58 | ENERGY STAR Fryer (84% eff) | 0.08977% | 0 | 2.469 | Commercial_2041_Technical_MW_After Competition Groups_ENERGY STAR Fryer (84% eff)
Commercial | Com ¦ Vertical Night Covers | 2041 | Technical | MW | After Competition Groups | 2.44 | 0 | 0 | 2750.3931 | 0.00088713 | 59 | Commercial_2041_Technical_MW_After Competition Groups_59 | Vertical Night Covers | 0.08871% | 0 | 2.44 | Commercial_2041_Technical_MW_After Competition Groups_Vertical Night Covers
Commercial | Com ¦ Energy Efficient Laboratory Fume Hood | 2041 | Technical | MW | After Competition Groups | 2.3623 | 0 | 0 | 2750.3931 | 0.00085891 | 60 | Commercial_2041_Technical_MW_After Competition Groups_60 | Energy Efficient Laboratory Fume Hood | 0.08589% | 0 | 2.3623 | Commercial_2041_Technical_MW_After Competition Groups_Energy Efficient Laboratory Fume Hood
Commercial | Com ¦ Suction Pipe Insulation Freezer/Refrigerator | 2041 | Achievable | MW | After Competition Groups | 1.5403 | 0 | 0 | 1836.9152 | 0.00083851 | 50 | Commercial_2041_Achievable_MW_After Competition Groups_50 | Suction Pipe Insulation Freezer/Refrigerator | 0.08385% | 0 | 1.5403 | Commercial_2041_Achievable_MW_After Competition Groups_Suction Pipe Insulation Freezer/Refrigerator
Commercial | Com ¦ ENERGY STAR Dishwasher | 2041 | Economic | MW | After Competition Groups | 1.64 | 0 | 0 | 2036.9222 | 0.00080511 | 53 | Commercial_2041_Economic_MW_After Competition Groups_53 | ENERGY STAR Dishwasher | 0.08051% | 0 | 1.64 | Commercial_2041_Economic_MW_After Competition Groups_ENERGY STAR Dishwasher
Commercial | Com ¦ ENERGY STAR Steam Cookers | 2041 | Economic | MW | After Competition Groups | 1.5555 | 0 | 0 | 2036.9222 | 0.00076364 | 54 | Commercial_2041_Economic_MW_After Competition Groups_54 | ENERGY STAR Steam Cookers | 0.07636% | 0 | 1.5555 | Commercial_2041_Economic_MW_After Competition Groups_ENERGY STAR Steam Cookers
Commercial | Com ¦ Outside Air Economizer | 2041 | Technical | MW | After Competition Groups | 2.0009 | 0 | 0 | 2750.3931 | 0.0007275 | 61 | Commercial_2041_Technical_MW_After Competition Groups_61 | Outside Air Economizer | 0.07275% | 0 | 2.0009 | Commercial_2041_Technical_MW_After Competition Groups_Outside Air Economizer
Commercial | Com ¦ Room AC (w/ louvered sides) 14 SEER from 12 SEER code | 2041 | Technical | MW | After Competition Groups | 1.9544 | 0 | 0 | 2750.3931 | 0.00071059 | 62 | Commercial_2041_Technical_MW_After Competition Groups_62 | Room AC (w/ louvered sides) 14 SEER from 12 SEER code | 0.07106% | 0 | 1.9544 | Commercial_2041_Technical_MW_After Competition Groups_Room AC (w/ louvered sides) 14 SEER from 12 SEER code
Commercial | Com ¦ Water Heating (DHW) Pipe Insulation (Add 3/4\ Foam)" | 2041 | Technical | MW | After Competition Groups | 1.8414 | 0 | 0 | 2750.3931 | 0.0006695 | 63 | Commercial_2041_Technical_MW_After Competition Groups_63 | Water Heating (DHW) Pipe Insulation (Add 3/4\ Foam)" | 0.06695% | 0 | 1.8414 | Commercial_2041_Technical_MW_After Competition Groups_Water Heating (DHW) Pipe Insulation (Add 3/4\ Foam)"
Commercial | Com ¦ Suction Pipe Insulation Freezer/Refrigerator | 2041 | Economic | MW | After Competition Groups | 1.2639 | 0 | 0 | 2036.9222 | 0.00062051 | 55 | Commercial_2041_Economic_MW_After Competition Groups_55 | Suction Pipe Insulation Freezer/Refrigerator | 0.06205% | 0 | 1.2639 | Commercial_2041_Economic_MW_After Competition Groups_Suction Pipe Insulation Freezer/Refrigerator
Commercial | Com ¦ ENERGY STAR Steam Cookers | 2041 | Achievable | MW | After Competition Groups | 1.1028 | 0 | 0 | 1836.9152 | 0.00060038 | 51 | Commercial_2041_Achievable_MW_After Competition Groups_51 | ENERGY STAR Steam Cookers | 0.06004% | 0 | 1.1028 | Commercial_2041_Achievable_MW_After Competition Groups_ENERGY STAR Steam Cookers
Commercial | Com ¦ Indoor Daylight Sensors/Photocell Dimming Control | 2041 | Achievable | MW | After Competition Groups | 1.1015 | 0 | 0 | 1836.9152 | 0.00059966 | 52 | Commercial_2041_Achievable_MW_After Competition Groups_52 | Indoor Daylight Sensors/Photocell Dimming Control | 0.05997% | 0 | 1.1015 | Commercial_2041_Achievable_MW_After Competition Groups_Indoor Daylight Sensors/Photocell Dimming Control
Commercial | Com ¦ ENERGY STAR Dishwasher | 2041 | Technical | MW | After Competition Groups | 1.64 | 0 | 0 | 2750.3931 | 0.00059626 | 64 | Commercial_2041_Technical_MW_After Competition Groups_64 | ENERGY STAR Dishwasher | 0.05963% | 0 | 1.64 | Commercial_2041_Technical_MW_After Competition Groups_ENERGY STAR Dishwasher
Commercial | Com ¦ Roof Insulation/Ceiling Insulation (R25 Code to R35) | 2041 | Economic | MW | After Competition Groups | 1.1812 | 0 | 0 | 2036.9222 | 0.00057991 | 56 | Commercial_2041_Economic_MW_After Competition Groups_56 | Roof Insulation/Ceiling Insulation (R25 Code to R35) | 0.05799% | 0 | 1.1812 | Commercial_2041_Economic_MW_After Competition Groups_Roof Insulation/Ceiling Insulation (R25 Code to R35)
Commercial | Com ¦ ENERGY STAR Steam Cookers | 2041 | Technical | MW | After Competition Groups | 1.5555 | 0 | 0 | 2750.3931 | 0.00056555 | 65 | Commercial_2041_Technical_MW_After Competition Groups_65 | ENERGY STAR Steam Cookers | 0.05655% | 0 | 1.5555 | Commercial_2041_Technical_MW_After Competition Groups_ENERGY STAR Steam Cookers
Commercial | Com ¦ ENERGY STAR Dishwasher | 2041 | Achievable | MW | After Competition Groups | 1.0014 | 0 | 0 | 1836.9152 | 0.00054515 | 53 | Commercial_2041_Achievable_MW_After Competition Groups_53 | ENERGY STAR Dishwasher | 0.05452% | 0 | 1.0014 | Commercial_2041_Achievable_MW_After Competition Groups_ENERGY STAR Dishwasher
Commercial | Com ¦ Door Gasket Freezer/Refrigerator | 2041 | Economic | MW | After Competition Groups | 1.1018 | 0 | 0 | 2036.9222 | 0.00054091 | 57 | Commercial_2041_Economic_MW_After Competition Groups_57 | Door Gasket Freezer/Refrigerator | 0.05409% | 0 | 1.1018 | Commercial_2041_Economic_MW_After Competition Groups_Door Gasket Freezer/Refrigerator
Commercial | Com ¦ LED RECESSED DOWNLIGHTS | 2041 | Technical | MW | After Competition Groups | 1.4498 | 0 | 0 | 2750.3931 | 0.00052713 | 66 | Commercial_2041_Technical_MW_After Competition Groups_66 | LED RECESSED DOWNLIGHTS | 0.05271% | 0 | 1.4498 | Commercial_2041_Technical_MW_After Competition Groups_LED RECESSED DOWNLIGHTS
Commercial | Com ¦ Refrigeration Commissioning | 2041 | Achievable | MW | After Competition Groups | 0.95187 | 0 | 0 | 1836.9152 | 0.00051819 | 54 | Commercial_2041_Achievable_MW_After Competition Groups_54 | Refrigeration Commissioning | 0.05182% | 0 | 0.95187 | Commercial_2041_Achievable_MW_After Competition Groups_Refrigeration Commissioning
Commercial | Com ¦ Suction Pipe Insulation Freezer/Refrigerator | 2041 | Technical | MW | After Competition Groups | 1.2639 | 0 | 0 | 2750.3931 | 0.00045954 | 67 | Commercial_2041_Technical_MW_After Competition Groups_67 | Suction Pipe Insulation Freezer/Refrigerator | 0.04595% | 0 | 1.2639 | Commercial_2041_Technical_MW_After Competition Groups_Suction Pipe Insulation Freezer/Refrigerator
Commercial | Com ¦ Ozone Laundry Treatment | 2041 | Achievable | MW | After Competition Groups | 0.80866 | 0 | 0 | 1836.9152 | 0.00044023 | 55 | Commercial_2041_Achievable_MW_After Competition Groups_55 | Ozone Laundry Treatment | 0.04402% | 0 | 0.80866 | Commercial_2041_Achievable_MW_After Competition Groups_Ozone Laundry Treatment
Commercial | Com ¦ Thermostat Setback | 2041 | Economic | MW | After Competition Groups | 0.83544 | 0 | 0 | 2036.9222 | 0.00041015 | 58 | Commercial_2041_Economic_MW_After Competition Groups_58 | Thermostat Setback | 0.04101% | 0 | 0.83544 | Commercial_2041_Economic_MW_After Competition Groups_Thermostat Setback
Commercial | Com ¦ Thermostat Setback | 2041 | Achievable | MW | After Competition Groups | 0.74904 | 0 | 0 | 1836.9152 | 0.00040777 | 56 | Commercial_2041_Achievable_MW_After Competition Groups_56 | Thermostat Setback | 0.04078% | 0 | 0.74904 | Commercial_2041_Achievable_MW_After Competition Groups_Thermostat Setback
Commercial | Com ¦ Ozone Laundry Treatment | 2041 | Economic | MW | After Competition Groups | 0.8244 | 0 | 0 | 2036.9222 | 0.00040473 | 59 | Commercial_2041_Economic_MW_After Competition Groups_59 | Ozone Laundry Treatment | 0.04047% | 0 | 0.8244 | Commercial_2041_Economic_MW_After Competition Groups_Ozone Laundry Treatment
Commercial | Com ¦ Evaporator Coil Defrost (Cooler) | 2041 | Technical | MW | After Competition Groups | 1.0762 | 0 | 0 | 2750.3931 | 0.00039127 | 68 | Commercial_2041_Technical_MW_After Competition Groups_68 | Evaporator Coil Defrost (Cooler) | 0.03913% | 0 | 1.0762 | Commercial_2041_Technical_MW_After Competition Groups_Evaporator Coil Defrost (Cooler)
Commercial | Com ¦ LED RECESSED DOWNLIGHTS | 2041 | Achievable | MW | After Competition Groups | 0.66758 | 0 | 0 | 1836.9152 | 0.00036342 | 57 | Commercial_2041_Achievable_MW_After Competition Groups_57 | LED RECESSED DOWNLIGHTS | 0.03634% | 0 | 0.66758 | Commercial_2041_Achievable_MW_After Competition Groups_LED RECESSED DOWNLIGHTS
Commercial | Com ¦ HOTEL OCCUPANCY CONTROLS (HVAC + LIGHTING) | 2041 | Achievable | MW | After Competition Groups | 0.64068 | 0 | 0 | 1836.9152 | 0.00034878 | 58 | Commercial_2041_Achievable_MW_After Competition Groups_58 | HOTEL OCCUPANCY CONTROLS (HVAC + LIGHTING) | 0.03488% | 0 | 0.64068 | Commercial_2041_Achievable_MW_After Competition Groups_HOTEL OCCUPANCY CONTROLS (HVAC + LIGHTING)
Commercial | Com ¦ PTAC (12 EER/10,000 BTU) | 2041 | Economic | MW | After Competition Groups | 0.64938 | 0 | 0 | 2036.9222 | 0.0003188 | 60 | Commercial_2041_Economic_MW_After Competition Groups_60 | PTAC (12 EER/10,000 BTU) | 0.03188% | 0 | 0.64938 | Commercial_2041_Economic_MW_After Competition Groups_PTAC (12 EER/10,000 BTU)
Commercial | Com ¦ LED RECESSED DOWNLIGHTS | 2041 | Economic | MW | After Competition Groups | 0.63134 | 0 | 0 | 2036.9222 | 0.00030995 | 61 | Commercial_2041_Economic_MW_After Competition Groups_61 | LED RECESSED DOWNLIGHTS | 0.03099% | 0 | 0.63134 | Commercial_2041_Economic_MW_After Competition Groups_LED RECESSED DOWNLIGHTS
Commercial | Com ¦ Thermostat Setback | 2041 | Technical | MW | After Competition Groups | 0.83544 | 0 | 0 | 2750.3931 | 0.00030375 | 69 | Commercial_2041_Technical_MW_After Competition Groups_69 | Thermostat Setback | 0.03038% | 0 | 0.83544 | Commercial_2041_Technical_MW_After Competition Groups_Thermostat Setback
Commercial | Com ¦ Ozone Laundry Treatment | 2041 | Technical | MW | After Competition Groups | 0.8244 | 0 | 0 | 2750.3931 | 0.00029974 | 70 | Commercial_2041_Technical_MW_After Competition Groups_70 | Ozone Laundry Treatment | 0.02997% | 0 | 0.8244 | Commercial_2041_Technical_MW_After Competition Groups_Ozone Laundry Treatment
Commercial | Com ¦ SYNCHRONOUS BELT | 2041 | Technical | MW | After Competition Groups | 0.76625 | 0 | 0 | 2750.3931 | 0.0002786 | 71 | Commercial_2041_Technical_MW_After Competition Groups_71 | SYNCHRONOUS BELT | 0.02786% | 0 | 0.76625 | Commercial_2041_Technical_MW_After Competition Groups_SYNCHRONOUS BELT
Commercial | Com ¦ Wall Insulation | 2041 | Economic | MW | After Competition Groups | 0.55278 | 0 | 0 | 2036.9222 | 0.00027138 | 62 | Commercial_2041_Economic_MW_After Competition Groups_62 | Wall Insulation | 0.02714% | 0 | 0.55278 | Commercial_2041_Economic_MW_After Competition Groups_Wall Insulation
Commercial | Com ¦ PTAC (12 EER/10,000 BTU) | 2041 | Technical | MW | After Competition Groups | 0.71235 | 0 | 0 | 2750.3931 | 0.000259 | 72 | Commercial_2041_Technical_MW_After Competition Groups_72 | PTAC (12 EER/10,000 BTU) | 0.0259% | 0 | 0.71235 | Commercial_2041_Technical_MW_After Competition Groups_PTAC (12 EER/10,000 BTU)
Commercial | Com ¦ Solar Water Preheat (Pools/DHW) | 2041 | Economic | MW | After Competition Groups | 0.50702 | 0 | 0 | 2036.9222 | 0.00024891 | 63 | Commercial_2041_Economic_MW_After Competition Groups_63 | Solar Water Preheat (Pools/DHW) | 0.02489% | 0 | 0.50702 | Commercial_2041_Economic_MW_After Competition Groups_Solar Water Preheat (Pools/DHW)
Commercial | Com ¦ High R-Value Glass Doors/no-heat glass door | 2041 | Achievable | MW | After Competition Groups | 0.45471 | 0 | 0 | 1836.9152 | 0.00024754 | 59 | Commercial_2041_Achievable_MW_After Competition Groups_59 | High R-Value Glass Doors/no-heat glass door | 0.02475% | 0 | 0.45471 | Commercial_2041_Achievable_MW_After Competition Groups_High R-Value Glass Doors/no-heat glass door
Commercial | COM ¦ Ductless Mini-Split Heat Pumps | 2041 | Economic | MW | After Competition Groups | 0.48432 | 0 | 0 | 2036.9222 | 0.00023777 | 64 | Commercial_2041_Economic_MW_After Competition Groups_64 | Ductless Mini-Split Heat Pumps | 0.02378% | 0 | 0.48432 | Commercial_2041_Economic_MW_After Competition Groups_Ductless Mini-Split Heat Pumps
Commercial | Com ¦ PTAC (12 EER/10,000 BTU) | 2041 | Achievable | MW | After Competition Groups | 0.43034 | 0 | 0 | 1836.9152 | 0.00023427 | 60 | Commercial_2041_Achievable_MW_After Competition Groups_60 | PTAC (12 EER/10,000 BTU) | 0.02343% | 0 | 0.43034 | Commercial_2041_Achievable_MW_After Competition Groups_PTAC (12 EER/10,000 BTU)
Commercial | Com ¦ Wall Insulation | 2041 | Technical | MW | After Competition Groups | 0.57623 | 0 | 0 | 2750.3931 | 0.00020951 | 73 | Commercial_2041_Technical_MW_After Competition Groups_73 | Wall Insulation | 0.02095% | 0 | 0.57623 | Commercial_2041_Technical_MW_After Competition Groups_Wall Insulation
Commercial | Com ¦ Solar Preheat Make up Air | 2041 | Technical | MW | After Competition Groups | 0.57012 | 0 | 0 | 2750.3931 | 0.00020728 | 74 | Commercial_2041_Technical_MW_After Competition Groups_74 | Solar Preheat Make up Air | 0.02073% | 0 | 0.57012 | Commercial_2041_Technical_MW_After Competition Groups_Solar Preheat Make up Air
Commercial | COM ¦ Ductless Mini-Split Heat Pumps | 2041 | Achievable | MW | After Competition Groups | 0.34088 | 0 | 0 | 1836.9152 | 0.00018557 | 61 | Commercial_2041_Achievable_MW_After Competition Groups_61 | Ductless Mini-Split Heat Pumps | 0.01856% | 0 | 0.34088 | Commercial_2041_Achievable_MW_After Competition Groups_Ductless Mini-Split Heat Pumps
Commercial | Com ¦ Solar Water Preheat (Pools/DHW) | 2041 | Technical | MW | After Competition Groups | 0.50702 | 0 | 0 | 2750.3931 | 0.00018434 | 75 | Commercial_2041_Technical_MW_After Competition Groups_75 | Solar Water Preheat (Pools/DHW) | 0.01843% | 0 | 0.50702 | Commercial_2041_Technical_MW_After Competition Groups_Solar Water Preheat (Pools/DHW)
Commercial | Com ¦ ECM MOTORS FOR HVAC APPLICATION (FAN-POWERED VAV BOX) | 2041 | Achievable | MW | After Competition Groups | 0.33447 | 0 | 0 | 1836.9152 | 0.00018208 | 62 | Commercial_2041_Achievable_MW_After Competition Groups_62 | ECM MOTORS FOR HVAC APPLICATION (FAN-POWERED VAV BOX) | 0.01821% | 0 | 0.33447 | Commercial_2041_Achievable_MW_After Competition Groups_ECM MOTORS FOR HVAC APPLICATION (FAN-POWERED VAV BOX)
Commercial | Com ¦ High Efficiency Chiller (avg of water and air cooled) | 2041 | Technical | MW | After Competition Groups | 0.49996 | 0 | 0 | 2750.3931 | 0.00018178 | 76 | Commercial_2041_Technical_MW_After Competition Groups_76 | High Efficiency Chiller (avg of water and air cooled) | 0.01818% | 0 | 0.49996 | Commercial_2041_Technical_MW_After Competition Groups_High Efficiency Chiller (avg of water and air cooled)
Commercial | COM ¦ Ductless Mini-Split Heat Pumps | 2041 | Technical | MW | After Competition Groups | 0.48432 | 0 | 0 | 2750.3931 | 0.00017609 | 77 | Commercial_2041_Technical_MW_After Competition Groups_77 | Ductless Mini-Split Heat Pumps | 0.01761% | 0 | 0.48432 | Commercial_2041_Technical_MW_After Competition Groups_Ductless Mini-Split Heat Pumps
Commercial | Com ¦ Solar Water Preheat (Pools/DHW) | 2041 | Achievable | MW | After Competition Groups | 0.31685 | 0 | 0 | 1836.9152 | 0.00017249 | 63 | Commercial_2041_Achievable_MW_After Competition Groups_63 | Solar Water Preheat (Pools/DHW) | 0.01725% | 0 | 0.31685 | Commercial_2041_Achievable_MW_After Competition Groups_Solar Water Preheat (Pools/DHW)
Commercial | Com ¦ Roof Insulation/Ceiling Insulation (R25 Code to R35) | 2041 | Achievable | MW | After Competition Groups | 0.30051 | 0 | 0 | 1836.9152 | 0.00016359 | 64 | Commercial_2041_Achievable_MW_After Competition Groups_64 | Roof Insulation/Ceiling Insulation (R25 Code to R35) | 0.01636% | 0 | 0.30051 | Commercial_2041_Achievable_MW_After Competition Groups_Roof Insulation/Ceiling Insulation (R25 Code to R35)
Commercial | Com ¦ ECM MOTORS FOR HVAC APPLICATION (FAN-POWERED VAV BOX) | 2041 | Economic | MW | After Competition Groups | 0.32983 | 0 | 0 | 2036.9222 | 0.00016192 | 65 | Commercial_2041_Economic_MW_After Competition Groups_65 | ECM MOTORS FOR HVAC APPLICATION (FAN-POWERED VAV BOX) | 0.01619% | 0 | 0.32983 | Commercial_2041_Economic_MW_After Competition Groups_ECM MOTORS FOR HVAC APPLICATION (FAN-POWERED VAV BOX)
Commercial | Com ¦ Efficient compressor motor | 2041 | Technical | MW | After Competition Groups | 0.43491 | 0 | 0 | 2750.3931 | 0.00015813 | 78 | Commercial_2041_Technical_MW_After Competition Groups_78 | Efficient compressor motor | 0.01581% | 0 | 0.43491 | Commercial_2041_Technical_MW_After Competition Groups_Efficient compressor motor
Commercial | Com ¦ SYNCHRONOUS BELT | 2041 | Economic | MW | After Competition Groups | 0.32059 | 0 | 0 | 2036.9222 | 0.00015739 | 66 | Commercial_2041_Economic_MW_After Competition Groups_66 | SYNCHRONOUS BELT | 0.01574% | 0 | 0.32059 | Commercial_2041_Economic_MW_After Competition Groups_SYNCHRONOUS BELT
Commercial | Com ¦ Wall Insulation | 2041 | Achievable | MW | After Competition Groups | 0.2607 | 0 | 0 | 1836.9152 | 0.00014192 | 65 | Commercial_2041_Achievable_MW_After Competition Groups_65 | Wall Insulation | 0.01419% | 0 | 0.2607 | Commercial_2041_Achievable_MW_After Competition Groups_Wall Insulation
Commercial | Com ¦ Commercial Hot Food Holding Cabinets | 2041 | Technical | MW | After Competition Groups | 0.3666 | 0 | 0 | 2750.3931 | 0.00013329 | 79 | Commercial_2041_Technical_MW_After Competition Groups_79 | Commercial Hot Food Holding Cabinets | 0.01333% | 0 | 0.3666 | Commercial_2041_Technical_MW_After Competition Groups_Commercial Hot Food Holding Cabinets
Commercial | Com ¦ Efficient compressor motor | 2041 | Economic | MW | After Competition Groups | 0.24615 | 0 | 0 | 2036.9222 | 0.00012084 | 67 | Commercial_2041_Economic_MW_After Competition Groups_67 | Efficient compressor motor | 0.01208% | 0 | 0.24615 | Commercial_2041_Economic_MW_After Competition Groups_Efficient compressor motor
Commercial | Com ¦ ECM MOTORS FOR HVAC APPLICATION (FAN-POWERED VAV BOX) | 2041 | Technical | MW | After Competition Groups | 0.33056 | 0 | 0 | 2750.3931 | 0.00012019 | 80 | Commercial_2041_Technical_MW_After Competition Groups_80 | ECM MOTORS FOR HVAC APPLICATION (FAN-POWERED VAV BOX) | 0.01202% | 0 | 0.33056 | Commercial_2041_Technical_MW_After Competition Groups_ECM MOTORS FOR HVAC APPLICATION (FAN-POWERED VAV BOX)
Commercial | Com ¦ Efficient compressor motor | 2041 | Achievable | MW | After Competition Groups | 0.21439 | 0 | 0 | 1836.9152 | 0.00011671 | 66 | Commercial_2041_Achievable_MW_After Competition Groups_66 | Efficient compressor motor | 0.01167% | 0 | 0.21439 | Commercial_2041_Achievable_MW_After Competition Groups_Efficient compressor motor
Commercial | Com ¦ HVAC Optimization | 2041 | Technical | MW | After Competition Groups | 0.28613 | 0 | 0 | 2750.3931 | 0.00010403 | 81 | Commercial_2041_Technical_MW_After Competition Groups_81 | HVAC Optimization | 0.0104% | 0 | 0.28613 | Commercial_2041_Technical_MW_After Competition Groups_HVAC Optimization
Commercial | Com ¦ CEE Tier 2/Energy Star Clothes Washers | 2041 | Economic | MW | After Competition Groups | 0.21037 | 0 | 0 | 2036.9222 | 0.00010328 | 68 | Commercial_2041_Economic_MW_After Competition Groups_68 | CEE Tier 2/Energy Star Clothes Washers | 0.01033% | 0 | 0.21037 | Commercial_2041_Economic_MW_After Competition Groups_CEE Tier 2/Energy Star Clothes Washers
Commercial | Com ¦ High Efficiency Small Instantaneous Water Heater | 2041 | Achievable | MW | After Competition Groups | 0.18886 | 0 | 0 | 1836.9152 | 0.00010281 | 67 | Commercial_2041_Achievable_MW_After Competition Groups_67 | High Efficiency Small Instantaneous Water Heater | 0.01028% | 0 | 0.18886 | Commercial_2041_Achievable_MW_After Competition Groups_High Efficiency Small Instantaneous Water Heater
Commercial | Com ¦ Auto Off Time Switch or Time Clock control | 2041 | Achievable | MW | After Competition Groups | 0.18774 | 0 | 0 | 1836.9152 | 0.0001022 | 68 | Commercial_2041_Achievable_MW_After Competition Groups_68 | Auto Off Time Switch or Time Clock control | 0.01022% | 0 | 0.18774 | Commercial_2041_Achievable_MW_After Competition Groups_Auto Off Time Switch or Time Clock control
Commercial | Com ¦ Auto Off Time Switch or Time Clock control | 2041 | Economic | MW | After Competition Groups | 0.19922 | 0 | 0 | 2036.9222 | 9.7805e-05 | 69 | Commercial_2041_Economic_MW_After Competition Groups_69 | Auto Off Time Switch or Time Clock control | 0.009781% | 0 | 0.19922 | Commercial_2041_Economic_MW_After Competition Groups_Auto Off Time Switch or Time Clock control
Commercial | Com ¦ CEE Tier 2/Energy Star Clothes Washers | 2041 | Achievable | MW | After Competition Groups | 0.17262 | 0 | 0 | 1836.9152 | 9.3973e-05 | 69 | Commercial_2041_Achievable_MW_After Competition Groups_69 | CEE Tier 2/Energy Star Clothes Washers | 0.009397% | 0 | 0.17262 | Commercial_2041_Achievable_MW_After Competition Groups_CEE Tier 2/Energy Star Clothes Washers
Commercial | Com ¦ HVAC Optimization | 2041 | Economic | MW | After Competition Groups | 0.17157 | 0 | 0 | 2036.9222 | 8.4232e-05 | 70 | Commercial_2041_Economic_MW_After Competition Groups_70 | HVAC Optimization | 0.008423% | 0 | 0.17157 | Commercial_2041_Economic_MW_After Competition Groups_HVAC Optimization
Commercial | Com ¦ Demand controlled Circulating Systems | 2041 | Achievable | MW | After Competition Groups | 0.14998 | 0 | 0 | 1836.9152 | 8.1649e-05 | 70 | Commercial_2041_Achievable_MW_After Competition Groups_70 | Demand controlled Circulating Systems | 0.008165% | 0 | 0.14998 | Commercial_2041_Achievable_MW_After Competition Groups_Demand controlled Circulating Systems
Commercial | Com ¦ CEE Tier 2/Energy Star Clothes Washers | 2041 | Technical | MW | After Competition Groups | 0.21037 | 0 | 0 | 2750.3931 | 7.6487e-05 | 82 | Commercial_2041_Technical_MW_After Competition Groups_82 | CEE Tier 2/Energy Star Clothes Washers | 0.007649% | 0 | 0.21037 | Commercial_2041_Technical_MW_After Competition Groups_CEE Tier 2/Energy Star Clothes Washers
Commercial | Com ¦ Auto Off Time Switch or Time Clock control | 2041 | Technical | MW | After Competition Groups | 0.19922 | 0 | 0 | 2750.3931 | 7.2434e-05 | 83 | Commercial_2041_Technical_MW_After Competition Groups_83 | Auto Off Time Switch or Time Clock control | 0.007243% | 0 | 0.19922 | Commercial_2041_Technical_MW_After Competition Groups_Auto Off Time Switch or Time Clock control
Commercial | Com ¦ HVAC Optimization | 2041 | Achievable | MW | After Competition Groups | 0.13055 | 0 | 0 | 1836.9152 | 7.1068e-05 | 71 | Commercial_2041_Achievable_MW_After Competition Groups_71 | HVAC Optimization | 0.007107% | 0 | 0.13055 | Commercial_2041_Achievable_MW_After Competition Groups_HVAC Optimization
Commercial | Com ¦ Notched V belts for HVAC Systems | 2041 | Achievable | MW | After Competition Groups | 0.12537 | 0 | 0 | 1836.9152 | 6.8251e-05 | 72 | Commercial_2041_Achievable_MW_After Competition Groups_72 | Notched V belts for HVAC Systems | 0.006825% | 0 | 0.12537 | Commercial_2041_Achievable_MW_After Competition Groups_Notched V belts for HVAC Systems
Commercial | Com ¦ Commercial Hot Food Holding Cabinets | 2041 | Economic | MW | After Competition Groups | 0.13841 | 0 | 0 | 2036.9222 | 6.795e-05 | 71 | Commercial_2041_Economic_MW_After Competition Groups_71 | Commercial Hot Food Holding Cabinets | 0.006795% | 0 | 0.13841 | Commercial_2041_Economic_MW_After Competition Groups_Commercial Hot Food Holding Cabinets
Commercial | Com ¦ Demand controlled Circulating Systems | 2041 | Economic | MW | After Competition Groups | 0.12185 | 0 | 0 | 2036.9222 | 5.9821e-05 | 72 | Commercial_2041_Economic_MW_After Competition Groups_72 | Demand controlled Circulating Systems | 0.005982% | 0 | 0.12185 | Commercial_2041_Economic_MW_After Competition Groups_Demand controlled Circulating Systems
Commercial | Com ¦ Low Flow Pre-Rinse Spray Nozzle | 2041 | Economic | MW | After Competition Groups | 0.11627 | 0 | 0 | 2036.9222 | 5.7079e-05 | 73 | Commercial_2041_Economic_MW_After Competition Groups_73 | Low Flow Pre-Rinse Spray Nozzle | 0.005708% | 0 | 0.11627 | Commercial_2041_Economic_MW_After Competition Groups_Low Flow Pre-Rinse Spray Nozzle
Commercial | Com ¦ Heat Pump Water Heater (50 Gallons) | 2041 | Technical | MW | After Competition Groups | 0.15117 | 0 | 0 | 2750.3931 | 5.4964e-05 | 84 | Commercial_2041_Technical_MW_After Competition Groups_84 | Heat Pump Water Heater (50 Gallons) | 0.005496% | 0 | 0.15117 | Commercial_2041_Technical_MW_After Competition Groups_Heat Pump Water Heater (50 Gallons)
Commercial | Com ¦ Commercial Hot Food Holding Cabinets | 2041 | Achievable | MW | After Competition Groups | 0.097324 | 0 | 0 | 1836.9152 | 5.2982e-05 | 73 | Commercial_2041_Achievable_MW_After Competition Groups_73 | Commercial Hot Food Holding Cabinets | 0.005298% | 0 | 0.097324 | Commercial_2041_Achievable_MW_After Competition Groups_Commercial Hot Food Holding Cabinets
Commercial | Com ¦ Energy Recovery Ventilation and Ventilation (Enhanced) | 2041 | Technical | MW | After Competition Groups | 0.14155 | 0 | 0 | 2750.3931 | 5.1466e-05 | 85 | Commercial_2041_Technical_MW_After Competition Groups_85 | Energy Recovery Ventilation and Ventilation (Enhanced) | 0.005147% | 0 | 0.14155 | Commercial_2041_Technical_MW_After Competition Groups_Energy Recovery Ventilation and Ventilation (Enhanced)
Commercial | Com ¦ Low Flow Pre-Rinse Spray Nozzle | 2041 | Achievable | MW | After Competition Groups | 0.08902 | 0 | 0 | 1836.9152 | 4.8462e-05 | 74 | Commercial_2041_Achievable_MW_After Competition Groups_74 | Low Flow Pre-Rinse Spray Nozzle | 0.004846% | 0 | 0.08902 | Commercial_2041_Achievable_MW_After Competition Groups_Low Flow Pre-Rinse Spray Nozzle
Commercial | Com ¦ Demand controlled Circulating Systems | 2041 | Technical | MW | After Competition Groups | 0.12185 | 0 | 0 | 2750.3931 | 4.4303e-05 | 86 | Commercial_2041_Technical_MW_After Competition Groups_86 | Demand controlled Circulating Systems | 0.00443% | 0 | 0.12185 | Commercial_2041_Technical_MW_After Competition Groups_Demand controlled Circulating Systems
Commercial | Com ¦ Low Flow Pre-Rinse Spray Nozzle | 2041 | Technical | MW | After Competition Groups | 0.11627 | 0 | 0 | 2750.3931 | 4.2272e-05 | 87 | Commercial_2041_Technical_MW_After Competition Groups_87 | Low Flow Pre-Rinse Spray Nozzle | 0.004227% | 0 | 0.11627 | Commercial_2041_Technical_MW_After Competition Groups_Low Flow Pre-Rinse Spray Nozzle
Commercial | Com ¦ Room AC (w/ louvered sides) 14 SEER from 12 SEER code | 2041 | Achievable | MW | After Competition Groups | 0.077081 | 0 | 0 | 1836.9152 | 4.1962e-05 | 75 | Commercial_2041_Achievable_MW_After Competition Groups_75 | Room AC (w/ louvered sides) 14 SEER from 12 SEER code | 0.004196% | 0 | 0.077081 | Commercial_2041_Achievable_MW_After Competition Groups_Room AC (w/ louvered sides) 14 SEER from 12 SEER code
Commercial | Com ¦ High Efficiency Chiller (avg of water and air cooled) | 2041 | Achievable | MW | After Competition Groups | 0.073701 | 0 | 0 | 1836.9152 | 4.0122e-05 | 76 | Commercial_2041_Achievable_MW_After Competition Groups_76 | High Efficiency Chiller (avg of water and air cooled) | 0.004012% | 0 | 0.073701 | Commercial_2041_Achievable_MW_After Competition Groups_High Efficiency Chiller (avg of water and air cooled)
Commercial | Com ¦ High Efficiency Chiller (avg of water and air cooled) | 2041 | Economic | MW | After Competition Groups | 0.072312 | 0 | 0 | 2036.9222 | 3.55e-05 | 74 | Commercial_2041_Economic_MW_After Competition Groups_74 | High Efficiency Chiller (avg of water and air cooled) | 0.00355% | 0 | 0.072312 | Commercial_2041_Economic_MW_After Competition Groups_High Efficiency Chiller (avg of water and air cooled)
Commercial | Com ¦ Room AC (w/ louvered sides) 14 SEER from 12 SEER code | 2041 | Economic | MW | After Competition Groups | 0.071152 | 0 | 0 | 2036.9222 | 3.4931e-05 | 75 | Commercial_2041_Economic_MW_After Competition Groups_75 | Room AC (w/ louvered sides) 14 SEER from 12 SEER code | 0.003493% | 0 | 0.071152 | Commercial_2041_Economic_MW_After Competition Groups_Room AC (w/ louvered sides) 14 SEER from 12 SEER code
Commercial | Com ¦ Condensing Unit Heaters or other Efficient Unit Heating System | 2041 | Achievable | MW | After Competition Groups | 0.050822 | 0 | 0 | 1836.9152 | 2.7667e-05 | 77 | Commercial_2041_Achievable_MW_After Competition Groups_77 | Condensing Unit Heaters or other Efficient Unit Heating System | 0.002767% | 0 | 0.050822 | Commercial_2041_Achievable_MW_After Competition Groups_Condensing Unit Heaters or other Efficient Unit Heating System
Commercial | Com ¦ Notched V belts for HVAC Systems | 2041 | Economic | MW | After Competition Groups | 0.047052 | 0 | 0 | 2036.9222 | 2.3099e-05 | 76 | Commercial_2041_Economic_MW_After Competition Groups_76 | Notched V belts for HVAC Systems | 0.00231% | 0 | 0.047052 | Commercial_2041_Economic_MW_After Competition Groups_Notched V belts for HVAC Systems
Commercial | Com ¦ Condensing Unit Heaters or other Efficient Unit Heating System | 2041 | Economic | MW | After Competition Groups | 0.041628 | 0 | 0 | 2036.9222 | 2.0437e-05 | 77 | Commercial_2041_Economic_MW_After Competition Groups_77 | Condensing Unit Heaters or other Efficient Unit Heating System | 0.002044% | 0 | 0.041628 | Commercial_2041_Economic_MW_After Competition Groups_Condensing Unit Heaters or other Efficient Unit Heating System
Commercial | Com ¦ VSD Air Compressor | 2041 | Economic | MW | After Competition Groups | 0.039577 | 0 | 0 | 2036.9222 | 1.943e-05 | 78 | Commercial_2041_Economic_MW_After Competition Groups_78 | VSD Air Compressor | 0.001943% | 0 | 0.039577 | Commercial_2041_Economic_MW_After Competition Groups_VSD Air Compressor
Commercial | Com ¦ Energy Recovery Ventilation and Ventilation (Enhanced) | 2041 | Achievable | MW | After Competition Groups | 0.034655 | 0 | 0 | 1836.9152 | 1.8866e-05 | 78 | Commercial_2041_Achievable_MW_After Competition Groups_78 | Energy Recovery Ventilation and Ventilation (Enhanced) | 0.001887% | 0 | 0.034655 | Commercial_2041_Achievable_MW_After Competition Groups_Energy Recovery Ventilation and Ventilation (Enhanced)
Commercial | Com ¦ SYNCHRONOUS BELT | 2041 | Achievable | MW | After Competition Groups | 0.03189 | 0 | 0 | 1836.9152 | 1.7361e-05 | 79 | Commercial_2041_Achievable_MW_After Competition Groups_79 | SYNCHRONOUS BELT | 0.001736% | 0 | 0.03189 | Commercial_2041_Achievable_MW_After Competition Groups_SYNCHRONOUS BELT
Commercial | Com ¦ VSD Air Compressor | 2041 | Achievable | MW | After Competition Groups | 0.030041 | 0 | 0 | 1836.9152 | 1.6354e-05 | 80 | Commercial_2041_Achievable_MW_After Competition Groups_80 | VSD Air Compressor | 0.001635% | 0 | 0.030041 | Commercial_2041_Achievable_MW_After Competition Groups_VSD Air Compressor
Commercial | Com ¦ Condensing Unit Heaters or other Efficient Unit Heating System | 2041 | Technical | MW | After Competition Groups | 0.041628 | 0 | 0 | 2750.3931 | 1.5135e-05 | 88 | Commercial_2041_Technical_MW_After Competition Groups_88 | Condensing Unit Heaters or other Efficient Unit Heating System | 0.001514% | 0 | 0.041628 | Commercial_2041_Technical_MW_After Competition Groups_Condensing Unit Heaters or other Efficient Unit Heating System
Commercial | Com ¦ eCube | 2041 | Technical | MW | After Competition Groups | 0.040555 | 0 | 0 | 2750.3931 | 1.4745e-05 | 89 | Commercial_2041_Technical_MW_After Competition Groups_89 | eCube | 0.001475% | 0 | 0.040555 | Commercial_2041_Technical_MW_After Competition Groups_eCube
Commercial | Com ¦ VSD Air Compressor | 2041 | Technical | MW | After Competition Groups | 0.039577 | 0 | 0 | 2750.3931 | 1.4389e-05 | 90 | Commercial_2041_Technical_MW_After Competition Groups_90 | VSD Air Compressor | 0.001439% | 0 | 0.039577 | Commercial_2041_Technical_MW_After Competition Groups_VSD Air Compressor
Commercial | Com ¦ EC Plug Fan for Data Center (under cabinet) | 2041 | Economic | MW | After Competition Groups | 0.028838 | 0 | 0 | 2036.9222 | 1.4158e-05 | 79 | Commercial_2041_Economic_MW_After Competition Groups_79 | EC Plug Fan for Data Center (under cabinet) | 0.001416% | 0 | 0.028838 | Commercial_2041_Economic_MW_After Competition Groups_EC Plug Fan for Data Center (under cabinet)
Commercial | Com ¦ EC Plug Fan for Data Center (under cabinet) | 2041 | Technical | MW | After Competition Groups | 0.028838 | 0 | 0 | 2750.3931 | 1.0485e-05 | 91 | Commercial_2041_Technical_MW_After Competition Groups_91 | EC Plug Fan for Data Center (under cabinet) | 0.001048% | 0 | 0.028838 | Commercial_2041_Technical_MW_After Competition Groups_EC Plug Fan for Data Center (under cabinet)
Commercial | Com ¦ EC Plug Fan for Data Center (under cabinet) | 2041 | Achievable | MW | After Competition Groups | 0.018139 | 0 | 0 | 1836.9152 | 9.8746e-06 | 81 | Commercial_2041_Achievable_MW_After Competition Groups_81 | EC Plug Fan for Data Center (under cabinet) | 0.0009875% | 0 | 0.018139 | Commercial_2041_Achievable_MW_After Competition Groups_EC Plug Fan for Data Center (under cabinet)
Commercial | Com ¦ Exterior Photocell | 2041 | Technical | MW | After Competition Groups | 0.01351 | 0 | 0 | 2750.3931 | 4.9122e-06 | 92 | Commercial_2041_Technical_MW_After Competition Groups_92 | Exterior Photocell | 0.0004912% | 0 | 0.01351 | Commercial_2041_Technical_MW_After Competition Groups_Exterior Photocell
Commercial | Com ¦ Air Curtains | 2041 | Achievable | MW | After Competition Groups | 0.0078943 | 0 | 0 | 1836.9152 | 4.2976e-06 | 82 | Commercial_2041_Achievable_MW_After Competition Groups_82 | Air Curtains | 0.0004298% | 0 | 0.0078943 | Commercial_2041_Achievable_MW_After Competition Groups_Air Curtains
Commercial | Com ¦ Ground Source Heat Pump | 2041 | Achievable | MW | After Competition Groups | 0.0074384 | 0 | 0 | 1836.9152 | 4.0494e-06 | 83 | Commercial_2041_Achievable_MW_After Competition Groups_83 | Ground Source Heat Pump | 0.0004049% | 0 | 0.0074384 | Commercial_2041_Achievable_MW_After Competition Groups_Ground Source Heat Pump
Commercial | Com ¦ Air Curtains | 2041 | Economic | MW | After Competition Groups | 0.0081646 | 0 | 0 | 2036.9222 | 4.0083e-06 | 80 | Commercial_2041_Economic_MW_After Competition Groups_80 | Air Curtains | 0.0004008% | 0 | 0.0081646 | Commercial_2041_Economic_MW_After Competition Groups_Air Curtains
Commercial | Com ¦ Air Curtains | 2041 | Technical | MW | After Competition Groups | 0.0081646 | 0 | 0 | 2750.3931 | 2.9685e-06 | 93 | Commercial_2041_Technical_MW_After Competition Groups_93 | Air Curtains | 0.0002969% | 0 | 0.0081646 | Commercial_2041_Technical_MW_After Competition Groups_Air Curtains
Commercial | Com ¦ High Efficiency Induction Cooking | 2041 | Technical | MW | After Competition Groups | 0.0015178 | 0 | 0 | 2750.3931 | 5.5184e-07 | 94 | Commercial_2041_Technical_MW_After Competition Groups_94 | High Efficiency Induction Cooking | 5.518e-05% | 0 | 0.0015178 | Commercial_2041_Technical_MW_After Competition Groups_High Efficiency Induction Cooking
Commercial | Com ¦ Electric Convection Combination Ovens | 2041 | Economic | MW | After Competition Groups | 0.00051256 | 0 | 0 | 2036.9222 | 2.5164e-07 | 81 | Commercial_2041_Economic_MW_After Competition Groups_81 | Electric Convection Combination Ovens | 2.516e-05% | 0 | 0.00051256 | Commercial_2041_Economic_MW_After Competition Groups_Electric Convection Combination Ovens
Commercial | Com ¦ Electric Convection Combination Ovens | 2041 | Achievable | MW | After Competition Groups | 0.00042811 | 0 | 0 | 1836.9152 | 2.3306e-07 | 84 | Commercial_2041_Achievable_MW_After Competition Groups_84 | Electric Convection Combination Ovens | 2.331e-05% | 0 | 0.00042811 | Commercial_2041_Achievable_MW_After Competition Groups_Electric Convection Combination Ovens
Commercial | Com ¦ Electric Convection Combination Ovens | 2041 | Technical | MW | After Competition Groups | 0.00051256 | 0 | 0 | 2750.3931 | 1.8636e-07 | 95 | Commercial_2041_Technical_MW_After Competition Groups_95 | Electric Convection Combination Ovens | 1.864e-05% | 0 | 0.00051256 | Commercial_2041_Technical_MW_After Competition Groups_Electric Convection Combination Ovens
Commercial | Com ¦ LLLC - Low Impact Application | 2041 | Achievable | MW | After Competition Groups | 1.1037e-19 | 0 | 0 | 1836.9152 | 6.0084e-23 | 85 | Commercial_2041_Achievable_MW_After Competition Groups_85 | LLLC - Low Impact Application | 6.008e-21% | 0 | 1.1037e-19 | Commercial_2041_Achievable_MW_After Competition Groups_LLLC - Low Impact Application
Commercial | Com ¦ LLLC - High Impact Application | 2041 | Achievable | MW | After Competition Groups | 5.3524e-20 | 0 | 0 | 1836.9152 | 2.9138e-23 | 86 | Commercial_2041_Achievable_MW_After Competition Groups_86 | LLLC - High Impact Application | 2.914e-21% | 0 | 5.3524e-20 | Commercial_2041_Achievable_MW_After Competition Groups_LLLC - High Impact Application
Commercial | Com ¦ Networked/Connected - High Impact Application | 2041 | Achievable | MW | After Competition Groups | 1.2167e-21 | 0 | 0 | 1836.9152 | 6.6234e-25 | 87 | Commercial_2041_Achievable_MW_After Competition Groups_87 | Networked/Connected - High Impact Application | 6.623e-23% | 0 | 1.2167e-21 | Commercial_2041_Achievable_MW_After Competition Groups_Networked/Connected - High Impact Application
Commercial | Com ¦ Networked/Connected - Low Impact Application | 2041 | Achievable | MW | After Competition Groups | 5.1825e-22 | 0 | 0 | 1836.9152 | 2.8213e-25 | 88 | Commercial_2041_Achievable_MW_After Competition Groups_88 | Networked/Connected - Low Impact Application | 2.821e-23% | 0 | 5.1825e-22 | Commercial_2041_Achievable_MW_After Competition Groups_Networked/Connected - Low Impact Application
Commercial | Com ¦ Building Recommissioning, Operations and Maintenance (O&M) Improvements | 2042 | Achievable | MW | After Competition Groups | 210.2643 | 0 | 0 | 1887.9343 | 0.11137 | 1 | Commercial_2042_Achievable_MW_After Competition Groups_1 | Building Recommissioning, Operations and Maintenance (O&M) Improvements | 11.14% | 0 | 210.2643 | Commercial_2042_Achievable_MW_After Competition Groups_Building Recommissioning, Operations and Maintenance (O&M) Improvements
Commercial | Com ¦ High Efficiency Air Source Heat Pump | 2042 | Economic | MW | After Competition Groups | 226.8427 | 0 | 0 | 2051.6287 | 0.11057 | 1 | Commercial_2042_Economic_MW_After Competition Groups_1 | High Efficiency Air Source Heat Pump | 11.06% | 0 | 226.8427 | Commercial_2042_Economic_MW_After Competition Groups_High Efficiency Air Source Heat Pump
Commercial | Com ¦ Building Recommissioning, Operations and Maintenance (O&M) Improvements | 2042 | Economic | MW | After Competition Groups | 223.3991 | 0 | 0 | 2051.6287 | 0.10889 | 2 | Commercial_2042_Economic_MW_After Competition Groups_2 | Building Recommissioning, Operations and Maintenance (O&M) Improvements | 10.89% | 0 | 223.3991 | Commercial_2042_Economic_MW_After Competition Groups_Building Recommissioning, Operations and Maintenance (O&M) Improvements
Commercial | Com ¦ Central Lighting Control System | 2042 | Technical | MW | After Competition Groups | 301.3425 | 0 | 0 | 2774.8811 | 0.1086 | 1 | Commercial_2042_Technical_MW_After Competition Groups_1 | Central Lighting Control System | 10.86% | 0 | 301.3425 | Commercial_2042_Technical_MW_After Competition Groups_Central Lighting Control System
Commercial | Com ¦ Education and Capacity Building/Energy Behavior | 2042 | Achievable | MW | After Competition Groups | 198.3192 | 0 | 0 | 1887.9343 | 0.10505 | 2 | Commercial_2042_Achievable_MW_After Competition Groups_2 | Education and Capacity Building/Energy Behavior | 10.5% | 0 | 198.3192 | Commercial_2042_Achievable_MW_After Competition Groups_Education and Capacity Building/Energy Behavior
Commercial | Com ¦ LED Low/High Bay | 2042 | Achievable | MW | After Competition Groups | 190.7668 | 0 | 0 | 1887.9343 | 0.10105 | 3 | Commercial_2042_Achievable_MW_After Competition Groups_3 | LED Low/High Bay | 10.1% | 0 | 190.7668 | Commercial_2042_Achievable_MW_After Competition Groups_LED Low/High Bay
Commercial | Com ¦ Education and Capacity Building/Energy Behavior | 2042 | Economic | MW | After Competition Groups | 199.7527 | 0 | 0 | 2051.6287 | 0.097363 | 3 | Commercial_2042_Economic_MW_After Competition Groups_3 | Education and Capacity Building/Energy Behavior | 9.736% | 0 | 199.7527 | Commercial_2042_Economic_MW_After Competition Groups_Education and Capacity Building/Energy Behavior
Commercial | Com ¦ High Efficiency Air Source Heat Pump | 2042 | Technical | MW | After Competition Groups | 226.8427 | 0 | 0 | 2774.8811 | 0.081749 | 2 | Commercial_2042_Technical_MW_After Competition Groups_2 | High Efficiency Air Source Heat Pump | 8.175% | 0 | 226.8427 | Commercial_2042_Technical_MW_After Competition Groups_High Efficiency Air Source Heat Pump
Commercial | Com ¦ Building Recommissioning, Operations and Maintenance (O&M) Improvements | 2042 | Technical | MW | After Competition Groups | 223.3991 | 0 | 0 | 2774.8811 | 0.080508 | 3 | Commercial_2042_Technical_MW_After Competition Groups_3 | Building Recommissioning, Operations and Maintenance (O&M) Improvements | 8.051% | 0 | 223.3991 | Commercial_2042_Technical_MW_After Competition Groups_Building Recommissioning, Operations and Maintenance (O&M) Improvements
Commercial | Com ¦ LED Low/High Bay | 2042 | Economic | MW | After Competition Groups | 158.3801 | 0 | 0 | 2051.6287 | 0.077197 | 4 | Commercial_2042_Economic_MW_After Competition Groups_4 | LED Low/High Bay | 7.72% | 0 | 158.3801 | Commercial_2042_Economic_MW_After Competition Groups_LED Low/High Bay
Commercial | Com ¦ LED Troffer/Surface/Suspended | 2042 | Achievable | MW | After Competition Groups | 144.1062 | 0 | 0 | 1887.9343 | 0.07633 | 4 | Commercial_2042_Achievable_MW_After Competition Groups_4 | LED Troffer/Surface/Suspended | 7.633% | 0 | 144.1062 | Commercial_2042_Achievable_MW_After Competition Groups_LED Troffer/Surface/Suspended
Commercial | Com ¦ ENERGY STAR LED LAMPS (REFLECTOR LAMPs/MR16/PAR 16) | 2042 | Achievable | MW | After Competition Groups | 142.3132 | 0 | 0 | 1887.9343 | 0.07538 | 5 | Commercial_2042_Achievable_MW_After Competition Groups_5 | ENERGY STAR LED LAMPS (REFLECTOR LAMPs/MR16/PAR 16) | 7.538% | 0 | 142.3132 | Commercial_2042_Achievable_MW_After Competition Groups_ENERGY STAR LED LAMPS (REFLECTOR LAMPs/MR16/PAR 16)
Commercial | Com ¦ Education and Capacity Building/Energy Behavior | 2042 | Technical | MW | After Competition Groups | 199.7527 | 0 | 0 | 2774.8811 | 0.071986 | 4 | Commercial_2042_Technical_MW_After Competition Groups_4 | Education and Capacity Building/Energy Behavior | 7.199% | 0 | 199.7527 | Commercial_2042_Technical_MW_After Competition Groups_Education and Capacity Building/Energy Behavior
Commercial | Com ¦ ENERGY STAR LED LAMPS (REFLECTOR LAMPs/MR16/PAR 16) | 2042 | Economic | MW | After Competition Groups | 140.0357 | 0 | 0 | 2051.6287 | 0.068256 | 5 | Commercial_2042_Economic_MW_After Competition Groups_5 | ENERGY STAR LED LAMPS (REFLECTOR LAMPs/MR16/PAR 16) | 6.826% | 0 | 140.0357 | Commercial_2042_Economic_MW_After Competition Groups_ENERGY STAR LED LAMPS (REFLECTOR LAMPs/MR16/PAR 16)
Commercial | Com ¦ Variable Refrigerant Flow Heat Pump | 2042 | Technical | MW | After Competition Groups | 159.1394 | 0 | 0 | 2774.8811 | 0.05735 | 5 | Commercial_2042_Technical_MW_After Competition Groups_5 | Variable Refrigerant Flow Heat Pump | 5.735% | 0 | 159.1394 | Commercial_2042_Technical_MW_After Competition Groups_Variable Refrigerant Flow Heat Pump
Commercial | Com ¦ LED Low/High Bay | 2042 | Technical | MW | After Competition Groups | 158.3801 | 0 | 0 | 2774.8811 | 0.057076 | 6 | Commercial_2042_Technical_MW_After Competition Groups_6 | LED Low/High Bay | 5.708% | 0 | 158.3801 | Commercial_2042_Technical_MW_After Competition Groups_LED Low/High Bay
Commercial | Com ¦ LED Troffer/Surface/Suspended | 2042 | Economic | MW | After Competition Groups | 115.9222 | 0 | 0 | 2051.6287 | 0.056503 | 6 | Commercial_2042_Economic_MW_After Competition Groups_6 | LED Troffer/Surface/Suspended | 5.65% | 0 | 115.9222 | Commercial_2042_Economic_MW_After Competition Groups_LED Troffer/Surface/Suspended
Commercial | Com ¦ Unitary Air-Conditioning Unit | 2042 | Technical | MW | After Competition Groups | 151.226 | 0 | 0 | 2774.8811 | 0.054498 | 7 | Commercial_2042_Technical_MW_After Competition Groups_7 | Unitary Air-Conditioning Unit | 5.45% | 0 | 151.226 | Commercial_2042_Technical_MW_After Competition Groups_Unitary Air-Conditioning Unit
Commercial | Com ¦ LED Replacement Lamp (Tube) | 2042 | Economic | MW | After Competition Groups | 110.0165 | 0 | 0 | 2051.6287 | 0.053624 | 7 | Commercial_2042_Economic_MW_After Competition Groups_7 | LED Replacement Lamp (Tube) | 5.362% | 0 | 110.0165 | Commercial_2042_Economic_MW_After Competition Groups_LED Replacement Lamp (Tube)
Commercial | Com ¦ High Efficiency Air Source Heat Pump | 2042 | Achievable | MW | After Competition Groups | 97.4714 | 0 | 0 | 1887.9343 | 0.051629 | 6 | Commercial_2042_Achievable_MW_After Competition Groups_6 | High Efficiency Air Source Heat Pump | 5.163% | 0 | 97.4714 | Commercial_2042_Achievable_MW_After Competition Groups_High Efficiency Air Source Heat Pump
Commercial | Com ¦ ENERGY STAR LED LAMPS (REFLECTOR LAMPs/MR16/PAR 16) | 2042 | Technical | MW | After Competition Groups | 141.6466 | 0 | 0 | 2774.8811 | 0.051046 | 8 | Commercial_2042_Technical_MW_After Competition Groups_8 | ENERGY STAR LED LAMPS (REFLECTOR LAMPs/MR16/PAR 16) | 5.105% | 0 | 141.6466 | Commercial_2042_Technical_MW_After Competition Groups_ENERGY STAR LED LAMPS (REFLECTOR LAMPs/MR16/PAR 16)
Commercial | Com ¦ Unitary Air-Conditioning Unit | 2042 | Achievable | MW | After Competition Groups | 94.5381 | 0 | 0 | 1887.9343 | 0.050075 | 7 | Commercial_2042_Achievable_MW_After Competition Groups_7 | Unitary Air-Conditioning Unit | 5.007% | 0 | 94.5381 | Commercial_2042_Achievable_MW_After Competition Groups_Unitary Air-Conditioning Unit
Commercial | Com ¦ Advanced BAS/Controllers | 2042 | Economic | MW | After Competition Groups | 102.3762 | 0 | 0 | 2051.6287 | 0.0499 | 8 | Commercial_2042_Economic_MW_After Competition Groups_8 | Advanced BAS/Controllers | 4.99% | 0 | 102.3762 | Commercial_2042_Economic_MW_After Competition Groups_Advanced BAS/Controllers
Commercial | Com ¦ LED Replacement Lamp (Tube) | 2042 | Achievable | MW | After Competition Groups | 92.0168 | 0 | 0 | 1887.9343 | 0.048739 | 8 | Commercial_2042_Achievable_MW_After Competition Groups_8 | LED Replacement Lamp (Tube) | 4.874% | 0 | 92.0168 | Commercial_2042_Achievable_MW_After Competition Groups_LED Replacement Lamp (Tube)
Commercial | Com ¦ Advanced BAS/Controllers | 2042 | Achievable | MW | After Competition Groups | 90.2704 | 0 | 0 | 1887.9343 | 0.047814 | 9 | Commercial_2042_Achievable_MW_After Competition Groups_9 | Advanced BAS/Controllers | 4.781% | 0 | 90.2704 | Commercial_2042_Achievable_MW_After Competition Groups_Advanced BAS/Controllers
Commercial | Com ¦ Unitary Air-Conditioning Unit | 2042 | Economic | MW | After Competition Groups | 96.8538 | 0 | 0 | 2051.6287 | 0.047208 | 9 | Commercial_2042_Economic_MW_After Competition Groups_9 | Unitary Air-Conditioning Unit | 4.721% | 0 | 96.8538 | Commercial_2042_Economic_MW_After Competition Groups_Unitary Air-Conditioning Unit
Commercial | Com ¦ LED Troffer/Surface/Suspended | 2042 | Technical | MW | After Competition Groups | 115.9222 | 0 | 0 | 2774.8811 | 0.041776 | 9 | Commercial_2042_Technical_MW_After Competition Groups_9 | LED Troffer/Surface/Suspended | 4.178% | 0 | 115.9222 | Commercial_2042_Technical_MW_After Competition Groups_LED Troffer/Surface/Suspended
Commercial | Com ¦ LED Replacement Lamp (Tube) | 2042 | Technical | MW | After Competition Groups | 110.0165 | 0 | 0 | 2774.8811 | 0.039647 | 10 | Commercial_2042_Technical_MW_After Competition Groups_10 | LED Replacement Lamp (Tube) | 3.965% | 0 | 110.0165 | Commercial_2042_Technical_MW_After Competition Groups_LED Replacement Lamp (Tube)
Commercial | Com ¦ Advanced BAS/Controllers | 2042 | Technical | MW | After Competition Groups | 102.3762 | 0 | 0 | 2774.8811 | 0.036894 | 11 | Commercial_2042_Technical_MW_After Competition Groups_11 | Advanced BAS/Controllers | 3.689% | 0 | 102.3762 | Commercial_2042_Technical_MW_After Competition Groups_Advanced BAS/Controllers
Commercial | Com ¦ Smart Strip Plug Outlets | 2042 | Technical | MW | After Competition Groups | 81.9694 | 0 | 0 | 2774.8811 | 0.02954 | 12 | Commercial_2042_Technical_MW_After Competition Groups_12 | Smart Strip Plug Outlets | 2.954% | 0 | 81.9694 | Commercial_2042_Technical_MW_After Competition Groups_Smart Strip Plug Outlets
Commercial | Com ¦ Variable Refrigerant Flow Heat Pump | 2042 | Achievable | MW | After Competition Groups | 50.4971 | 0 | 0 | 1887.9343 | 0.026747 | 10 | Commercial_2042_Achievable_MW_After Competition Groups_10 | Variable Refrigerant Flow Heat Pump | 2.675% | 0 | 50.4971 | Commercial_2042_Achievable_MW_After Competition Groups_Variable Refrigerant Flow Heat Pump
Commercial | Com ¦ Refrigerated Display Case Doors | 2042 | Economic | MW | After Competition Groups | 53.614 | 0 | 0 | 2051.6287 | 0.026132 | 10 | Commercial_2042_Economic_MW_After Competition Groups_10 | Refrigerated Display Case Doors | 2.613% | 0 | 53.614 | Commercial_2042_Economic_MW_After Competition Groups_Refrigerated Display Case Doors
Commercial | Com ¦ Adaptive Thermostats | 2042 | Achievable | MW | After Competition Groups | 45.7156 | 0 | 0 | 1887.9343 | 0.024215 | 11 | Commercial_2042_Achievable_MW_After Competition Groups_11 | Adaptive Thermostats | 2.421% | 0 | 45.7156 | Commercial_2042_Achievable_MW_After Competition Groups_Adaptive Thermostats
Commercial | Com ¦ Refrigerated Display Case Doors | 2042 | Achievable | MW | After Competition Groups | 45.6154 | 0 | 0 | 1887.9343 | 0.024162 | 12 | Commercial_2042_Achievable_MW_After Competition Groups_12 | Refrigerated Display Case Doors | 2.416% | 0 | 45.6154 | Commercial_2042_Achievable_MW_After Competition Groups_Refrigerated Display Case Doors
Commercial | Com ¦ Refrigerated Display Case Doors | 2042 | Technical | MW | After Competition Groups | 64.309 | 0 | 0 | 2774.8811 | 0.023175 | 13 | Commercial_2042_Technical_MW_After Competition Groups_13 | Refrigerated Display Case Doors | 2.318% | 0 | 64.309 | Commercial_2042_Technical_MW_After Competition Groups_Refrigerated Display Case Doors
Commercial | Com ¦ Adaptive Thermostats | 2042 | Economic | MW | After Competition Groups | 44.7902 | 0 | 0 | 2051.6287 | 0.021832 | 11 | Commercial_2042_Economic_MW_After Competition Groups_11 | Adaptive Thermostats | 2.183% | 0 | 44.7902 | Commercial_2042_Economic_MW_After Competition Groups_Adaptive Thermostats
Commercial | Com ¦ Reach-in Shaded Pole to ECM/PSC Evaporator Fan Motor | 2042 | Economic | MW | After Competition Groups | 43.5273 | 0 | 0 | 2051.6287 | 0.021216 | 12 | Commercial_2042_Economic_MW_After Competition Groups_12 | Reach-in Shaded Pole to ECM/PSC Evaporator Fan Motor | 2.122% | 0 | 43.5273 | Commercial_2042_Economic_MW_After Competition Groups_Reach-in Shaded Pole to ECM/PSC Evaporator Fan Motor
Commercial | Com ¦ Variable Refrigerant Flow Heat Pump | 2042 | Economic | MW | After Competition Groups | 43.1884 | 0 | 0 | 2051.6287 | 0.021051 | 13 | Commercial_2042_Economic_MW_After Competition Groups_13 | Variable Refrigerant Flow Heat Pump | 2.105% | 0 | 43.1884 | Commercial_2042_Economic_MW_After Competition Groups_Variable Refrigerant Flow Heat Pump
Commercial | Com ¦ Strip Curtains | 2042 | Achievable | MW | After Competition Groups | 36.2541 | 0 | 0 | 1887.9343 | 0.019203 | 13 | Commercial_2042_Achievable_MW_After Competition Groups_13 | Strip Curtains | 1.92% | 0 | 36.2541 | Commercial_2042_Achievable_MW_After Competition Groups_Strip Curtains
Commercial | Com ¦ Data Center Storage/Server Virtualization | 2042 | Economic | MW | After Competition Groups | 38.5438 | 0 | 0 | 2051.6287 | 0.018787 | 14 | Commercial_2042_Economic_MW_After Competition Groups_14 | Data Center Storage/Server Virtualization | 1.879% | 0 | 38.5438 | Commercial_2042_Economic_MW_After Competition Groups_Data Center Storage/Server Virtualization
Commercial | Com ¦ Demand Control Ventilation | 2042 | Economic | MW | After Competition Groups | 38.0891 | 0 | 0 | 2051.6287 | 0.018565 | 15 | Commercial_2042_Economic_MW_After Competition Groups_15 | Demand Control Ventilation | 1.857% | 0 | 38.0891 | Commercial_2042_Economic_MW_After Competition Groups_Demand Control Ventilation
Commercial | Com ¦ Reach-in Shaded Pole to ECM/PSC Evaporator Fan Motor | 2042 | Achievable | MW | After Competition Groups | 34.6407 | 0 | 0 | 1887.9343 | 0.018348 | 14 | Commercial_2042_Achievable_MW_After Competition Groups_14 | Reach-in Shaded Pole to ECM/PSC Evaporator Fan Motor | 1.835% | 0 | 34.6407 | Commercial_2042_Achievable_MW_After Competition Groups_Reach-in Shaded Pole to ECM/PSC Evaporator Fan Motor
Commercial | Com ¦ Chilled Water Optimization | 2042 | Economic | MW | After Competition Groups | 37.3939 | 0 | 0 | 2051.6287 | 0.018226 | 16 | Commercial_2042_Economic_MW_After Competition Groups_16 | Chilled Water Optimization | 1.823% | 0 | 37.3939 | Commercial_2042_Economic_MW_After Competition Groups_Chilled Water Optimization
Commercial | Com ¦ Demand Control Ventilation | 2042 | Achievable | MW | After Competition Groups | 32.2059 | 0 | 0 | 1887.9343 | 0.017059 | 15 | Commercial_2042_Achievable_MW_After Competition Groups_15 | Demand Control Ventilation | 1.706% | 0 | 32.2059 | Commercial_2042_Achievable_MW_After Competition Groups_Demand Control Ventilation
Commercial | Com ¦ Furnace Tune-Up | 2042 | Achievable | MW | After Competition Groups | 31.7796 | 0 | 0 | 1887.9343 | 0.016833 | 16 | Commercial_2042_Achievable_MW_After Competition Groups_16 | Furnace Tune-Up | 1.683% | 0 | 31.7796 | Commercial_2042_Achievable_MW_After Competition Groups_Furnace Tune-Up
Commercial | Com ¦ Strip Curtains | 2042 | Economic | MW | After Competition Groups | 34.3022 | 0 | 0 | 2051.6287 | 0.016719 | 17 | Commercial_2042_Economic_MW_After Competition Groups_17 | Strip Curtains | 1.672% | 0 | 34.3022 | Commercial_2042_Economic_MW_After Competition Groups_Strip Curtains
Commercial | Com ¦ Data Center Storage/Server Virtualization | 2042 | Achievable | MW | After Competition Groups | 31.0851 | 0 | 0 | 1887.9343 | 0.016465 | 17 | Commercial_2042_Achievable_MW_After Competition Groups_17 | Data Center Storage/Server Virtualization | 1.647% | 0 | 31.0851 | Commercial_2042_Achievable_MW_After Competition Groups_Data Center Storage/Server Virtualization
Commercial | Com ¦ Adaptive Thermostats | 2042 | Technical | MW | After Competition Groups | 45.0834 | 0 | 0 | 2774.8811 | 0.016247 | 14 | Commercial_2042_Technical_MW_After Competition Groups_14 | Adaptive Thermostats | 1.625% | 0 | 45.0834 | Commercial_2042_Technical_MW_After Competition Groups_Adaptive Thermostats
Commercial | Com ¦ Reach-in Shaded Pole to ECM/PSC Evaporator Fan Motor | 2042 | Technical | MW | After Competition Groups | 43.5273 | 0 | 0 | 2774.8811 | 0.015686 | 15 | Commercial_2042_Technical_MW_After Competition Groups_15 | Reach-in Shaded Pole to ECM/PSC Evaporator Fan Motor | 1.569% | 0 | 43.5273 | Commercial_2042_Technical_MW_After Competition Groups_Reach-in Shaded Pole to ECM/PSC Evaporator Fan Motor
Commercial | Com ¦ LED or Equivalent Sign Lighting | 2042 | Achievable | MW | After Competition Groups | 28.3169 | 0 | 0 | 1887.9343 | 0.014999 | 18 | Commercial_2042_Achievable_MW_After Competition Groups_18 | LED or Equivalent Sign Lighting | 1.5% | 0 | 28.3169 | Commercial_2042_Achievable_MW_After Competition Groups_LED or Equivalent Sign Lighting
Commercial | Com ¦ Demand Control Ventilation | 2042 | Technical | MW | After Competition Groups | 39.7846 | 0 | 0 | 2774.8811 | 0.014337 | 16 | Commercial_2042_Technical_MW_After Competition Groups_16 | Demand Control Ventilation | 1.434% | 0 | 39.7846 | Commercial_2042_Technical_MW_After Competition Groups_Demand Control Ventilation
Commercial | Com ¦ LED or Equivalent Sign Lighting | 2042 | Economic | MW | After Competition Groups | 28.6924 | 0 | 0 | 2051.6287 | 0.013985 | 18 | Commercial_2042_Economic_MW_After Competition Groups_18 | LED or Equivalent Sign Lighting | 1.399% | 0 | 28.6924 | Commercial_2042_Economic_MW_After Competition Groups_LED or Equivalent Sign Lighting
Commercial | Com ¦ Data Center Storage/Server Virtualization | 2042 | Technical | MW | After Competition Groups | 38.5438 | 0 | 0 | 2774.8811 | 0.01389 | 17 | Commercial_2042_Technical_MW_After Competition Groups_17 | Data Center Storage/Server Virtualization | 1.389% | 0 | 38.5438 | Commercial_2042_Technical_MW_After Competition Groups_Data Center Storage/Server Virtualization
Commercial | Com ¦ Chilled Water Optimization | 2042 | Technical | MW | After Competition Groups | 37.3939 | 0 | 0 | 2774.8811 | 0.013476 | 18 | Commercial_2042_Technical_MW_After Competition Groups_18 | Chilled Water Optimization | 1.348% | 0 | 37.3939 | Commercial_2042_Technical_MW_After Competition Groups_Chilled Water Optimization
Commercial | Com ¦ Centrally controlled desktop PC/NETWORK PC POWER MANAGEMENT SOFTWARE | 2042 | Achievable | MW | After Competition Groups | 24.7305 | 0 | 0 | 1887.9343 | 0.013099 | 19 | Commercial_2042_Achievable_MW_After Competition Groups_19 | Centrally controlled desktop PC/NETWORK PC POWER MANAGEMENT SOFTWARE | 1.31% | 0 | 24.7305 | Commercial_2042_Achievable_MW_After Competition Groups_Centrally controlled desktop PC/NETWORK PC POWER MANAGEMENT SOFTWARE
Commercial | Com ¦ Chilled Water Optimization | 2042 | Achievable | MW | After Competition Groups | 24.4155 | 0 | 0 | 1887.9343 | 0.012932 | 20 | Commercial_2042_Achievable_MW_After Competition Groups_20 | Chilled Water Optimization | 1.293% | 0 | 24.4155 | Commercial_2042_Achievable_MW_After Competition Groups_Chilled Water Optimization
Commercial | Com ¦ Centrally controlled desktop PC/NETWORK PC POWER MANAGEMENT SOFTWARE | 2042 | Economic | MW | After Competition Groups | 26.1391 | 0 | 0 | 2051.6287 | 0.012741 | 19 | Commercial_2042_Economic_MW_After Competition Groups_19 | Centrally controlled desktop PC/NETWORK PC POWER MANAGEMENT SOFTWARE | 1.274% | 0 | 26.1391 | Commercial_2042_Economic_MW_After Competition Groups_Centrally controlled desktop PC/NETWORK PC POWER MANAGEMENT SOFTWARE
Commercial | Com ¦ Furnace Tune-Up | 2042 | Economic | MW | After Competition Groups | 25.4407 | 0 | 0 | 2051.6287 | 0.0124 | 20 | Commercial_2042_Economic_MW_After Competition Groups_20 | Furnace Tune-Up | 1.24% | 0 | 25.4407 | Commercial_2042_Economic_MW_After Competition Groups_Furnace Tune-Up
Commercial | Com ¦ Strip Curtains | 2042 | Technical | MW | After Competition Groups | 34.3022 | 0 | 0 | 2774.8811 | 0.012362 | 19 | Commercial_2042_Technical_MW_After Competition Groups_19 | Strip Curtains | 1.236% | 0 | 34.3022 | Commercial_2042_Technical_MW_After Competition Groups_Strip Curtains
Commercial | Com ¦ Variable Frequency Drive (VFD) | 2042 | Achievable | MW | After Competition Groups | 22.6265 | 0 | 0 | 1887.9343 | 0.011985 | 21 | Commercial_2042_Achievable_MW_After Competition Groups_21 | Variable Frequency Drive (VFD) | 1.198% | 0 | 22.6265 | Commercial_2042_Achievable_MW_After Competition Groups_Variable Frequency Drive (VFD)
Commercial | Com ¦ VFD on Pumps | 2042 | Achievable | MW | After Competition Groups | 21.2653 | 0 | 0 | 1887.9343 | 0.011264 | 22 | Commercial_2042_Achievable_MW_After Competition Groups_22 | VFD on Pumps | 1.126% | 0 | 21.2653 | Commercial_2042_Achievable_MW_After Competition Groups_VFD on Pumps
Commercial | Com ¦ LED or Equivalent Sign Lighting | 2042 | Technical | MW | After Competition Groups | 28.6924 | 0 | 0 | 2774.8811 | 0.01034 | 20 | Commercial_2042_Technical_MW_After Competition Groups_20 | LED or Equivalent Sign Lighting | 1.034% | 0 | 28.6924 | Commercial_2042_Technical_MW_After Competition Groups_LED or Equivalent Sign Lighting
Commercial | Com ¦ Refrigerated Display Case LED | 2042 | Economic | MW | After Competition Groups | 20.0359 | 0 | 0 | 2051.6287 | 0.0097659 | 21 | Commercial_2042_Economic_MW_After Competition Groups_21 | Refrigerated Display Case LED | 0.9766% | 0 | 20.0359 | Commercial_2042_Economic_MW_After Competition Groups_Refrigerated Display Case LED
Commercial | Com ¦ Adding reflective (White) roof treatment or a green roof | 2042 | Technical | MW | After Competition Groups | 26.671 | 0 | 0 | 2774.8811 | 0.0096116 | 21 | Commercial_2042_Technical_MW_After Competition Groups_21 | Adding reflective (White) roof treatment or a green roof | 0.9612% | 0 | 26.671 | Commercial_2042_Technical_MW_After Competition Groups_Adding reflective (White) roof treatment or a green roof
Commercial | Com ¦ Centrally controlled desktop PC/NETWORK PC POWER MANAGEMENT SOFTWARE | 2042 | Technical | MW | After Competition Groups | 26.1391 | 0 | 0 | 2774.8811 | 0.0094199 | 22 | Commercial_2042_Technical_MW_After Competition Groups_22 | Centrally controlled desktop PC/NETWORK PC POWER MANAGEMENT SOFTWARE | 0.942% | 0 | 26.1391 | Commercial_2042_Technical_MW_After Competition Groups_Centrally controlled desktop PC/NETWORK PC POWER MANAGEMENT SOFTWARE
Commercial | Com ¦ Furnace Tune-Up | 2042 | Technical | MW | After Competition Groups | 25.4407 | 0 | 0 | 2774.8811 | 0.0091682 | 23 | Commercial_2042_Technical_MW_After Competition Groups_23 | Furnace Tune-Up | 0.9168% | 0 | 25.4407 | Commercial_2042_Technical_MW_After Competition Groups_Furnace Tune-Up
Commercial | Com ¦ Door Gasket Freezer/Refrigerator | 2042 | Technical | MW | After Competition Groups | 24.8024 | 0 | 0 | 2774.8811 | 0.0089382 | 24 | Commercial_2042_Technical_MW_After Competition Groups_24 | Door Gasket Freezer/Refrigerator | 0.8938% | 0 | 24.8024 | Commercial_2042_Technical_MW_After Competition Groups_Door Gasket Freezer/Refrigerator
Commercial | Com ¦ Variable Frequency Drive (VFD) | 2042 | Economic | MW | After Competition Groups | 18.0824 | 0 | 0 | 2051.6287 | 0.0088137 | 22 | Commercial_2042_Economic_MW_After Competition Groups_22 | Variable Frequency Drive (VFD) | 0.8814% | 0 | 18.0824 | Commercial_2042_Economic_MW_After Competition Groups_Variable Frequency Drive (VFD)
Commercial | Com ¦ Refrigerated Display Case LED | 2042 | Achievable | MW | After Competition Groups | 16.3182 | 0 | 0 | 1887.9343 | 0.0086434 | 23 | Commercial_2042_Achievable_MW_After Competition Groups_23 | Refrigerated Display Case LED | 0.8643% | 0 | 16.3182 | Commercial_2042_Achievable_MW_After Competition Groups_Refrigerated Display Case LED
Commercial | Com ¦ VFD on Pumps | 2042 | Economic | MW | After Competition Groups | 16.9999 | 0 | 0 | 2051.6287 | 0.0082861 | 23 | Commercial_2042_Economic_MW_After Competition Groups_23 | VFD on Pumps | 0.8286% | 0 | 16.9999 | Commercial_2042_Economic_MW_After Competition Groups_VFD on Pumps
Commercial | Com ¦ Air Handler with Dedicated Outdoor Air Systems | 2042 | Achievable | MW | After Competition Groups | 15.4899 | 0 | 0 | 1887.9343 | 0.0082047 | 24 | Commercial_2042_Achievable_MW_After Competition Groups_24 | Air Handler with Dedicated Outdoor Air Systems | 0.8205% | 0 | 15.4899 | Commercial_2042_Achievable_MW_After Competition Groups_Air Handler with Dedicated Outdoor Air Systems
Commercial | Com ¦ Refrigeration Optimization | 2042 | Technical | MW | After Competition Groups | 22.6051 | 0 | 0 | 2774.8811 | 0.0081463 | 25 | Commercial_2042_Technical_MW_After Competition Groups_25 | Refrigeration Optimization | 0.8146% | 0 | 22.6051 | Commercial_2042_Technical_MW_After Competition Groups_Refrigeration Optimization
Commercial | Com ¦ Refrigerated Display Case LED | 2042 | Technical | MW | After Competition Groups | 22.3558 | 0 | 0 | 2774.8811 | 0.0080565 | 26 | Commercial_2042_Technical_MW_After Competition Groups_26 | Refrigerated Display Case LED | 0.8056% | 0 | 22.3558 | Commercial_2042_Technical_MW_After Competition Groups_Refrigerated Display Case LED
Commercial | Com ¦ HOTEL OCCUPANCY CONTROLS (HVAC + LIGHTING) | 2042 | Technical | MW | After Competition Groups | 20.2099 | 0 | 0 | 2774.8811 | 0.0072832 | 27 | Commercial_2042_Technical_MW_After Competition Groups_27 | HOTEL OCCUPANCY CONTROLS (HVAC + LIGHTING) | 0.7283% | 0 | 20.2099 | Commercial_2042_Technical_MW_After Competition Groups_HOTEL OCCUPANCY CONTROLS (HVAC + LIGHTING)
Commercial | Com ¦ Air Handler with Dedicated Outdoor Air Systems | 2042 | Economic | MW | After Competition Groups | 14.1121 | 0 | 0 | 2051.6287 | 0.0068785 | 24 | Commercial_2042_Economic_MW_After Competition Groups_24 | Air Handler with Dedicated Outdoor Air Systems | 0.6878% | 0 | 14.1121 | Commercial_2042_Economic_MW_After Competition Groups_Air Handler with Dedicated Outdoor Air Systems
Commercial | Com ¦ Demand Control Kitchen Ventilation | 2042 | Economic | MW | After Competition Groups | 13.9727 | 0 | 0 | 2051.6287 | 0.0068105 | 25 | Commercial_2042_Economic_MW_After Competition Groups_25 | Demand Control Kitchen Ventilation | 0.6811% | 0 | 13.9727 | Commercial_2042_Economic_MW_After Competition Groups_Demand Control Kitchen Ventilation
Commercial | Com ¦ Variable Frequency Drive (VFD) | 2042 | Technical | MW | After Competition Groups | 18.0824 | 0 | 0 | 2774.8811 | 0.0065165 | 28 | Commercial_2042_Technical_MW_After Competition Groups_28 | Variable Frequency Drive (VFD) | 0.6516% | 0 | 18.0824 | Commercial_2042_Technical_MW_After Competition Groups_Variable Frequency Drive (VFD)
Commercial | Com ¦ Demand Control Kitchen Ventilation | 2042 | Achievable | MW | After Competition Groups | 11.9208 | 0 | 0 | 1887.9343 | 0.0063142 | 25 | Commercial_2042_Achievable_MW_After Competition Groups_25 | Demand Control Kitchen Ventilation | 0.6314% | 0 | 11.9208 | Commercial_2042_Achievable_MW_After Competition Groups_Demand Control Kitchen Ventilation
Commercial | Com ¦ ENERGY STAR LED LAMPS (General Service Lamps) | 2042 | Achievable | MW | After Competition Groups | 11.8359 | 0 | 0 | 1887.9343 | 0.0062692 | 26 | Commercial_2042_Achievable_MW_After Competition Groups_26 | ENERGY STAR LED LAMPS (General Service Lamps) | 0.6269% | 0 | 11.8359 | Commercial_2042_Achievable_MW_After Competition Groups_ENERGY STAR LED LAMPS (General Service Lamps)
Commercial | Com ¦ ECM MOTORS FOR EVAPORATOR FANS for refrigeration (WALK-IN) | 2042 | Achievable | MW | After Competition Groups | 11.6534 | 0 | 0 | 1887.9343 | 0.0061726 | 27 | Commercial_2042_Achievable_MW_After Competition Groups_27 | ECM MOTORS FOR EVAPORATOR FANS for refrigeration (WALK-IN) | 0.6173% | 0 | 11.6534 | Commercial_2042_Achievable_MW_After Competition Groups_ECM MOTORS FOR EVAPORATOR FANS for refrigeration (WALK-IN)
Commercial | Com ¦ VFD on Pumps | 2042 | Technical | MW | After Competition Groups | 16.9999 | 0 | 0 | 2774.8811 | 0.0061264 | 29 | Commercial_2042_Technical_MW_After Competition Groups_29 | VFD on Pumps | 0.6126% | 0 | 16.9999 | Commercial_2042_Technical_MW_After Competition Groups_VFD on Pumps
Commercial | Com ¦ ENERGY STAR FREEZER | 2042 | Technical | MW | After Competition Groups | 16.9719 | 0 | 0 | 2774.8811 | 0.0061163 | 30 | Commercial_2042_Technical_MW_After Competition Groups_30 | ENERGY STAR FREEZER | 0.6116% | 0 | 16.9719 | Commercial_2042_Technical_MW_After Competition Groups_ENERGY STAR FREEZER
Commercial | Com ¦ ENERGY STAR LED LAMPS (General Service Lamps) | 2042 | Economic | MW | After Competition Groups | 11.8609 | 0 | 0 | 2051.6287 | 0.0057812 | 26 | Commercial_2042_Economic_MW_After Competition Groups_26 | ENERGY STAR LED LAMPS (General Service Lamps) | 0.5781% | 0 | 11.8609 | Commercial_2042_Economic_MW_After Competition Groups_ENERGY STAR LED LAMPS (General Service Lamps)
Commercial | Com ¦ ENERGY STAR ICE MACHINES - Ice Making Head | 2042 | Technical | MW | After Competition Groups | 16.0226 | 0 | 0 | 2774.8811 | 0.0057742 | 31 | Commercial_2042_Technical_MW_After Competition Groups_31 | ENERGY STAR ICE MACHINES - Ice Making Head | 0.5774% | 0 | 16.0226 | Commercial_2042_Technical_MW_After Competition Groups_ENERGY STAR ICE MACHINES - Ice Making Head
Commercial | Com ¦ Indoor Daylight Sensors/Photocell Dimming Control | 2042 | Technical | MW | After Competition Groups | 15.3434 | 0 | 0 | 2774.8811 | 0.0055294 | 32 | Commercial_2042_Technical_MW_After Competition Groups_32 | Indoor Daylight Sensors/Photocell Dimming Control | 0.5529% | 0 | 15.3434 | Commercial_2042_Technical_MW_After Competition Groups_Indoor Daylight Sensors/Photocell Dimming Control
Commercial | Com ¦ Occupancy Sensors | 2042 | Economic | MW | After Competition Groups | 10.8007 | 0 | 0 | 2051.6287 | 0.0052644 | 27 | Commercial_2042_Economic_MW_After Competition Groups_27 | Occupancy Sensors | 0.5264% | 0 | 10.8007 | Commercial_2042_Economic_MW_After Competition Groups_Occupancy Sensors
Commercial | Com ¦ Water Source Heat Pump (4 ton) | 2042 | Economic | MW | After Competition Groups | 10.7753 | 0 | 0 | 2051.6287 | 0.0052521 | 28 | Commercial_2042_Economic_MW_After Competition Groups_28 | Water Source Heat Pump (4 ton) | 0.5252% | 0 | 10.7753 | Commercial_2042_Economic_MW_After Competition Groups_Water Source Heat Pump (4 ton)
Commercial | Com ¦ Evaporator Fan Controls | 2042 | Achievable | MW | After Competition Groups | 9.8427 | 0 | 0 | 1887.9343 | 0.0052135 | 28 | Commercial_2042_Achievable_MW_After Competition Groups_28 | Evaporator Fan Controls | 0.5213% | 0 | 9.8427 | Commercial_2042_Achievable_MW_After Competition Groups_Evaporator Fan Controls
Commercial | Com ¦ Freezer Case Light Sensor | 2042 | Achievable | MW | After Competition Groups | 9.6406 | 0 | 0 | 1887.9343 | 0.0051064 | 29 | Commercial_2042_Achievable_MW_After Competition Groups_29 | Freezer Case Light Sensor | 0.5106% | 0 | 9.6406 | Commercial_2042_Achievable_MW_After Competition Groups_Freezer Case Light Sensor
Commercial | Com ¦ Air Handler with Dedicated Outdoor Air Systems | 2042 | Technical | MW | After Competition Groups | 14.1121 | 0 | 0 | 2774.8811 | 0.0050857 | 33 | Commercial_2042_Technical_MW_After Competition Groups_33 | Air Handler with Dedicated Outdoor Air Systems | 0.5086% | 0 | 14.1121 | Commercial_2042_Technical_MW_After Competition Groups_Air Handler with Dedicated Outdoor Air Systems
Commercial | Com ¦ Demand Control Kitchen Ventilation | 2042 | Technical | MW | After Competition Groups | 13.9727 | 0 | 0 | 2774.8811 | 0.0050354 | 34 | Commercial_2042_Technical_MW_After Competition Groups_34 | Demand Control Kitchen Ventilation | 0.5035% | 0 | 13.9727 | Commercial_2042_Technical_MW_After Competition Groups_Demand Control Kitchen Ventilation
Commercial | Com ¦ ENERGY STAR LED LAMPS (General Service Lamps) | 2042 | Technical | MW | After Competition Groups | 13.2966 | 0 | 0 | 2774.8811 | 0.0047918 | 35 | Commercial_2042_Technical_MW_After Competition Groups_35 | ENERGY STAR LED LAMPS (General Service Lamps) | 0.4792% | 0 | 13.2966 | Commercial_2042_Technical_MW_After Competition Groups_ENERGY STAR LED LAMPS (General Service Lamps)
Commercial | Com ¦ ENERGY STAR FREEZER | 2042 | Economic | MW | After Competition Groups | 9.7421 | 0 | 0 | 2051.6287 | 0.0047485 | 29 | Commercial_2042_Economic_MW_After Competition Groups_29 | ENERGY STAR FREEZER | 0.4748% | 0 | 9.7421 | Commercial_2042_Economic_MW_After Competition Groups_ENERGY STAR FREEZER
Commercial | Com ¦ ECM MOTORS FOR EVAPORATOR FANS for refrigeration (WALK-IN) | 2042 | Economic | MW | After Competition Groups | 9.3343 | 0 | 0 | 2051.6287 | 0.0045497 | 30 | Commercial_2042_Economic_MW_After Competition Groups_30 | ECM MOTORS FOR EVAPORATOR FANS for refrigeration (WALK-IN) | 0.455% | 0 | 9.3343 | Commercial_2042_Economic_MW_After Competition Groups_ECM MOTORS FOR EVAPORATOR FANS for refrigeration (WALK-IN)
Commercial | Com ¦ Water Source Heat Pump (4 ton) | 2042 | Technical | MW | After Competition Groups | 12.1766 | 0 | 0 | 2774.8811 | 0.0043881 | 36 | Commercial_2042_Technical_MW_After Competition Groups_36 | Water Source Heat Pump (4 ton) | 0.4388% | 0 | 12.1766 | Commercial_2042_Technical_MW_After Competition Groups_Water Source Heat Pump (4 ton)
Commercial | Com ¦ Water Source Heat Pump (4 ton) | 2042 | Achievable | MW | After Competition Groups | 8.2464 | 0 | 0 | 1887.9343 | 0.004368 | 30 | Commercial_2042_Achievable_MW_After Competition Groups_30 | Water Source Heat Pump (4 ton) | 0.4368% | 0 | 8.2464 | Commercial_2042_Achievable_MW_After Competition Groups_Water Source Heat Pump (4 ton)
Commercial | Com ¦ High R-Value Glass Doors/no-heat glass door | 2042 | Economic | MW | After Competition Groups | 8.8796 | 0 | 0 | 2051.6287 | 0.0043281 | 31 | Commercial_2042_Economic_MW_After Competition Groups_31 | High R-Value Glass Doors/no-heat glass door | 0.4328% | 0 | 8.8796 | Commercial_2042_Economic_MW_After Competition Groups_High R-Value Glass Doors/no-heat glass door
Commercial | Com ¦ ENERGY STAR Griddle (74% eff) | 2042 | Economic | MW | After Competition Groups | 8.6602 | 0 | 0 | 2051.6287 | 0.0042211 | 32 | Commercial_2042_Economic_MW_After Competition Groups_32 | ENERGY STAR Griddle (74% eff) | 0.4221% | 0 | 8.6602 | Commercial_2042_Economic_MW_After Competition Groups_ENERGY STAR Griddle (74% eff)
Commercial | Com ¦ Door Gasket Freezer/Refrigerator | 2042 | Achievable | MW | After Competition Groups | 7.8511 | 0 | 0 | 1887.9343 | 0.0041585 | 31 | Commercial_2042_Achievable_MW_After Competition Groups_31 | Door Gasket Freezer/Refrigerator | 0.4159% | 0 | 7.8511 | Commercial_2042_Achievable_MW_After Competition Groups_Door Gasket Freezer/Refrigerator
Commercial | Com ¦ Indoor Daylight Sensors/Photocell Dimming Control | 2042 | Economic | MW | After Competition Groups | 8.3953 | 0 | 0 | 2051.6287 | 0.004092 | 33 | Commercial_2042_Economic_MW_After Competition Groups_33 | Indoor Daylight Sensors/Photocell Dimming Control | 0.4092% | 0 | 8.3953 | Commercial_2042_Economic_MW_After Competition Groups_Indoor Daylight Sensors/Photocell Dimming Control
Commercial | Com ¦ Condensing Make Up Air Unit | 2042 | Economic | MW | After Competition Groups | 8.305 | 0 | 0 | 2051.6287 | 0.004048 | 34 | Commercial_2042_Economic_MW_After Competition Groups_34 | Condensing Make Up Air Unit | 0.4048% | 0 | 8.305 | Commercial_2042_Economic_MW_After Competition Groups_Condensing Make Up Air Unit
Commercial | Com ¦ Freezer Case Light Sensor | 2042 | Economic | MW | After Competition Groups | 8.0974 | 0 | 0 | 2051.6287 | 0.0039468 | 35 | Commercial_2042_Economic_MW_After Competition Groups_35 | Freezer Case Light Sensor | 0.3947% | 0 | 8.0974 | Commercial_2042_Economic_MW_After Competition Groups_Freezer Case Light Sensor
Commercial | Com ¦ Occupancy Sensors | 2042 | Technical | MW | After Competition Groups | 10.8007 | 0 | 0 | 2774.8811 | 0.0038923 | 37 | Commercial_2042_Technical_MW_After Competition Groups_37 | Occupancy Sensors | 0.3892% | 0 | 10.8007 | Commercial_2042_Technical_MW_After Competition Groups_Occupancy Sensors
Commercial | Com ¦ Evaporator Fan Controls | 2042 | Economic | MW | After Competition Groups | 7.8875 | 0 | 0 | 2051.6287 | 0.0038445 | 36 | Commercial_2042_Economic_MW_After Competition Groups_36 | Evaporator Fan Controls | 0.3844% | 0 | 7.8875 | Commercial_2042_Economic_MW_After Competition Groups_Evaporator Fan Controls
Commercial | Com ¦ LED EXTERIOR AREA LIGHTS - LED fixture (200W) | 2042 | Achievable | MW | After Competition Groups | 7.2038 | 0 | 0 | 1887.9343 | 0.0038157 | 32 | Commercial_2042_Achievable_MW_After Competition Groups_32 | LED EXTERIOR AREA LIGHTS - LED fixture (200W) | 0.3816% | 0 | 7.2038 | Commercial_2042_Achievable_MW_After Competition Groups_LED EXTERIOR AREA LIGHTS - LED fixture (200W)
Commercial | Com ¦ LED parking lot fixture | 2042 | Achievable | MW | After Competition Groups | 6.8055 | 0 | 0 | 1887.9343 | 0.0036047 | 33 | Commercial_2042_Achievable_MW_After Competition Groups_33 | LED parking lot fixture | 0.3605% | 0 | 6.8055 | Commercial_2042_Achievable_MW_After Competition Groups_LED parking lot fixture
Commercial | Com ¦ LED EXTERIOR AREA LIGHTS - LED fixture (200W) | 2042 | Economic | MW | After Competition Groups | 7.2416 | 0 | 0 | 2051.6287 | 0.0035297 | 37 | Commercial_2042_Economic_MW_After Competition Groups_37 | LED EXTERIOR AREA LIGHTS - LED fixture (200W) | 0.353% | 0 | 7.2416 | Commercial_2042_Economic_MW_After Competition Groups_LED EXTERIOR AREA LIGHTS - LED fixture (200W)
Commercial | Com ¦ ECM MOTORS FOR EVAPORATOR FANS for refrigeration (WALK-IN) | 2042 | Technical | MW | After Competition Groups | 9.3343 | 0 | 0 | 2774.8811 | 0.0033638 | 38 | Commercial_2042_Technical_MW_After Competition Groups_38 | ECM MOTORS FOR EVAPORATOR FANS for refrigeration (WALK-IN) | 0.3364% | 0 | 9.3343 | Commercial_2042_Technical_MW_After Competition Groups_ECM MOTORS FOR EVAPORATOR FANS for refrigeration (WALK-IN)
Commercial | Com ¦ Condensing Make Up Air Unit | 2042 | Achievable | MW | After Competition Groups | 6.3317 | 0 | 0 | 1887.9343 | 0.0033538 | 34 | Commercial_2042_Achievable_MW_After Competition Groups_34 | Condensing Make Up Air Unit | 0.3354% | 0 | 6.3317 | Commercial_2042_Achievable_MW_After Competition Groups_Condensing Make Up Air Unit
Commercial | Com ¦ LED parking lot fixture | 2042 | Economic | MW | After Competition Groups | 6.8119 | 0 | 0 | 2051.6287 | 0.0033202 | 38 | Commercial_2042_Economic_MW_After Competition Groups_38 | LED parking lot fixture | 0.332% | 0 | 6.8119 | Commercial_2042_Economic_MW_After Competition Groups_LED parking lot fixture
Commercial | Com ¦ Condensing Make Up Air Unit | 2042 | Technical | MW | After Competition Groups | 9.1836 | 0 | 0 | 2774.8811 | 0.0033095 | 39 | Commercial_2042_Technical_MW_After Competition Groups_39 | Condensing Make Up Air Unit | 0.331% | 0 | 9.1836 | Commercial_2042_Technical_MW_After Competition Groups_Condensing Make Up Air Unit
Commercial | Com ¦ ENERGY STAR Griddle (74% eff) | 2042 | Achievable | MW | After Competition Groups | 6.2471 | 0 | 0 | 1887.9343 | 0.003309 | 35 | Commercial_2042_Achievable_MW_After Competition Groups_35 | ENERGY STAR Griddle (74% eff) | 0.3309% | 0 | 6.2471 | Commercial_2042_Achievable_MW_After Competition Groups_ENERGY STAR Griddle (74% eff)
Commercial | Com ¦ ENERGY STAR FREEZER | 2042 | Achievable | MW | After Competition Groups | 6.2262 | 0 | 0 | 1887.9343 | 0.0032979 | 36 | Commercial_2042_Achievable_MW_After Competition Groups_36 | ENERGY STAR FREEZER | 0.3298% | 0 | 6.2262 | Commercial_2042_Achievable_MW_After Competition Groups_ENERGY STAR FREEZER
Commercial | Com ¦ High R-Value Glass Doors/no-heat glass door | 2042 | Technical | MW | After Competition Groups | 8.8796 | 0 | 0 | 2774.8811 | 0.0032 | 40 | Commercial_2042_Technical_MW_After Competition Groups_40 | High R-Value Glass Doors/no-heat glass door | 0.32% | 0 | 8.8796 | Commercial_2042_Technical_MW_After Competition Groups_High R-Value Glass Doors/no-heat glass door
Commercial | Com ¦ Occupancy Sensors | 2042 | Achievable | MW | After Competition Groups | 5.9146 | 0 | 0 | 1887.9343 | 0.0031329 | 37 | Commercial_2042_Achievable_MW_After Competition Groups_37 | Occupancy Sensors | 0.3133% | 0 | 5.9146 | Commercial_2042_Achievable_MW_After Competition Groups_Occupancy Sensors
Commercial | Com ¦ ENERGY STAR Griddle (74% eff) | 2042 | Technical | MW | After Competition Groups | 8.6602 | 0 | 0 | 2774.8811 | 0.0031209 | 41 | Commercial_2042_Technical_MW_After Competition Groups_41 | ENERGY STAR Griddle (74% eff) | 0.3121% | 0 | 8.6602 | Commercial_2042_Technical_MW_After Competition Groups_ENERGY STAR Griddle (74% eff)
Commercial | Com ¦ Duct Insulation, R8 | 2042 | Achievable | MW | After Competition Groups | 5.8897 | 0 | 0 | 1887.9343 | 0.0031197 | 38 | Commercial_2042_Achievable_MW_After Competition Groups_38 | Duct Insulation, R8 | 0.312% | 0 | 5.8897 | Commercial_2042_Achievable_MW_After Competition Groups_Duct Insulation, R8
Commercial | Com ¦ Super-High Efficiency Furnaces (Emerging Tech) | 2042 | Technical | MW | After Competition Groups | 8.5953 | 0 | 0 | 2774.8811 | 0.0030975 | 42 | Commercial_2042_Technical_MW_After Competition Groups_42 | Super-High Efficiency Furnaces (Emerging Tech) | 0.3098% | 0 | 8.5953 | Commercial_2042_Technical_MW_After Competition Groups_Super-High Efficiency Furnaces (Emerging Tech)
Commercial | Com ¦ ENERGY STAR Refrigerator | 2042 | Technical | MW | After Competition Groups | 8.1901 | 0 | 0 | 2774.8811 | 0.0029515 | 43 | Commercial_2042_Technical_MW_After Competition Groups_43 | ENERGY STAR Refrigerator | 0.2951% | 0 | 8.1901 | Commercial_2042_Technical_MW_After Competition Groups_ENERGY STAR Refrigerator
Commercial | Com ¦ Freezer Case Light Sensor | 2042 | Technical | MW | After Competition Groups | 8.0974 | 0 | 0 | 2774.8811 | 0.0029181 | 44 | Commercial_2042_Technical_MW_After Competition Groups_44 | Freezer Case Light Sensor | 0.2918% | 0 | 8.0974 | Commercial_2042_Technical_MW_After Competition Groups_Freezer Case Light Sensor
Commercial | Com ¦ Elec Storage WH 2.30 Et | 2042 | Economic | MW | After Competition Groups | 5.9243 | 0 | 0 | 2051.6287 | 0.0028876 | 39 | Commercial_2042_Economic_MW_After Competition Groups_39 | Elec Storage WH 2.30 Et | 0.2888% | 0 | 5.9243 | Commercial_2042_Economic_MW_After Competition Groups_Elec Storage WH 2.30 Et
Commercial | Com ¦ Evaporator Fan Controls | 2042 | Technical | MW | After Competition Groups | 7.8875 | 0 | 0 | 2774.8811 | 0.0028424 | 45 | Commercial_2042_Technical_MW_After Competition Groups_45 | Evaporator Fan Controls | 0.2842% | 0 | 7.8875 | Commercial_2042_Technical_MW_After Competition Groups_Evaporator Fan Controls
Commercial | Com ¦ Refrigeration Commissioning | 2042 | Economic | MW | After Competition Groups | 5.5053 | 0 | 0 | 2051.6287 | 0.0026834 | 40 | Commercial_2042_Economic_MW_After Competition Groups_40 | Refrigeration Commissioning | 0.2683% | 0 | 5.5053 | Commercial_2042_Economic_MW_After Competition Groups_Refrigeration Commissioning
Commercial | Com ¦ LED EXTERIOR AREA LIGHTS - LED fixture (200W) | 2042 | Technical | MW | After Competition Groups | 7.2416 | 0 | 0 | 2774.8811 | 0.0026097 | 46 | Commercial_2042_Technical_MW_After Competition Groups_46 | LED EXTERIOR AREA LIGHTS - LED fixture (200W) | 0.261% | 0 | 7.2416 | Commercial_2042_Technical_MW_After Competition Groups_LED EXTERIOR AREA LIGHTS - LED fixture (200W)
Commercial | Com ¦ LED street light fixture | 2042 | Achievable | MW | After Competition Groups | 4.8964 | 0 | 0 | 1887.9343 | 0.0025935 | 39 | Commercial_2042_Achievable_MW_After Competition Groups_39 | LED street light fixture | 0.2594% | 0 | 4.8964 | Commercial_2042_Achievable_MW_After Competition Groups_LED street light fixture
Commercial | Com ¦ BEVERAGE VENDING MACHINE CONTROLS | 2042 | Economic | MW | After Competition Groups | 5.192 | 0 | 0 | 2051.6287 | 0.0025307 | 41 | Commercial_2042_Economic_MW_After Competition Groups_41 | BEVERAGE VENDING MACHINE CONTROLS | 0.2531% | 0 | 5.192 | Commercial_2042_Economic_MW_After Competition Groups_BEVERAGE VENDING MACHINE CONTROLS
Commercial | Com ¦ BEVERAGE VENDING MACHINE CONTROLS | 2042 | Achievable | MW | After Competition Groups | 4.7631 | 0 | 0 | 1887.9343 | 0.0025229 | 40 | Commercial_2042_Achievable_MW_After Competition Groups_40 | BEVERAGE VENDING MACHINE CONTROLS | 0.2523% | 0 | 4.7631 | Commercial_2042_Achievable_MW_After Competition Groups_BEVERAGE VENDING MACHINE CONTROLS
Commercial | Com ¦ LED parking lot fixture | 2042 | Technical | MW | After Competition Groups | 6.8119 | 0 | 0 | 2774.8811 | 0.0024548 | 47 | Commercial_2042_Technical_MW_After Competition Groups_47 | LED parking lot fixture | 0.2455% | 0 | 6.8119 | Commercial_2042_Technical_MW_After Competition Groups_LED parking lot fixture
Commercial | Com ¦ LED street light fixture | 2042 | Economic | MW | After Competition Groups | 4.9821 | 0 | 0 | 2051.6287 | 0.0024283 | 42 | Commercial_2042_Economic_MW_After Competition Groups_42 | LED street light fixture | 0.2428% | 0 | 4.9821 | Commercial_2042_Economic_MW_After Competition Groups_LED street light fixture
Commercial | Com ¦ Duct Insulation, R8 | 2042 | Economic | MW | After Competition Groups | 4.7072 | 0 | 0 | 2051.6287 | 0.0022944 | 43 | Commercial_2042_Economic_MW_After Competition Groups_43 | Duct Insulation, R8 | 0.2294% | 0 | 4.7072 | Commercial_2042_Economic_MW_After Competition Groups_Duct Insulation, R8
Commercial | Com ¦ Elec Storage WH 2.30 Et | 2042 | Achievable | MW | After Competition Groups | 4.2612 | 0 | 0 | 1887.9343 | 0.0022571 | 41 | Commercial_2042_Achievable_MW_After Competition Groups_41 | Elec Storage WH 2.30 Et | 0.2257% | 0 | 4.2612 | Commercial_2042_Achievable_MW_After Competition Groups_Elec Storage WH 2.30 Et
Commercial | Com ¦ Elec Storage WH 2.30 Et | 2042 | Technical | MW | After Competition Groups | 5.8656 | 0 | 0 | 2774.8811 | 0.0021138 | 48 | Commercial_2042_Technical_MW_After Competition Groups_48 | Elec Storage WH 2.30 Et | 0.2114% | 0 | 5.8656 | Commercial_2042_Technical_MW_After Competition Groups_Elec Storage WH 2.30 Et
Commercial | Com ¦ Super-High Efficiency Furnaces (Emerging Tech) | 2042 | Achievable | MW | After Competition Groups | 3.9127 | 0 | 0 | 1887.9343 | 0.0020725 | 42 | Commercial_2042_Achievable_MW_After Competition Groups_42 | Super-High Efficiency Furnaces (Emerging Tech) | 0.2072% | 0 | 3.9127 | Commercial_2042_Achievable_MW_After Competition Groups_Super-High Efficiency Furnaces (Emerging Tech)
Commercial | Com ¦ Refrigeration Commissioning | 2042 | Technical | MW | After Competition Groups | 5.5053 | 0 | 0 | 2774.8811 | 0.001984 | 49 | Commercial_2042_Technical_MW_After Competition Groups_49 | Refrigeration Commissioning | 0.1984% | 0 | 5.5053 | Commercial_2042_Technical_MW_After Competition Groups_Refrigeration Commissioning
Commercial | Com ¦ Temperature Adjustment in Commercial Freezers | 2042 | Achievable | MW | After Competition Groups | 3.5924 | 0 | 0 | 1887.9343 | 0.0019028 | 43 | Commercial_2042_Achievable_MW_After Competition Groups_43 | Temperature Adjustment in Commercial Freezers | 0.1903% | 0 | 3.5924 | Commercial_2042_Achievable_MW_After Competition Groups_Temperature Adjustment in Commercial Freezers
Commercial | Com ¦ BEVERAGE VENDING MACHINE CONTROLS | 2042 | Technical | MW | After Competition Groups | 5.192 | 0 | 0 | 2774.8811 | 0.0018711 | 50 | Commercial_2042_Technical_MW_After Competition Groups_50 | BEVERAGE VENDING MACHINE CONTROLS | 0.1871% | 0 | 5.192 | Commercial_2042_Technical_MW_After Competition Groups_BEVERAGE VENDING MACHINE CONTROLS
Commercial | Com ¦ HOTEL OCCUPANCY CONTROLS (HVAC + LIGHTING) | 2042 | Economic | MW | After Competition Groups | 3.8 | 0 | 0 | 2051.6287 | 0.0018522 | 44 | Commercial_2042_Economic_MW_After Competition Groups_44 | HOTEL OCCUPANCY CONTROLS (HVAC + LIGHTING) | 0.1852% | 0 | 3.8 | Commercial_2042_Economic_MW_After Competition Groups_HOTEL OCCUPANCY CONTROLS (HVAC + LIGHTING)
Commercial | Com ¦ CO Sensors for parking garage exhaust fans | 2042 | Achievable | MW | After Competition Groups | 3.4324 | 0 | 0 | 1887.9343 | 0.0018181 | 44 | Commercial_2042_Achievable_MW_After Competition Groups_44 | CO Sensors for parking garage exhaust fans | 0.1818% | 0 | 3.4324 | Commercial_2042_Achievable_MW_After Competition Groups_CO Sensors for parking garage exhaust fans
Commercial | Com ¦ LED street light fixture | 2042 | Technical | MW | After Competition Groups | 4.9821 | 0 | 0 | 2774.8811 | 0.0017954 | 51 | Commercial_2042_Technical_MW_After Competition Groups_51 | LED street light fixture | 0.1795% | 0 | 4.9821 | Commercial_2042_Technical_MW_After Competition Groups_LED street light fixture
Commercial | Com ¦ CO Sensors for parking garage exhaust fans | 2042 | Economic | MW | After Competition Groups | 3.5124 | 0 | 0 | 2051.6287 | 0.001712 | 45 | Commercial_2042_Economic_MW_After Competition Groups_45 | CO Sensors for parking garage exhaust fans | 0.1712% | 0 | 3.5124 | Commercial_2042_Economic_MW_After Competition Groups_CO Sensors for parking garage exhaust fans
Commercial | Com ¦ Duct Insulation, R8 | 2042 | Technical | MW | After Competition Groups | 4.7072 | 0 | 0 | 2774.8811 | 0.0016964 | 52 | Commercial_2042_Technical_MW_After Competition Groups_52 | Duct Insulation, R8 | 0.1696% | 0 | 4.7072 | Commercial_2042_Technical_MW_After Competition Groups_Duct Insulation, R8
Commercial | Com ¦ Vertical Night Covers | 2042 | Achievable | MW | After Competition Groups | 2.9836 | 0 | 0 | 1887.9343 | 0.0015804 | 45 | Commercial_2042_Achievable_MW_After Competition Groups_45 | Vertical Night Covers | 0.158% | 0 | 2.9836 | Commercial_2042_Achievable_MW_After Competition Groups_Vertical Night Covers
Commercial | Com ¦ Roof Insulation/Ceiling Insulation (R25 Code to R35) | 2042 | Technical | MW | After Competition Groups | 4.281 | 0 | 0 | 2774.8811 | 0.0015428 | 53 | Commercial_2042_Technical_MW_After Competition Groups_53 | Roof Insulation/Ceiling Insulation (R25 Code to R35) | 0.1543% | 0 | 4.281 | Commercial_2042_Technical_MW_After Competition Groups_Roof Insulation/Ceiling Insulation (R25 Code to R35)
Commercial | Com ¦ Energy Efficient Laboratory Fume Hood | 2042 | Achievable | MW | After Competition Groups | 2.8962 | 0 | 0 | 1887.9343 | 0.0015341 | 46 | Commercial_2042_Achievable_MW_After Competition Groups_46 | Energy Efficient Laboratory Fume Hood | 0.1534% | 0 | 2.8962 | Commercial_2042_Achievable_MW_After Competition Groups_Energy Efficient Laboratory Fume Hood
Commercial | Com ¦ Super-High Efficiency Furnaces (Emerging Tech) | 2042 | Economic | MW | After Competition Groups | 3.1046 | 0 | 0 | 2051.6287 | 0.0015132 | 46 | Commercial_2042_Economic_MW_After Competition Groups_46 | Super-High Efficiency Furnaces (Emerging Tech) | 0.1513% | 0 | 3.1046 | Commercial_2042_Economic_MW_After Competition Groups_Super-High Efficiency Furnaces (Emerging Tech)
Commercial | Com ¦ Temperature Adjustment in Commercial Freezers | 2042 | Economic | MW | After Competition Groups | 2.8783 | 0 | 0 | 2051.6287 | 0.001403 | 47 | Commercial_2042_Economic_MW_After Competition Groups_47 | Temperature Adjustment in Commercial Freezers | 0.1403% | 0 | 2.8783 | Commercial_2042_Economic_MW_After Competition Groups_Temperature Adjustment in Commercial Freezers
Commercial | Com ¦ CO Sensors for parking garage exhaust fans | 2042 | Technical | MW | After Competition Groups | 3.5124 | 0 | 0 | 2774.8811 | 0.0012658 | 54 | Commercial_2042_Technical_MW_After Competition Groups_54 | CO Sensors for parking garage exhaust fans | 0.1266% | 0 | 3.5124 | Commercial_2042_Technical_MW_After Competition Groups_CO Sensors for parking garage exhaust fans
Commercial | Com ¦ Anti-sweat heat (ASH) controls - Cooler/Freezer | 2042 | Technical | MW | After Competition Groups | 3.495 | 0 | 0 | 2774.8811 | 0.0012595 | 55 | Commercial_2042_Technical_MW_After Competition Groups_55 | Anti-sweat heat (ASH) controls - Cooler/Freezer | 0.126% | 0 | 3.495 | Commercial_2042_Technical_MW_After Competition Groups_Anti-sweat heat (ASH) controls - Cooler/Freezer
Commercial | Com ¦ ENERGY STAR Fryer (84% eff) | 2042 | Economic | MW | After Competition Groups | 2.5452 | 0 | 0 | 2051.6287 | 0.0012406 | 48 | Commercial_2042_Economic_MW_After Competition Groups_48 | ENERGY STAR Fryer (84% eff) | 0.1241% | 0 | 2.5452 | Commercial_2042_Economic_MW_After Competition Groups_ENERGY STAR Fryer (84% eff)
Commercial | Com ¦ Ground Source Heat Pump | 2042 | Technical | MW | After Competition Groups | 3.3843 | 0 | 0 | 2774.8811 | 0.0012196 | 56 | Commercial_2042_Technical_MW_After Competition Groups_56 | Ground Source Heat Pump | 0.122% | 0 | 3.3843 | Commercial_2042_Technical_MW_After Competition Groups_Ground Source Heat Pump
Commercial | Com ¦ Water Heating (DHW) Pipe Insulation (Add 3/4\ Foam)" | 2042 | Achievable | MW | After Competition Groups | 2.2537 | 0 | 0 | 1887.9343 | 0.0011937 | 47 | Commercial_2042_Achievable_MW_After Competition Groups_47 | Water Heating (DHW) Pipe Insulation (Add 3/4\ Foam)" | 0.1194% | 0 | 2.2537 | Commercial_2042_Achievable_MW_After Competition Groups_Water Heating (DHW) Pipe Insulation (Add 3/4\ Foam)"
Commercial | Com ¦ Vertical Night Covers | 2042 | Economic | MW | After Competition Groups | 2.3909 | 0 | 0 | 2051.6287 | 0.0011654 | 49 | Commercial_2042_Economic_MW_After Competition Groups_49 | Vertical Night Covers | 0.1165% | 0 | 2.3909 | Commercial_2042_Economic_MW_After Competition Groups_Vertical Night Covers
Commercial | Com ¦ Outside Air Economizer | 2042 | Achievable | MW | After Competition Groups | 2.1365 | 0 | 0 | 1887.9343 | 0.0011317 | 48 | Commercial_2042_Achievable_MW_After Competition Groups_48 | Outside Air Economizer | 0.1132% | 0 | 2.1365 | Commercial_2042_Achievable_MW_After Competition Groups_Outside Air Economizer
Commercial | Com ¦ Energy Efficient Laboratory Fume Hood | 2042 | Economic | MW | After Competition Groups | 2.3149 | 0 | 0 | 2051.6287 | 0.0011283 | 50 | Commercial_2042_Economic_MW_After Competition Groups_50 | Energy Efficient Laboratory Fume Hood | 0.1128% | 0 | 2.3149 | Commercial_2042_Economic_MW_After Competition Groups_Energy Efficient Laboratory Fume Hood
Commercial | Com ¦ Temperature Adjustment in Commercial Freezers | 2042 | Technical | MW | After Competition Groups | 2.8783 | 0 | 0 | 2774.8811 | 0.0010373 | 57 | Commercial_2042_Technical_MW_After Competition Groups_57 | Temperature Adjustment in Commercial Freezers | 0.1037% | 0 | 2.8783 | Commercial_2042_Technical_MW_After Competition Groups_Temperature Adjustment in Commercial Freezers
Commercial | Com ¦ ENERGY STAR Fryer (84% eff) | 2042 | Achievable | MW | After Competition Groups | 1.8736 | 0 | 0 | 1887.9343 | 0.00099241 | 49 | Commercial_2042_Achievable_MW_After Competition Groups_49 | ENERGY STAR Fryer (84% eff) | 0.09924% | 0 | 1.8736 | Commercial_2042_Achievable_MW_After Competition Groups_ENERGY STAR Fryer (84% eff)
Commercial | Com ¦ Outside Air Economizer | 2042 | Economic | MW | After Competition Groups | 2.0177 | 0 | 0 | 2051.6287 | 0.00098344 | 51 | Commercial_2042_Economic_MW_After Competition Groups_51 | Outside Air Economizer | 0.09834% | 0 | 2.0177 | Commercial_2042_Economic_MW_After Competition Groups_Outside Air Economizer
Commercial | Com ¦ ENERGY STAR Fryer (84% eff) | 2042 | Technical | MW | After Competition Groups | 2.5452 | 0 | 0 | 2774.8811 | 0.00091723 | 58 | Commercial_2042_Technical_MW_After Competition Groups_58 | ENERGY STAR Fryer (84% eff) | 0.09172% | 0 | 2.5452 | Commercial_2042_Technical_MW_After Competition Groups_ENERGY STAR Fryer (84% eff)
Commercial | Com ¦ Water Heating (DHW) Pipe Insulation (Add 3/4\ Foam)" | 2042 | Economic | MW | After Competition Groups | 1.8044 | 0 | 0 | 2051.6287 | 0.00087948 | 52 | Commercial_2042_Economic_MW_After Competition Groups_52 | Water Heating (DHW) Pipe Insulation (Add 3/4\ Foam)" | 0.08795% | 0 | 1.8044 | Commercial_2042_Economic_MW_After Competition Groups_Water Heating (DHW) Pipe Insulation (Add 3/4\ Foam)"
Commercial | Com ¦ Vertical Night Covers | 2042 | Technical | MW | After Competition Groups | 2.3909 | 0 | 0 | 2774.8811 | 0.00086163 | 59 | Commercial_2042_Technical_MW_After Competition Groups_59 | Vertical Night Covers | 0.08616% | 0 | 2.3909 | Commercial_2042_Technical_MW_After Competition Groups_Vertical Night Covers
Commercial | Com ¦ Energy Efficient Laboratory Fume Hood | 2042 | Technical | MW | After Competition Groups | 2.3149 | 0 | 0 | 2774.8811 | 0.00083422 | 60 | Commercial_2042_Technical_MW_After Competition Groups_60 | Energy Efficient Laboratory Fume Hood | 0.08342% | 0 | 2.3149 | Commercial_2042_Technical_MW_After Competition Groups_Energy Efficient Laboratory Fume Hood
Commercial | Com ¦ Suction Pipe Insulation Freezer/Refrigerator | 2042 | Achievable | MW | After Competition Groups | 1.5459 | 0 | 0 | 1887.9343 | 0.00081883 | 50 | Commercial_2042_Achievable_MW_After Competition Groups_50 | Suction Pipe Insulation Freezer/Refrigerator | 0.08188% | 0 | 1.5459 | Commercial_2042_Achievable_MW_After Competition Groups_Suction Pipe Insulation Freezer/Refrigerator
Commercial | Com ¦ ENERGY STAR Dishwasher | 2042 | Economic | MW | After Competition Groups | 1.6645 | 0 | 0 | 2051.6287 | 0.0008113 | 53 | Commercial_2042_Economic_MW_After Competition Groups_53 | ENERGY STAR Dishwasher | 0.08113% | 0 | 1.6645 | Commercial_2042_Economic_MW_After Competition Groups_ENERGY STAR Dishwasher
Commercial | Com ¦ ENERGY STAR Steam Cookers | 2042 | Economic | MW | After Competition Groups | 1.5985 | 0 | 0 | 2051.6287 | 0.00077915 | 54 | Commercial_2042_Economic_MW_After Competition Groups_54 | ENERGY STAR Steam Cookers | 0.07791% | 0 | 1.5985 | Commercial_2042_Economic_MW_After Competition Groups_ENERGY STAR Steam Cookers
Commercial | Com ¦ Outside Air Economizer | 2042 | Technical | MW | After Competition Groups | 2.0177 | 0 | 0 | 2774.8811 | 0.00072712 | 61 | Commercial_2042_Technical_MW_After Competition Groups_61 | Outside Air Economizer | 0.07271% | 0 | 2.0177 | Commercial_2042_Technical_MW_After Competition Groups_Outside Air Economizer
Commercial | Com ¦ Room AC (w/ louvered sides) 14 SEER from 12 SEER code | 2042 | Technical | MW | After Competition Groups | 2.0027 | 0 | 0 | 2774.8811 | 0.00072171 | 62 | Commercial_2042_Technical_MW_After Competition Groups_62 | Room AC (w/ louvered sides) 14 SEER from 12 SEER code | 0.07217% | 0 | 2.0027 | Commercial_2042_Technical_MW_After Competition Groups_Room AC (w/ louvered sides) 14 SEER from 12 SEER code
Commercial | Com ¦ Indoor Daylight Sensors/Photocell Dimming Control | 2042 | Achievable | MW | After Competition Groups | 1.3402 | 0 | 0 | 1887.9343 | 0.00070986 | 51 | Commercial_2042_Achievable_MW_After Competition Groups_51 | Indoor Daylight Sensors/Photocell Dimming Control | 0.07099% | 0 | 1.3402 | Commercial_2042_Achievable_MW_After Competition Groups_Indoor Daylight Sensors/Photocell Dimming Control
Commercial | Com ¦ Water Heating (DHW) Pipe Insulation (Add 3/4\ Foam)" | 2042 | Technical | MW | After Competition Groups | 1.8044 | 0 | 0 | 2774.8811 | 0.00065025 | 63 | Commercial_2042_Technical_MW_After Competition Groups_63 | Water Heating (DHW) Pipe Insulation (Add 3/4\ Foam)" | 0.06503% | 0 | 1.8044 | Commercial_2042_Technical_MW_After Competition Groups_Water Heating (DHW) Pipe Insulation (Add 3/4\ Foam)"
Commercial | Com ¦ Roof Insulation/Ceiling Insulation (R25 Code to R35) | 2042 | Economic | MW | After Competition Groups | 1.2798 | 0 | 0 | 2051.6287 | 0.00062381 | 55 | Commercial_2042_Economic_MW_After Competition Groups_55 | Roof Insulation/Ceiling Insulation (R25 Code to R35) | 0.06238% | 0 | 1.2798 | Commercial_2042_Economic_MW_After Competition Groups_Roof Insulation/Ceiling Insulation (R25 Code to R35)
Commercial | Com ¦ Refrigeration Commissioning | 2042 | Achievable | MW | After Competition Groups | 1.1472 | 0 | 0 | 1887.9343 | 0.00060767 | 52 | Commercial_2042_Achievable_MW_After Competition Groups_52 | Refrigeration Commissioning | 0.06077% | 0 | 1.1472 | Commercial_2042_Achievable_MW_After Competition Groups_Refrigeration Commissioning
Commercial | Com ¦ ENERGY STAR Steam Cookers | 2042 | Achievable | MW | After Competition Groups | 1.1471 | 0 | 0 | 1887.9343 | 0.0006076 | 53 | Commercial_2042_Achievable_MW_After Competition Groups_53 | ENERGY STAR Steam Cookers | 0.06076% | 0 | 1.1471 | Commercial_2042_Achievable_MW_After Competition Groups_ENERGY STAR Steam Cookers
Commercial | Com ¦ Suction Pipe Insulation Freezer/Refrigerator | 2042 | Economic | MW | After Competition Groups | 1.2385 | 0 | 0 | 2051.6287 | 0.00060368 | 56 | Commercial_2042_Economic_MW_After Competition Groups_56 | Suction Pipe Insulation Freezer/Refrigerator | 0.06037% | 0 | 1.2385 | Commercial_2042_Economic_MW_After Competition Groups_Suction Pipe Insulation Freezer/Refrigerator
Commercial | Com ¦ ENERGY STAR Dishwasher | 2042 | Technical | MW | After Competition Groups | 1.6645 | 0 | 0 | 2774.8811 | 0.00059984 | 64 | Commercial_2042_Technical_MW_After Competition Groups_64 | ENERGY STAR Dishwasher | 0.05998% | 0 | 1.6645 | Commercial_2042_Technical_MW_After Competition Groups_ENERGY STAR Dishwasher
Commercial | Com ¦ ENERGY STAR Steam Cookers | 2042 | Technical | MW | After Competition Groups | 1.5985 | 0 | 0 | 2774.8811 | 0.00057607 | 65 | Commercial_2042_Technical_MW_After Competition Groups_65 | ENERGY STAR Steam Cookers | 0.05761% | 0 | 1.5985 | Commercial_2042_Technical_MW_After Competition Groups_ENERGY STAR Steam Cookers
Commercial | Com ¦ ENERGY STAR Dishwasher | 2042 | Achievable | MW | After Competition Groups | 1.0554 | 0 | 0 | 1887.9343 | 0.00055902 | 54 | Commercial_2042_Achievable_MW_After Competition Groups_54 | ENERGY STAR Dishwasher | 0.0559% | 0 | 1.0554 | Commercial_2042_Achievable_MW_After Competition Groups_ENERGY STAR Dishwasher
Commercial | Com ¦ Door Gasket Freezer/Refrigerator | 2042 | Economic | MW | After Competition Groups | 1.1281 | 0 | 0 | 2051.6287 | 0.00054985 | 57 | Commercial_2042_Economic_MW_After Competition Groups_57 | Door Gasket Freezer/Refrigerator | 0.05499% | 0 | 1.1281 | Commercial_2042_Economic_MW_After Competition Groups_Door Gasket Freezer/Refrigerator
Commercial | Com ¦ LED RECESSED DOWNLIGHTS | 2042 | Technical | MW | After Competition Groups | 1.4582 | 0 | 0 | 2774.8811 | 0.00052548 | 66 | Commercial_2042_Technical_MW_After Competition Groups_66 | LED RECESSED DOWNLIGHTS | 0.05255% | 0 | 1.4582 | Commercial_2042_Technical_MW_After Competition Groups_LED RECESSED DOWNLIGHTS
Commercial | Com ¦ High R-Value Glass Doors/no-heat glass door | 2042 | Achievable | MW | After Competition Groups | 0.97776 | 0 | 0 | 1887.9343 | 0.0005179 | 55 | Commercial_2042_Achievable_MW_After Competition Groups_55 | High R-Value Glass Doors/no-heat glass door | 0.05179% | 0 | 0.97776 | Commercial_2042_Achievable_MW_After Competition Groups_High R-Value Glass Doors/no-heat glass door
Commercial | Com ¦ Suction Pipe Insulation Freezer/Refrigerator | 2042 | Technical | MW | After Competition Groups | 1.2385 | 0 | 0 | 2774.8811 | 0.00044633 | 67 | Commercial_2042_Technical_MW_After Competition Groups_67 | Suction Pipe Insulation Freezer/Refrigerator | 0.04463% | 0 | 1.2385 | Commercial_2042_Technical_MW_After Competition Groups_Suction Pipe Insulation Freezer/Refrigerator
Commercial | Com ¦ Ozone Laundry Treatment | 2042 | Achievable | MW | After Competition Groups | 0.82588 | 0 | 0 | 1887.9343 | 0.00043745 | 56 | Commercial_2042_Achievable_MW_After Competition Groups_56 | Ozone Laundry Treatment | 0.04375% | 0 | 0.82588 | Commercial_2042_Achievable_MW_After Competition Groups_Ozone Laundry Treatment
Commercial | Com ¦ Thermostat Setback | 2042 | Economic | MW | After Competition Groups | 0.84902 | 0 | 0 | 2051.6287 | 0.00041383 | 58 | Commercial_2042_Economic_MW_After Competition Groups_58 | Thermostat Setback | 0.04138% | 0 | 0.84902 | Commercial_2042_Economic_MW_After Competition Groups_Thermostat Setback
Commercial | Com ¦ HOTEL OCCUPANCY CONTROLS (HVAC + LIGHTING) | 2042 | Achievable | MW | After Competition Groups | 0.77224 | 0 | 0 | 1887.9343 | 0.00040904 | 57 | Commercial_2042_Achievable_MW_After Competition Groups_57 | HOTEL OCCUPANCY CONTROLS (HVAC + LIGHTING) | 0.0409% | 0 | 0.77224 | Commercial_2042_Achievable_MW_After Competition Groups_HOTEL OCCUPANCY CONTROLS (HVAC + LIGHTING)
Commercial | Com ¦ Ozone Laundry Treatment | 2042 | Economic | MW | After Competition Groups | 0.83068 | 0 | 0 | 2051.6287 | 0.00040489 | 59 | Commercial_2042_Economic_MW_After Competition Groups_59 | Ozone Laundry Treatment | 0.04049% | 0 | 0.83068 | Commercial_2042_Economic_MW_After Competition Groups_Ozone Laundry Treatment
Commercial | Com ¦ Thermostat Setback | 2042 | Achievable | MW | After Competition Groups | 0.76256 | 0 | 0 | 1887.9343 | 0.00040391 | 58 | Commercial_2042_Achievable_MW_After Competition Groups_58 | Thermostat Setback | 0.04039% | 0 | 0.76256 | Commercial_2042_Achievable_MW_After Competition Groups_Thermostat Setback
Commercial | Com ¦ LED RECESSED DOWNLIGHTS | 2042 | Achievable | MW | After Competition Groups | 0.73527 | 0 | 0 | 1887.9343 | 0.00038946 | 59 | Commercial_2042_Achievable_MW_After Competition Groups_59 | LED RECESSED DOWNLIGHTS | 0.03895% | 0 | 0.73527 | Commercial_2042_Achievable_MW_After Competition Groups_LED RECESSED DOWNLIGHTS
Commercial | Com ¦ Evaporator Coil Defrost (Cooler) | 2042 | Technical | MW | After Competition Groups | 1.0545 | 0 | 0 | 2774.8811 | 0.00038002 | 68 | Commercial_2042_Technical_MW_After Competition Groups_68 | Evaporator Coil Defrost (Cooler) | 0.038% | 0 | 1.0545 | Commercial_2042_Technical_MW_After Competition Groups_Evaporator Coil Defrost (Cooler)
Commercial | Com ¦ PTAC (12 EER/10,000 BTU) | 2042 | Economic | MW | After Competition Groups | 0.65702 | 0 | 0 | 2051.6287 | 0.00032024 | 60 | Commercial_2042_Economic_MW_After Competition Groups_60 | PTAC (12 EER/10,000 BTU) | 0.03202% | 0 | 0.65702 | Commercial_2042_Economic_MW_After Competition Groups_PTAC (12 EER/10,000 BTU)
Commercial | Com ¦ LED RECESSED DOWNLIGHTS | 2042 | Economic | MW | After Competition Groups | 0.6397 | 0 | 0 | 2051.6287 | 0.0003118 | 61 | Commercial_2042_Economic_MW_After Competition Groups_61 | LED RECESSED DOWNLIGHTS | 0.03118% | 0 | 0.6397 | Commercial_2042_Economic_MW_After Competition Groups_LED RECESSED DOWNLIGHTS
Commercial | Com ¦ Thermostat Setback | 2042 | Technical | MW | After Competition Groups | 0.84902 | 0 | 0 | 2774.8811 | 0.00030597 | 69 | Commercial_2042_Technical_MW_After Competition Groups_69 | Thermostat Setback | 0.0306% | 0 | 0.84902 | Commercial_2042_Technical_MW_After Competition Groups_Thermostat Setback
Commercial | Com ¦ Ozone Laundry Treatment | 2042 | Technical | MW | After Competition Groups | 0.83068 | 0 | 0 | 2774.8811 | 0.00029936 | 70 | Commercial_2042_Technical_MW_After Competition Groups_70 | Ozone Laundry Treatment | 0.02994% | 0 | 0.83068 | Commercial_2042_Technical_MW_After Competition Groups_Ozone Laundry Treatment
Commercial | Com ¦ SYNCHRONOUS BELT | 2042 | Technical | MW | After Competition Groups | 0.77224 | 0 | 0 | 2774.8811 | 0.0002783 | 71 | Commercial_2042_Technical_MW_After Competition Groups_71 | SYNCHRONOUS BELT | 0.02783% | 0 | 0.77224 | Commercial_2042_Technical_MW_After Competition Groups_SYNCHRONOUS BELT
Commercial | Com ¦ Wall Insulation | 2042 | Economic | MW | After Competition Groups | 0.54838 | 0 | 0 | 2051.6287 | 0.00026729 | 62 | Commercial_2042_Economic_MW_After Competition Groups_62 | Wall Insulation | 0.02673% | 0 | 0.54838 | Commercial_2042_Economic_MW_After Competition Groups_Wall Insulation
Commercial | Com ¦ PTAC (12 EER/10,000 BTU) | 2042 | Technical | MW | After Competition Groups | 0.72 | 0 | 0 | 2774.8811 | 0.00025947 | 72 | Commercial_2042_Technical_MW_After Competition Groups_72 | PTAC (12 EER/10,000 BTU) | 0.02595% | 0 | 0.72 | Commercial_2042_Technical_MW_After Competition Groups_PTAC (12 EER/10,000 BTU)
Commercial | Com ¦ Solar Water Preheat (Pools/DHW) | 2042 | Economic | MW | After Competition Groups | 0.52382 | 0 | 0 | 2051.6287 | 0.00025532 | 63 | Commercial_2042_Economic_MW_After Competition Groups_63 | Solar Water Preheat (Pools/DHW) | 0.02553% | 0 | 0.52382 | Commercial_2042_Economic_MW_After Competition Groups_Solar Water Preheat (Pools/DHW)
Commercial | COM ¦ Ductless Mini-Split Heat Pumps | 2042 | Economic | MW | After Competition Groups | 0.5007 | 0 | 0 | 2051.6287 | 0.00024405 | 64 | Commercial_2042_Economic_MW_After Competition Groups_64 | Ductless Mini-Split Heat Pumps | 0.0244% | 0 | 0.5007 | Commercial_2042_Economic_MW_After Competition Groups_Ductless Mini-Split Heat Pumps
Commercial | Com ¦ PTAC (12 EER/10,000 BTU) | 2042 | Achievable | MW | After Competition Groups | 0.44504 | 0 | 0 | 1887.9343 | 0.00023573 | 60 | Commercial_2042_Achievable_MW_After Competition Groups_60 | PTAC (12 EER/10,000 BTU) | 0.02357% | 0 | 0.44504 | Commercial_2042_Achievable_MW_After Competition Groups_PTAC (12 EER/10,000 BTU)
Commercial | Com ¦ Roof Insulation/Ceiling Insulation (R25 Code to R35) | 2042 | Achievable | MW | After Competition Groups | 0.41782 | 0 | 0 | 1887.9343 | 0.00022131 | 61 | Commercial_2042_Achievable_MW_After Competition Groups_61 | Roof Insulation/Ceiling Insulation (R25 Code to R35) | 0.02213% | 0 | 0.41782 | Commercial_2042_Achievable_MW_After Competition Groups_Roof Insulation/Ceiling Insulation (R25 Code to R35)
Commercial | Com ¦ Wall Insulation | 2042 | Technical | MW | After Competition Groups | 0.56465 | 0 | 0 | 2774.8811 | 0.00020349 | 73 | Commercial_2042_Technical_MW_After Competition Groups_73 | Wall Insulation | 0.02035% | 0 | 0.56465 | Commercial_2042_Technical_MW_After Competition Groups_Wall Insulation
Commercial | Com ¦ Solar Preheat Make up Air | 2042 | Technical | MW | After Competition Groups | 0.55866 | 0 | 0 | 2774.8811 | 0.00020133 | 74 | Commercial_2042_Technical_MW_After Competition Groups_74 | Solar Preheat Make up Air | 0.02013% | 0 | 0.55866 | Commercial_2042_Technical_MW_After Competition Groups_Solar Preheat Make up Air
Commercial | COM ¦ Ductless Mini-Split Heat Pumps | 2042 | Achievable | MW | After Competition Groups | 0.358 | 0 | 0 | 1887.9343 | 0.00018963 | 62 | Commercial_2042_Achievable_MW_After Competition Groups_62 | Ductless Mini-Split Heat Pumps | 0.01896% | 0 | 0.358 | Commercial_2042_Achievable_MW_After Competition Groups_Ductless Mini-Split Heat Pumps
Commercial | Com ¦ Solar Water Preheat (Pools/DHW) | 2042 | Technical | MW | After Competition Groups | 0.52382 | 0 | 0 | 2774.8811 | 0.00018877 | 75 | Commercial_2042_Technical_MW_After Competition Groups_75 | Solar Water Preheat (Pools/DHW) | 0.01888% | 0 | 0.52382 | Commercial_2042_Technical_MW_After Competition Groups_Solar Water Preheat (Pools/DHW)
Commercial | Com ¦ High Efficiency Chiller (avg of water and air cooled) | 2042 | Technical | MW | After Competition Groups | 0.52014 | 0 | 0 | 2774.8811 | 0.00018744 | 76 | Commercial_2042_Technical_MW_After Competition Groups_76 | High Efficiency Chiller (avg of water and air cooled) | 0.01874% | 0 | 0.52014 | Commercial_2042_Technical_MW_After Competition Groups_High Efficiency Chiller (avg of water and air cooled)
Commercial | Com ¦ ECM MOTORS FOR HVAC APPLICATION (FAN-POWERED VAV BOX) | 2042 | Achievable | MW | After Competition Groups | 0.34186 | 0 | 0 | 1887.9343 | 0.00018108 | 63 | Commercial_2042_Achievable_MW_After Competition Groups_63 | ECM MOTORS FOR HVAC APPLICATION (FAN-POWERED VAV BOX) | 0.01811% | 0 | 0.34186 | Commercial_2042_Achievable_MW_After Competition Groups_ECM MOTORS FOR HVAC APPLICATION (FAN-POWERED VAV BOX)
Commercial | COM ¦ Ductless Mini-Split Heat Pumps | 2042 | Technical | MW | After Competition Groups | 0.5007 | 0 | 0 | 2774.8811 | 0.00018044 | 77 | Commercial_2042_Technical_MW_After Competition Groups_77 | Ductless Mini-Split Heat Pumps | 0.01804% | 0 | 0.5007 | Commercial_2042_Technical_MW_After Competition Groups_Ductless Mini-Split Heat Pumps
Commercial | Com ¦ Solar Water Preheat (Pools/DHW) | 2042 | Achievable | MW | After Competition Groups | 0.33674 | 0 | 0 | 1887.9343 | 0.00017836 | 64 | Commercial_2042_Achievable_MW_After Competition Groups_64 | Solar Water Preheat (Pools/DHW) | 0.01784% | 0 | 0.33674 | Commercial_2042_Achievable_MW_After Competition Groups_Solar Water Preheat (Pools/DHW)
Commercial | Com ¦ ECM MOTORS FOR HVAC APPLICATION (FAN-POWERED VAV BOX) | 2042 | Economic | MW | After Competition Groups | 0.33297 | 0 | 0 | 2051.6287 | 0.0001623 | 65 | Commercial_2042_Economic_MW_After Competition Groups_65 | ECM MOTORS FOR HVAC APPLICATION (FAN-POWERED VAV BOX) | 0.01623% | 0 | 0.33297 | Commercial_2042_Economic_MW_After Competition Groups_ECM MOTORS FOR HVAC APPLICATION (FAN-POWERED VAV BOX)
Commercial | Com ¦ Wall Insulation | 2042 | Achievable | MW | After Competition Groups | 0.30288 | 0 | 0 | 1887.9343 | 0.00016043 | 65 | Commercial_2042_Achievable_MW_After Competition Groups_65 | Wall Insulation | 0.01604% | 0 | 0.30288 | Commercial_2042_Achievable_MW_After Competition Groups_Wall Insulation
Commercial | Com ¦ SYNCHRONOUS BELT | 2042 | Economic | MW | After Competition Groups | 0.32658 | 0 | 0 | 2051.6287 | 0.00015918 | 66 | Commercial_2042_Economic_MW_After Competition Groups_66 | SYNCHRONOUS BELT | 0.01592% | 0 | 0.32658 | Commercial_2042_Economic_MW_After Competition Groups_SYNCHRONOUS BELT
Commercial | Com ¦ Efficient compressor motor | 2042 | Technical | MW | After Competition Groups | 0.42617 | 0 | 0 | 2774.8811 | 0.00015358 | 78 | Commercial_2042_Technical_MW_After Competition Groups_78 | Efficient compressor motor | 0.01536% | 0 | 0.42617 | Commercial_2042_Technical_MW_After Competition Groups_Efficient compressor motor
Commercial | Com ¦ Commercial Hot Food Holding Cabinets | 2042 | Technical | MW | After Competition Groups | 0.37787 | 0 | 0 | 2774.8811 | 0.00013618 | 79 | Commercial_2042_Technical_MW_After Competition Groups_79 | Commercial Hot Food Holding Cabinets | 0.01362% | 0 | 0.37787 | Commercial_2042_Technical_MW_After Competition Groups_Commercial Hot Food Holding Cabinets
Commercial | Com ¦ ECM MOTORS FOR HVAC APPLICATION (FAN-POWERED VAV BOX) | 2042 | Technical | MW | After Competition Groups | 0.33371 | 0 | 0 | 2774.8811 | 0.00012026 | 80 | Commercial_2042_Technical_MW_After Competition Groups_80 | ECM MOTORS FOR HVAC APPLICATION (FAN-POWERED VAV BOX) | 0.01203% | 0 | 0.33371 | Commercial_2042_Technical_MW_After Competition Groups_ECM MOTORS FOR HVAC APPLICATION (FAN-POWERED VAV BOX)
Commercial | Com ¦ Efficient compressor motor | 2042 | Achievable | MW | After Competition Groups | 0.225 | 0 | 0 | 1887.9343 | 0.00011918 | 66 | Commercial_2042_Achievable_MW_After Competition Groups_66 | Efficient compressor motor | 0.01192% | 0 | 0.225 | Commercial_2042_Achievable_MW_After Competition Groups_Efficient compressor motor
Commercial | Com ¦ Efficient compressor motor | 2042 | Economic | MW | After Competition Groups | 0.2412 | 0 | 0 | 2051.6287 | 0.00011757 | 67 | Commercial_2042_Economic_MW_After Competition Groups_67 | Efficient compressor motor | 0.01176% | 0 | 0.2412 | Commercial_2042_Economic_MW_After Competition Groups_Efficient compressor motor
Commercial | Com ¦ High Efficiency Small Instantaneous Water Heater | 2042 | Achievable | MW | After Competition Groups | 0.21989 | 0 | 0 | 1887.9343 | 0.00011647 | 67 | Commercial_2042_Achievable_MW_After Competition Groups_67 | High Efficiency Small Instantaneous Water Heater | 0.01165% | 0 | 0.21989 | Commercial_2042_Achievable_MW_After Competition Groups_High Efficiency Small Instantaneous Water Heater
Commercial | Com ¦ CEE Tier 2/Energy Star Clothes Washers | 2042 | Economic | MW | After Competition Groups | 0.21517 | 0 | 0 | 2051.6287 | 0.00010488 | 68 | Commercial_2042_Economic_MW_After Competition Groups_68 | CEE Tier 2/Energy Star Clothes Washers | 0.01049% | 0 | 0.21517 | Commercial_2042_Economic_MW_After Competition Groups_CEE Tier 2/Energy Star Clothes Washers
Commercial | Com ¦ HVAC Optimization | 2042 | Technical | MW | After Competition Groups | 0.29037 | 0 | 0 | 2774.8811 | 0.00010464 | 81 | Commercial_2042_Technical_MW_After Competition Groups_81 | HVAC Optimization | 0.01046% | 0 | 0.29037 | Commercial_2042_Technical_MW_After Competition Groups_HVAC Optimization
Commercial | Com ¦ Auto Off Time Switch or Time Clock control | 2042 | Achievable | MW | After Competition Groups | 0.19145 | 0 | 0 | 1887.9343 | 0.00010141 | 68 | Commercial_2042_Achievable_MW_After Competition Groups_68 | Auto Off Time Switch or Time Clock control | 0.01014% | 0 | 0.19145 | Commercial_2042_Achievable_MW_After Competition Groups_Auto Off Time Switch or Time Clock control
Commercial | Com ¦ Auto Off Time Switch or Time Clock control | 2042 | Economic | MW | After Competition Groups | 0.20035 | 0 | 0 | 2051.6287 | 9.7654e-05 | 69 | Commercial_2042_Economic_MW_After Competition Groups_69 | Auto Off Time Switch or Time Clock control | 0.009765% | 0 | 0.20035 | Commercial_2042_Economic_MW_After Competition Groups_Auto Off Time Switch or Time Clock control
Commercial | Com ¦ CEE Tier 2/Energy Star Clothes Washers | 2042 | Achievable | MW | After Competition Groups | 0.1779 | 0 | 0 | 1887.9343 | 9.4232e-05 | 69 | Commercial_2042_Achievable_MW_After Competition Groups_69 | CEE Tier 2/Energy Star Clothes Washers | 0.009423% | 0 | 0.1779 | Commercial_2042_Achievable_MW_After Competition Groups_CEE Tier 2/Energy Star Clothes Washers
Commercial | Com ¦ HVAC Optimization | 2042 | Economic | MW | After Competition Groups | 0.17395 | 0 | 0 | 2051.6287 | 8.4789e-05 | 70 | Commercial_2042_Economic_MW_After Competition Groups_70 | HVAC Optimization | 0.008479% | 0 | 0.17395 | Commercial_2042_Economic_MW_After Competition Groups_HVAC Optimization
Commercial | Com ¦ Demand controlled Circulating Systems | 2042 | Achievable | MW | After Competition Groups | 0.15039 | 0 | 0 | 1887.9343 | 7.9658e-05 | 70 | Commercial_2042_Achievable_MW_After Competition Groups_70 | Demand controlled Circulating Systems | 0.007966% | 0 | 0.15039 | Commercial_2042_Achievable_MW_After Competition Groups_Demand controlled Circulating Systems
Commercial | Com ¦ CEE Tier 2/Energy Star Clothes Washers | 2042 | Technical | MW | After Competition Groups | 0.21517 | 0 | 0 | 2774.8811 | 7.7543e-05 | 82 | Commercial_2042_Technical_MW_After Competition Groups_82 | CEE Tier 2/Energy Star Clothes Washers | 0.007754% | 0 | 0.21517 | Commercial_2042_Technical_MW_After Competition Groups_CEE Tier 2/Energy Star Clothes Washers
Commercial | Com ¦ Energy Recovery Ventilation and Ventilation (Enhanced) | 2042 | Technical | MW | After Competition Groups | 0.20214 | 0 | 0 | 2774.8811 | 7.2848e-05 | 83 | Commercial_2042_Technical_MW_After Competition Groups_83 | Energy Recovery Ventilation and Ventilation (Enhanced) | 0.007285% | 0 | 0.20214 | Commercial_2042_Technical_MW_After Competition Groups_Energy Recovery Ventilation and Ventilation (Enhanced)
Commercial | Com ¦ Auto Off Time Switch or Time Clock control | 2042 | Technical | MW | After Competition Groups | 0.20035 | 0 | 0 | 2774.8811 | 7.2201e-05 | 84 | Commercial_2042_Technical_MW_After Competition Groups_84 | Auto Off Time Switch or Time Clock control | 0.00722% | 0 | 0.20035 | Commercial_2042_Technical_MW_After Competition Groups_Auto Off Time Switch or Time Clock control
Commercial | Com ¦ HVAC Optimization | 2042 | Achievable | MW | After Competition Groups | 0.13436 | 0 | 0 | 1887.9343 | 7.1167e-05 | 71 | Commercial_2042_Achievable_MW_After Competition Groups_71 | HVAC Optimization | 0.007117% | 0 | 0.13436 | Commercial_2042_Achievable_MW_After Competition Groups_HVAC Optimization
Commercial | Com ¦ Notched V belts for HVAC Systems | 2042 | Achievable | MW | After Competition Groups | 0.13198 | 0 | 0 | 1887.9343 | 6.9905e-05 | 72 | Commercial_2042_Achievable_MW_After Competition Groups_72 | Notched V belts for HVAC Systems | 0.00699% | 0 | 0.13198 | Commercial_2042_Achievable_MW_After Competition Groups_Notched V belts for HVAC Systems
Commercial | Com ¦ Commercial Hot Food Holding Cabinets | 2042 | Economic | MW | After Competition Groups | 0.14283 | 0 | 0 | 2051.6287 | 6.9619e-05 | 71 | Commercial_2042_Economic_MW_After Competition Groups_71 | Commercial Hot Food Holding Cabinets | 0.006962% | 0 | 0.14283 | Commercial_2042_Economic_MW_After Competition Groups_Commercial Hot Food Holding Cabinets
Commercial | Com ¦ Demand controlled Circulating Systems | 2042 | Economic | MW | After Competition Groups | 0.1194 | 0 | 0 | 2051.6287 | 5.8198e-05 | 72 | Commercial_2042_Economic_MW_After Competition Groups_72 | Demand controlled Circulating Systems | 0.00582% | 0 | 0.1194 | Commercial_2042_Economic_MW_After Competition Groups_Demand controlled Circulating Systems
Commercial | Com ¦ Low Flow Pre-Rinse Spray Nozzle | 2042 | Economic | MW | After Competition Groups | 0.11661 | 0 | 0 | 2051.6287 | 5.6836e-05 | 73 | Commercial_2042_Economic_MW_After Competition Groups_73 | Low Flow Pre-Rinse Spray Nozzle | 0.005684% | 0 | 0.11661 | Commercial_2042_Economic_MW_After Competition Groups_Low Flow Pre-Rinse Spray Nozzle
Commercial | Com ¦ Heat Pump Water Heater (50 Gallons) | 2042 | Technical | MW | After Competition Groups | 0.15577 | 0 | 0 | 2774.8811 | 5.6136e-05 | 85 | Commercial_2042_Technical_MW_After Competition Groups_85 | Heat Pump Water Heater (50 Gallons) | 0.005614% | 0 | 0.15577 | Commercial_2042_Technical_MW_After Competition Groups_Heat Pump Water Heater (50 Gallons)
Commercial | Com ¦ Commercial Hot Food Holding Cabinets | 2042 | Achievable | MW | After Competition Groups | 0.10218 | 0 | 0 | 1887.9343 | 5.4121e-05 | 73 | Commercial_2042_Achievable_MW_After Competition Groups_73 | Commercial Hot Food Holding Cabinets | 0.005412% | 0 | 0.10218 | Commercial_2042_Achievable_MW_After Competition Groups_Commercial Hot Food Holding Cabinets
Commercial | Com ¦ High Efficiency Chiller (avg of water and air cooled) | 2042 | Achievable | MW | After Competition Groups | 0.090312 | 0 | 0 | 1887.9343 | 4.7836e-05 | 74 | Commercial_2042_Achievable_MW_After Competition Groups_74 | High Efficiency Chiller (avg of water and air cooled) | 0.004784% | 0 | 0.090312 | Commercial_2042_Achievable_MW_After Competition Groups_High Efficiency Chiller (avg of water and air cooled)
Commercial | Com ¦ Low Flow Pre-Rinse Spray Nozzle | 2042 | Achievable | MW | After Competition Groups | 0.089826 | 0 | 0 | 1887.9343 | 4.7579e-05 | 75 | Commercial_2042_Achievable_MW_After Competition Groups_75 | Low Flow Pre-Rinse Spray Nozzle | 0.004758% | 0 | 0.089826 | Commercial_2042_Achievable_MW_After Competition Groups_Low Flow Pre-Rinse Spray Nozzle
Commercial | Com ¦ Room AC (w/ louvered sides) 14 SEER from 12 SEER code | 2042 | Achievable | MW | After Competition Groups | 0.081332 | 0 | 0 | 1887.9343 | 4.308e-05 | 76 | Commercial_2042_Achievable_MW_After Competition Groups_76 | Room AC (w/ louvered sides) 14 SEER from 12 SEER code | 0.004308% | 0 | 0.081332 | Commercial_2042_Achievable_MW_After Competition Groups_Room AC (w/ louvered sides) 14 SEER from 12 SEER code
Commercial | Com ¦ Demand controlled Circulating Systems | 2042 | Technical | MW | After Competition Groups | 0.1194 | 0 | 0 | 2774.8811 | 4.3029e-05 | 86 | Commercial_2042_Technical_MW_After Competition Groups_86 | Demand controlled Circulating Systems | 0.004303% | 0 | 0.1194 | Commercial_2042_Technical_MW_After Competition Groups_Demand controlled Circulating Systems
Commercial | Com ¦ Low Flow Pre-Rinse Spray Nozzle | 2042 | Technical | MW | After Competition Groups | 0.11661 | 0 | 0 | 2774.8811 | 4.2022e-05 | 87 | Commercial_2042_Technical_MW_After Competition Groups_87 | Low Flow Pre-Rinse Spray Nozzle | 0.004202% | 0 | 0.11661 | Commercial_2042_Technical_MW_After Competition Groups_Low Flow Pre-Rinse Spray Nozzle
Commercial | Com ¦ High Efficiency Chiller (avg of water and air cooled) | 2042 | Economic | MW | After Competition Groups | 0.086172 | 0 | 0 | 2051.6287 | 4.2002e-05 | 74 | Commercial_2042_Economic_MW_After Competition Groups_74 | High Efficiency Chiller (avg of water and air cooled) | 0.0042% | 0 | 0.086172 | Commercial_2042_Economic_MW_After Competition Groups_High Efficiency Chiller (avg of water and air cooled)
Commercial | Com ¦ Room AC (w/ louvered sides) 14 SEER from 12 SEER code | 2042 | Economic | MW | After Competition Groups | 0.074148 | 0 | 0 | 2051.6287 | 3.6141e-05 | 75 | Commercial_2042_Economic_MW_After Competition Groups_75 | Room AC (w/ louvered sides) 14 SEER from 12 SEER code | 0.003614% | 0 | 0.074148 | Commercial_2042_Economic_MW_After Competition Groups_Room AC (w/ louvered sides) 14 SEER from 12 SEER code
Commercial | Com ¦ Condensing Unit Heaters or other Efficient Unit Heating System | 2042 | Achievable | MW | After Competition Groups | 0.050998 | 0 | 0 | 1887.9343 | 2.7013e-05 | 77 | Commercial_2042_Achievable_MW_After Competition Groups_77 | Condensing Unit Heaters or other Efficient Unit Heating System | 0.002701% | 0 | 0.050998 | Commercial_2042_Achievable_MW_After Competition Groups_Condensing Unit Heaters or other Efficient Unit Heating System
Commercial | Com ¦ Notched V belts for HVAC Systems | 2042 | Economic | MW | After Competition Groups | 0.047052 | 0 | 0 | 2051.6287 | 2.2934e-05 | 76 | Commercial_2042_Economic_MW_After Competition Groups_76 | Notched V belts for HVAC Systems | 0.002293% | 0 | 0.047052 | Commercial_2042_Economic_MW_After Competition Groups_Notched V belts for HVAC Systems
Commercial | Com ¦ VSD Air Compressor | 2042 | Economic | MW | After Competition Groups | 0.04086 | 0 | 0 | 2051.6287 | 1.9916e-05 | 77 | Commercial_2042_Economic_MW_After Competition Groups_77 | VSD Air Compressor | 0.001992% | 0 | 0.04086 | Commercial_2042_Economic_MW_After Competition Groups_VSD Air Compressor
Commercial | Com ¦ Condensing Unit Heaters or other Efficient Unit Heating System | 2042 | Economic | MW | After Competition Groups | 0.040791 | 0 | 0 | 2051.6287 | 1.9882e-05 | 78 | Commercial_2042_Economic_MW_After Competition Groups_78 | Condensing Unit Heaters or other Efficient Unit Heating System | 0.001988% | 0 | 0.040791 | Commercial_2042_Economic_MW_After Competition Groups_Condensing Unit Heaters or other Efficient Unit Heating System
Commercial | Com ¦ Energy Recovery Ventilation and Ventilation (Enhanced) | 2042 | Achievable | MW | After Competition Groups | 0.037014 | 0 | 0 | 1887.9343 | 1.9606e-05 | 78 | Commercial_2042_Achievable_MW_After Competition Groups_78 | Energy Recovery Ventilation and Ventilation (Enhanced) | 0.001961% | 0 | 0.037014 | Commercial_2042_Achievable_MW_After Competition Groups_Energy Recovery Ventilation and Ventilation (Enhanced)
Commercial | Com ¦ SYNCHRONOUS BELT | 2042 | Achievable | MW | After Competition Groups | 0.036219 | 0 | 0 | 1887.9343 | 1.9184e-05 | 79 | Commercial_2042_Achievable_MW_After Competition Groups_79 | SYNCHRONOUS BELT | 0.001918% | 0 | 0.036219 | Commercial_2042_Achievable_MW_After Competition Groups_SYNCHRONOUS BELT
Commercial | Com ¦ VSD Air Compressor | 2042 | Achievable | MW | After Competition Groups | 0.031313 | 0 | 0 | 1887.9343 | 1.6586e-05 | 80 | Commercial_2042_Achievable_MW_After Competition Groups_80 | VSD Air Compressor | 0.001659% | 0 | 0.031313 | Commercial_2042_Achievable_MW_After Competition Groups_VSD Air Compressor
Commercial | Com ¦ eCube | 2042 | Technical | MW | After Competition Groups | 0.042158 | 0 | 0 | 2774.8811 | 1.5193e-05 | 88 | Commercial_2042_Technical_MW_After Competition Groups_88 | eCube | 0.001519% | 0 | 0.042158 | Commercial_2042_Technical_MW_After Competition Groups_eCube
Commercial | Com ¦ VSD Air Compressor | 2042 | Technical | MW | After Competition Groups | 0.04086 | 0 | 0 | 2774.8811 | 1.4725e-05 | 89 | Commercial_2042_Technical_MW_After Competition Groups_89 | VSD Air Compressor | 0.001473% | 0 | 0.04086 | Commercial_2042_Technical_MW_After Competition Groups_VSD Air Compressor
Commercial | Com ¦ Condensing Unit Heaters or other Efficient Unit Heating System | 2042 | Technical | MW | After Competition Groups | 0.040791 | 0 | 0 | 2774.8811 | 1.47e-05 | 90 | Commercial_2042_Technical_MW_After Competition Groups_90 | Condensing Unit Heaters or other Efficient Unit Heating System | 0.00147% | 0 | 0.040791 | Commercial_2042_Technical_MW_After Competition Groups_Condensing Unit Heaters or other Efficient Unit Heating System
Commercial | Com ¦ EC Plug Fan for Data Center (under cabinet) | 2042 | Economic | MW | After Competition Groups | 0.028987 | 0 | 0 | 2051.6287 | 1.4129e-05 | 79 | Commercial_2042_Economic_MW_After Competition Groups_79 | EC Plug Fan for Data Center (under cabinet) | 0.001413% | 0 | 0.028987 | Commercial_2042_Economic_MW_After Competition Groups_EC Plug Fan for Data Center (under cabinet)
Commercial | Com ¦ EC Plug Fan for Data Center (under cabinet) | 2042 | Technical | MW | After Competition Groups | 0.028987 | 0 | 0 | 2774.8811 | 1.0446e-05 | 91 | Commercial_2042_Technical_MW_After Competition Groups_91 | EC Plug Fan for Data Center (under cabinet) | 0.001045% | 0 | 0.028987 | Commercial_2042_Technical_MW_After Competition Groups_EC Plug Fan for Data Center (under cabinet)
Commercial | Com ¦ EC Plug Fan for Data Center (under cabinet) | 2042 | Achievable | MW | After Competition Groups | 0.019047 | 0 | 0 | 1887.9343 | 1.0089e-05 | 81 | Commercial_2042_Achievable_MW_After Competition Groups_81 | EC Plug Fan for Data Center (under cabinet) | 0.001009% | 0 | 0.019047 | Commercial_2042_Achievable_MW_After Competition Groups_EC Plug Fan for Data Center (under cabinet)
Commercial | Com ¦ Ground Source Heat Pump | 2042 | Achievable | MW | After Competition Groups | 0.010228 | 0 | 0 | 1887.9343 | 5.4176e-06 | 82 | Commercial_2042_Achievable_MW_After Competition Groups_82 | Ground Source Heat Pump | 0.0005418% | 0 | 0.010228 | Commercial_2042_Achievable_MW_After Competition Groups_Ground Source Heat Pump
Commercial | Com ¦ Exterior Photocell | 2042 | Technical | MW | After Competition Groups | 0.013239 | 0 | 0 | 2774.8811 | 4.7709e-06 | 92 | Commercial_2042_Technical_MW_After Competition Groups_92 | Exterior Photocell | 0.0004771% | 0 | 0.013239 | Commercial_2042_Technical_MW_After Competition Groups_Exterior Photocell
Commercial | Com ¦ Air Curtains | 2042 | Achievable | MW | After Competition Groups | 0.0082482 | 0 | 0 | 1887.9343 | 4.3689e-06 | 83 | Commercial_2042_Achievable_MW_After Competition Groups_83 | Air Curtains | 0.0004369% | 0 | 0.0082482 | Commercial_2042_Achievable_MW_After Competition Groups_Air Curtains
Commercial | Com ¦ Air Curtains | 2042 | Economic | MW | After Competition Groups | 0.0084489 | 0 | 0 | 2051.6287 | 4.1181e-06 | 80 | Commercial_2042_Economic_MW_After Competition Groups_80 | Air Curtains | 0.0004118% | 0 | 0.0084489 | Commercial_2042_Economic_MW_After Competition Groups_Air Curtains
Commercial | Com ¦ Air Curtains | 2042 | Technical | MW | After Competition Groups | 0.0084489 | 0 | 0 | 2774.8811 | 3.0448e-06 | 93 | Commercial_2042_Technical_MW_After Competition Groups_93 | Air Curtains | 0.0003045% | 0 | 0.0084489 | Commercial_2042_Technical_MW_After Competition Groups_Air Curtains
Commercial | Com ¦ High Efficiency Induction Cooking | 2042 | Technical | MW | After Competition Groups | 0.0015365 | 0 | 0 | 2774.8811 | 5.5372e-07 | 94 | Commercial_2042_Technical_MW_After Competition Groups_94 | High Efficiency Induction Cooking | 5.537e-05% | 0 | 0.0015365 | Commercial_2042_Technical_MW_After Competition Groups_High Efficiency Induction Cooking
Commercial | Com ¦ Electric Convection Combination Ovens | 2042 | Economic | MW | After Competition Groups | 0.00052834 | 0 | 0 | 2051.6287 | 2.5752e-07 | 81 | Commercial_2042_Economic_MW_After Competition Groups_81 | Electric Convection Combination Ovens | 2.575e-05% | 0 | 0.00052834 | Commercial_2042_Economic_MW_After Competition Groups_Electric Convection Combination Ovens
Commercial | Com ¦ Electric Convection Combination Ovens | 2042 | Achievable | MW | After Competition Groups | 0.0004432 | 0 | 0 | 1887.9343 | 2.3476e-07 | 84 | Commercial_2042_Achievable_MW_After Competition Groups_84 | Electric Convection Combination Ovens | 2.348e-05% | 0 | 0.0004432 | Commercial_2042_Achievable_MW_After Competition Groups_Electric Convection Combination Ovens
Commercial | Com ¦ Electric Convection Combination Ovens | 2042 | Technical | MW | After Competition Groups | 0.00052834 | 0 | 0 | 2774.8811 | 1.904e-07 | 95 | Commercial_2042_Technical_MW_After Competition Groups_95 | Electric Convection Combination Ovens | 1.904e-05% | 0 | 0.00052834 | Commercial_2042_Technical_MW_After Competition Groups_Electric Convection Combination Ovens
Commercial | Com ¦ LLLC - Low Impact Application | 2042 | Achievable | MW | After Competition Groups | 1.107e-19 | 0 | 0 | 1887.9343 | 5.8638e-23 | 85 | Commercial_2042_Achievable_MW_After Competition Groups_85 | LLLC - Low Impact Application | 5.864e-21% | 0 | 1.107e-19 | Commercial_2042_Achievable_MW_After Competition Groups_LLLC - Low Impact Application
Commercial | Com ¦ LLLC - High Impact Application | 2042 | Achievable | MW | After Competition Groups | 5.3724e-20 | 0 | 0 | 1887.9343 | 2.8457e-23 | 86 | Commercial_2042_Achievable_MW_After Competition Groups_86 | LLLC - High Impact Application | 2.846e-21% | 0 | 5.3724e-20 | Commercial_2042_Achievable_MW_After Competition Groups_LLLC - High Impact Application
Commercial | Com ¦ Networked/Connected - High Impact Application | 2042 | Achievable | MW | After Competition Groups | 1.233e-21 | 0 | 0 | 1887.9343 | 6.5311e-25 | 87 | Commercial_2042_Achievable_MW_After Competition Groups_87 | Networked/Connected - High Impact Application | 6.531e-23% | 0 | 1.233e-21 | Commercial_2042_Achievable_MW_After Competition Groups_Networked/Connected - High Impact Application
Commercial | Com ¦ Networked/Connected - Low Impact Application | 2042 | Achievable | MW | After Competition Groups | 5.2627e-22 | 0 | 0 | 1887.9343 | 2.7875e-25 | 88 | Commercial_2042_Achievable_MW_After Competition Groups_88 | Networked/Connected - Low Impact Application | 2.788e-23% | 0 | 5.2627e-22 | Commercial_2042_Achievable_MW_After Competition Groups_Networked/Connected - Low Impact Application
Industrial | Ind ¦ Air Leak Survey and Repair | 2023 | Economic | GWh | After Competition Groups | 587.3244 | 414351.5236 | 0.41435 | 2899.6822 | 0.20255 | 1 | Industrial_2023_Economic_GWh_After Competition Groups_1 | Air Leak Survey and Repair | 20.25% | 0.41435 | 587.3244 | Industrial_2023_Economic_GWh_After Competition Groups_Air Leak Survey and Repair
Industrial | Ind ¦ Pump System Optimization | 2023 | Achievable | GWh | After Competition Groups | 31.9682 | 5780663.0732 | 5.7807 | 183.9075 | 0.17383 | 1 | Industrial_2023_Achievable_GWh_After Competition Groups_1 | Pump System Optimization | 17.38% | 5.7807 | 31.9682 | Industrial_2023_Achievable_GWh_After Competition Groups_Pump System Optimization
Industrial | Ind ¦ Recommissioning | 2023 | Economic | GWh | After Competition Groups | 458.1198 | 1964989.5904 | 1.965 | 2899.6822 | 0.15799 | 2 | Industrial_2023_Economic_GWh_After Competition Groups_2 | Recommissioning | 15.8% | 1.965 | 458.1198 | Industrial_2023_Economic_GWh_After Competition Groups_Recommissioning
Industrial | Ind ¦ SEM | 2023 | Economic | GWh | After Competition Groups | 458.1198 | 1964989.5904 | 1.965 | 2899.6822 | 0.15799 | 3 | Industrial_2023_Economic_GWh_After Competition Groups_3 | SEM | 15.8% | 1.965 | 458.1198 | Industrial_2023_Economic_GWh_After Competition Groups_SEM
Industrial | Ind ¦ Air Leak Survey and Repair | 2023 | Achievable | GWh | After Competition Groups | 25.4509 | 414351.5236 | 0.41435 | 183.9075 | 0.13839 | 2 | Industrial_2023_Achievable_GWh_After Competition Groups_2 | Air Leak Survey and Repair | 13.84% | 0.41435 | 25.4509 | Industrial_2023_Achievable_GWh_After Competition Groups_Air Leak Survey and Repair
Industrial | Ind ¦ Air Leak Survey and Repair | 2023 | Technical | GWh | After Competition Groups | 587.3244 | 414351.5236 | 0.41435 | 4719.1607 | 0.12446 | 1 | Industrial_2023_Technical_GWh_After Competition Groups_1 | Air Leak Survey and Repair | 12.45% | 0.41435 | 587.3244 | Industrial_2023_Technical_GWh_After Competition Groups_Air Leak Survey and Repair
Industrial | Ind ¦ Air Compressor Optimization | 2023 | Achievable | GWh | After Competition Groups | 22.4865 | 1006434.2222 | 1.0064 | 183.9075 | 0.12227 | 3 | Industrial_2023_Achievable_GWh_After Competition Groups_3 | Air Compressor Optimization | 12.23% | 1.0064 | 22.4865 | Industrial_2023_Achievable_GWh_After Competition Groups_Air Compressor Optimization
Industrial | Ind ¦ Pump System Optimization | 2023 | Technical | GWh | After Competition Groups | 555.1591 | 5780663.0732 | 5.7807 | 4719.1607 | 0.11764 | 2 | Industrial_2023_Technical_GWh_After Competition Groups_2 | Pump System Optimization | 11.76% | 5.7807 | 555.1591 | Industrial_2023_Technical_GWh_After Competition Groups_Pump System Optimization
Industrial | Ind ¦ Recommissioning | 2023 | Achievable | GWh | After Competition Groups | 19.9465 | 1964989.5904 | 1.965 | 183.9075 | 0.10846 | 4 | Industrial_2023_Achievable_GWh_After Competition Groups_4 | Recommissioning | 10.85% | 1.965 | 19.9465 | Industrial_2023_Achievable_GWh_After Competition Groups_Recommissioning
Industrial | Ind ¦ SEM | 2023 | Achievable | GWh | After Competition Groups | 19.9465 | 1964989.5904 | 1.965 | 183.9075 | 0.10846 | 5 | Industrial_2023_Achievable_GWh_After Competition Groups_5 | SEM | 10.85% | 1.965 | 19.9465 | Industrial_2023_Achievable_GWh_After Competition Groups_SEM
Industrial | Ind ¦ Air Compressor Optimization | 2023 | Economic | GWh | After Competition Groups | 301.1256 | 1006434.2222 | 1.0064 | 2899.6822 | 0.10385 | 4 | Industrial_2023_Economic_GWh_After Competition Groups_4 | Air Compressor Optimization | 10.38% | 1.0064 | 301.1256 | Industrial_2023_Economic_GWh_After Competition Groups_Air Compressor Optimization
Industrial | Ind ¦ Recommissioning | 2023 | Technical | GWh | After Competition Groups | 458.1198 | 1964989.5904 | 1.965 | 4719.1607 | 0.097077 | 3 | Industrial_2023_Technical_GWh_After Competition Groups_3 | Recommissioning | 9.708% | 1.965 | 458.1198 | Industrial_2023_Technical_GWh_After Competition Groups_Recommissioning
Industrial | Ind ¦ SEM | 2023 | Technical | GWh | After Competition Groups | 458.1198 | 1964989.5904 | 1.965 | 4719.1607 | 0.097077 | 4 | Industrial_2023_Technical_GWh_After Competition Groups_4 | SEM | 9.708% | 1.965 | 458.1198 | Industrial_2023_Technical_GWh_After Competition Groups_SEM
Industrial | Ind ¦ HE Lighting | 2023 | Technical | GWh | After Competition Groups | 438.5915 | 0 | 0 | 4719.1607 | 0.092938 | 5 | Industrial_2023_Technical_GWh_After Competition Groups_5 | HE Lighting | 9.294% | 0 | 438.5915 | Industrial_2023_Technical_GWh_After Competition Groups_HE Lighting
Industrial | Ind ¦ Efficient Compressed Air Nozzles | 2023 | Economic | GWh | After Competition Groups | 254.5451 | 258599.8856 | 0.2586 | 2899.6822 | 0.087784 | 5 | Industrial_2023_Economic_GWh_After Competition Groups_5 | Efficient Compressed Air Nozzles | 8.778% | 0.2586 | 254.5451 | Industrial_2023_Economic_GWh_After Competition Groups_Efficient Compressed Air Nozzles
Industrial | Ind ¦ Pump Equipment Upgrade | 2023 | Achievable | GWh | After Competition Groups | 15.0137 | 4581226.1396 | 4.5812 | 183.9075 | 0.081637 | 6 | Industrial_2023_Achievable_GWh_After Competition Groups_6 | Pump Equipment Upgrade | 8.164% | 4.5812 | 15.0137 | Industrial_2023_Achievable_GWh_After Competition Groups_Pump Equipment Upgrade
Industrial | Ind ¦ High Efficiency HVAC Fans | 2023 | Achievable | GWh | After Competition Groups | 12.3421 | 2048970.518 | 2.049 | 183.9075 | 0.06711 | 7 | Industrial_2023_Achievable_GWh_After Competition Groups_7 | High Efficiency HVAC Fans | 6.711% | 2.049 | 12.3421 | Industrial_2023_Achievable_GWh_After Competition Groups_High Efficiency HVAC Fans
Industrial | Ind ¦ High Efficiency HVAC Fans | 2023 | Economic | GWh | After Competition Groups | 188.5059 | 2048970.518 | 2.049 | 2899.6822 | 0.065009 | 6 | Industrial_2023_Economic_GWh_After Competition Groups_6 | High Efficiency HVAC Fans | 6.501% | 2.049 | 188.5059 | Industrial_2023_Economic_GWh_After Competition Groups_High Efficiency HVAC Fans
Industrial | Ind ¦ Air Compressor Optimization | 2023 | Technical | GWh | After Competition Groups | 301.1256 | 1006434.2222 | 1.0064 | 4719.1607 | 0.063809 | 6 | Industrial_2023_Technical_GWh_After Competition Groups_6 | Air Compressor Optimization | 6.381% | 1.0064 | 301.1256 | Industrial_2023_Technical_GWh_After Competition Groups_Air Compressor Optimization
Industrial | Ind ¦ Pump Equipment Upgrade | 2023 | Technical | GWh | After Competition Groups | 282.8197 | 4581226.1396 | 4.5812 | 4719.1607 | 0.05993 | 7 | Industrial_2023_Technical_GWh_After Competition Groups_7 | Pump Equipment Upgrade | 5.993% | 4.5812 | 282.8197 | Industrial_2023_Technical_GWh_After Competition Groups_Pump Equipment Upgrade
Industrial | Ind ¦ Process Optimization (Elec) | 2023 | Economic | GWh | After Competition Groups | 169.4007 | 132774.1458 | 0.13277 | 2899.6822 | 0.05842 | 7 | Industrial_2023_Economic_GWh_After Competition Groups_7 | Process Optimization (Elec) | 5.842% | 0.13277 | 169.4007 | Industrial_2023_Economic_GWh_After Competition Groups_Process Optimization (Elec)
Industrial | Ind ¦ Efficient Compressed Air Nozzles | 2023 | Technical | GWh | After Competition Groups | 254.5451 | 258599.8856 | 0.2586 | 4719.1607 | 0.053939 | 8 | Industrial_2023_Technical_GWh_After Competition Groups_8 | Efficient Compressed Air Nozzles | 5.394% | 0.2586 | 254.5451 | Industrial_2023_Technical_GWh_After Competition Groups_Efficient Compressed Air Nozzles
Industrial | Ind ¦ Efficient Compressed Air Nozzles | 2023 | Achievable | GWh | After Competition Groups | 9.8542 | 258599.8856 | 0.2586 | 183.9075 | 0.053582 | 8 | Industrial_2023_Achievable_GWh_After Competition Groups_8 | Efficient Compressed Air Nozzles | 5.358% | 0.2586 | 9.8542 | Industrial_2023_Achievable_GWh_After Competition Groups_Efficient Compressed Air Nozzles
Industrial | Ind ¦ Greenhouse Grow Lights | 2023 | Technical | GWh | After Competition Groups | 242.5355 | 2009702.4579 | 2.0097 | 4719.1607 | 0.051394 | 9 | Industrial_2023_Technical_GWh_After Competition Groups_9 | Greenhouse Grow Lights | 5.139% | 2.0097 | 242.5355 | Industrial_2023_Technical_GWh_After Competition Groups_Greenhouse Grow Lights
Industrial | Ind ¦ High Efficiency HVAC Fans | 2023 | Technical | GWh | After Competition Groups | 188.5059 | 2048970.518 | 2.049 | 4719.1607 | 0.039945 | 10 | Industrial_2023_Technical_GWh_After Competition Groups_10 | High Efficiency HVAC Fans | 3.994% | 2.049 | 188.5059 | Industrial_2023_Technical_GWh_After Competition Groups_High Efficiency HVAC Fans
Industrial | Ind ¦ Greenhouse Grow Lights | 2023 | Achievable | GWh | After Competition Groups | 7.0338 | 2009702.4579 | 2.0097 | 183.9075 | 0.038246 | 9 | Industrial_2023_Achievable_GWh_After Competition Groups_9 | Greenhouse Grow Lights | 3.825% | 2.0097 | 7.0338 | Industrial_2023_Achievable_GWh_After Competition Groups_Greenhouse Grow Lights
Industrial | Ind ¦ Process Optimization (Elec) | 2023 | Technical | GWh | After Competition Groups | 169.4007 | 132774.1458 | 0.13277 | 4719.1607 | 0.035896 | 11 | Industrial_2023_Technical_GWh_After Competition Groups_11 | Process Optimization (Elec) | 3.59% | 0.13277 | 169.4007 | Industrial_2023_Technical_GWh_After Competition Groups_Process Optimization (Elec)
Industrial | Ind ¦ Pump System Optimization | 2023 | Economic | GWh | After Competition Groups | 86.7494 | 5780663.0732 | 5.7807 | 2899.6822 | 0.029917 | 8 | Industrial_2023_Economic_GWh_After Competition Groups_8 | Pump System Optimization | 2.992% | 5.7807 | 86.7494 | Industrial_2023_Economic_GWh_After Competition Groups_Pump System Optimization
Industrial | Ind ¦ Premium Efficient Motors | 2023 | Technical | GWh | After Competition Groups | 124.4898 | 0 | 0 | 4719.1607 | 0.02638 | 12 | Industrial_2023_Technical_GWh_After Competition Groups_12 | Premium Efficient Motors | 2.638% | 0 | 124.4898 | Industrial_2023_Technical_GWh_After Competition Groups_Premium Efficient Motors
Industrial | Ind ¦ Pulp and Paper Process Improvements | 2023 | Economic | GWh | After Competition Groups | 62.1679 | 1139725.5962 | 1.1397 | 2899.6822 | 0.02144 | 9 | Industrial_2023_Economic_GWh_After Competition Groups_9 | Pulp and Paper Process Improvements | 2.144% | 1.1397 | 62.1679 | Industrial_2023_Economic_GWh_After Competition Groups_Pulp and Paper Process Improvements
Industrial | Ind ¦ Material Handling Improvements | 2023 | Achievable | GWh | After Competition Groups | 3.4617 | 143811.1162 | 0.14381 | 183.9075 | 0.018823 | 10 | Industrial_2023_Achievable_GWh_After Competition Groups_10 | Material Handling Improvements | 1.882% | 0.14381 | 3.4617 | Industrial_2023_Achievable_GWh_After Competition Groups_Material Handling Improvements
Industrial | Ind ¦ Fan System Optimization | 2023 | Economic | GWh | After Competition Groups | 50.2363 | 1164919.5478 | 1.1649 | 2899.6822 | 0.017325 | 10 | Industrial_2023_Economic_GWh_After Competition Groups_10 | Fan System Optimization | 1.732% | 1.1649 | 50.2363 | Industrial_2023_Economic_GWh_After Competition Groups_Fan System Optimization
Industrial | Ind ¦ Fan System Optimization | 2023 | Achievable | GWh | After Competition Groups | 3.1633 | 1164919.5478 | 1.1649 | 183.9075 | 0.0172 | 11 | Industrial_2023_Achievable_GWh_After Competition Groups_11 | Fan System Optimization | 1.72% | 1.1649 | 3.1633 | Industrial_2023_Achievable_GWh_After Competition Groups_Fan System Optimization
Industrial | Ind ¦ HE HVAC Controls | 2023 | Technical | GWh | After Competition Groups | 75.0413 | 0 | 0 | 4719.1607 | 0.015901 | 13 | Industrial_2023_Technical_GWh_After Competition Groups_13 | HE HVAC Controls | 1.59% | 0 | 75.0413 | Industrial_2023_Technical_GWh_After Competition Groups_HE HVAC Controls
Industrial | Ind ¦ Pulp and Paper Process Improvements | 2023 | Achievable | GWh | After Competition Groups | 2.5643 | 1139725.5962 | 1.1397 | 183.9075 | 0.013944 | 12 | Industrial_2023_Achievable_GWh_After Competition Groups_12 | Pulp and Paper Process Improvements | 1.394% | 1.1397 | 2.5643 | Industrial_2023_Achievable_GWh_After Competition Groups_Pulp and Paper Process Improvements
Industrial | Ind ¦ Material Handling Improvements | 2023 | Economic | GWh | After Competition Groups | 39.2407 | 143811.1162 | 0.14381 | 2899.6822 | 0.013533 | 11 | Industrial_2023_Economic_GWh_After Competition Groups_11 | Material Handling Improvements | 1.353% | 0.14381 | 39.2407 | Industrial_2023_Economic_GWh_After Competition Groups_Material Handling Improvements
Industrial | Ind ¦ Pulp and Paper Process Improvements | 2023 | Technical | GWh | After Competition Groups | 62.1679 | 1139725.5962 | 1.1397 | 4719.1607 | 0.013173 | 14 | Industrial_2023_Technical_GWh_After Competition Groups_14 | Pulp and Paper Process Improvements | 1.317% | 1.1397 | 62.1679 | Industrial_2023_Technical_GWh_After Competition Groups_Pulp and Paper Process Improvements
Industrial | Ind ¦ Process Heat Recovery | 2023 | Economic | GWh | After Competition Groups | 34.8753 | 317616.3816 | 0.31762 | 2899.6822 | 0.012027 | 12 | Industrial_2023_Economic_GWh_After Competition Groups_12 | Process Heat Recovery | 1.203% | 0.31762 | 34.8753 | Industrial_2023_Economic_GWh_After Competition Groups_Process Heat Recovery
Industrial | Ind ¦ VAV Conversion Project | 2023 | Economic | GWh | After Competition Groups | 32.9017 | 455943.4433 | 0.45594 | 2899.6822 | 0.011347 | 13 | Industrial_2023_Economic_GWh_After Competition Groups_13 | VAV Conversion Project | 1.135% | 0.45594 | 32.9017 | Industrial_2023_Economic_GWh_After Competition Groups_VAV Conversion Project
Industrial | Ind ¦ Refiner Plate Improvements | 2023 | Economic | GWh | After Competition Groups | 32.0578 | 108548.8633 | 0.10855 | 2899.6822 | 0.011056 | 14 | Industrial_2023_Economic_GWh_After Competition Groups_14 | Refiner Plate Improvements | 1.106% | 0.10855 | 32.0578 | Industrial_2023_Economic_GWh_After Competition Groups_Refiner Plate Improvements
Industrial | Ind ¦ Greenhouse Grow Lights | 2023 | Economic | GWh | After Competition Groups | 30.953 | 2009702.4579 | 2.0097 | 2899.6822 | 0.010675 | 15 | Industrial_2023_Economic_GWh_After Competition Groups_15 | Greenhouse Grow Lights | 1.067% | 2.0097 | 30.953 | Industrial_2023_Economic_GWh_After Competition Groups_Greenhouse Grow Lights
Industrial | Ind ¦ Fan System Optimization | 2023 | Technical | GWh | After Competition Groups | 50.2363 | 1164919.5478 | 1.1649 | 4719.1607 | 0.010645 | 15 | Industrial_2023_Technical_GWh_After Competition Groups_15 | Fan System Optimization | 1.065% | 1.1649 | 50.2363 | Industrial_2023_Technical_GWh_After Competition Groups_Fan System Optimization
Industrial | Ind ¦ HE HVAC Units | 2023 | Technical | GWh | After Competition Groups | 47.4859 | 0 | 0 | 4719.1607 | 0.010062 | 16 | Industrial_2023_Technical_GWh_After Competition Groups_16 | HE HVAC Units | 1.006% | 0 | 47.4859 | Industrial_2023_Technical_GWh_After Competition Groups_HE HVAC Units
Industrial | Ind ¦ Pump Equipment Upgrade | 2023 | Economic | GWh | After Competition Groups | 27.9209 | 4581226.1396 | 4.5812 | 2899.6822 | 0.009629 | 16 | Industrial_2023_Economic_GWh_After Competition Groups_16 | Pump Equipment Upgrade | 0.9629% | 4.5812 | 27.9209 | Industrial_2023_Economic_GWh_After Competition Groups_Pump Equipment Upgrade
Industrial | Ind ¦ Cold Storage Retrofit | 2023 | Technical | GWh | After Competition Groups | 40.6842 | 0 | 0 | 4719.1607 | 0.0086211 | 17 | Industrial_2023_Technical_GWh_After Competition Groups_17 | Cold Storage Retrofit | 0.8621% | 0 | 40.6842 | Industrial_2023_Technical_GWh_After Competition Groups_Cold Storage Retrofit
Industrial | Ind ¦ Improved Controls - Process Cooling | 2023 | Economic | GWh | After Competition Groups | 24.3965 | 202614.0391 | 0.20261 | 2899.6822 | 0.0084135 | 17 | Industrial_2023_Economic_GWh_After Competition Groups_17 | Improved Controls - Process Cooling | 0.8414% | 0.20261 | 24.3965 | Industrial_2023_Economic_GWh_After Competition Groups_Improved Controls - Process Cooling
Industrial | Ind ¦ Material Handling Improvements | 2023 | Technical | GWh | After Competition Groups | 39.2407 | 143811.1162 | 0.14381 | 4719.1607 | 0.0083152 | 18 | Industrial_2023_Technical_GWh_After Competition Groups_18 | Material Handling Improvements | 0.8315% | 0.14381 | 39.2407 | Industrial_2023_Technical_GWh_After Competition Groups_Material Handling Improvements
Industrial | Ind ¦ Process Heat Recovery | 2023 | Achievable | GWh | After Competition Groups | 1.4713 | 317616.3816 | 0.31762 | 183.9075 | 0.0080001 | 13 | Industrial_2023_Achievable_GWh_After Competition Groups_13 | Process Heat Recovery | 0.8% | 0.31762 | 1.4713 | Industrial_2023_Achievable_GWh_After Competition Groups_Process Heat Recovery
Industrial | Ind ¦ VAV Conversion Project | 2023 | Achievable | GWh | After Competition Groups | 1.4467 | 455943.4433 | 0.45594 | 183.9075 | 0.0078665 | 14 | Industrial_2023_Achievable_GWh_After Competition Groups_14 | VAV Conversion Project | 0.7867% | 0.45594 | 1.4467 | Industrial_2023_Achievable_GWh_After Competition Groups_VAV Conversion Project
Industrial | Ind ¦ Process Heat Recovery | 2023 | Technical | GWh | After Competition Groups | 34.8753 | 317616.3816 | 0.31762 | 4719.1607 | 0.0073902 | 19 | Industrial_2023_Technical_GWh_After Competition Groups_19 | Process Heat Recovery | 0.739% | 0.31762 | 34.8753 | Industrial_2023_Technical_GWh_After Competition Groups_Process Heat Recovery
Industrial | Ind ¦ Process Optimization (Elec) | 2023 | Achievable | GWh | After Competition Groups | 1.3478 | 132774.1458 | 0.13277 | 183.9075 | 0.0073286 | 15 | Industrial_2023_Achievable_GWh_After Competition Groups_15 | Process Optimization (Elec) | 0.7329% | 0.13277 | 1.3478 | Industrial_2023_Achievable_GWh_After Competition Groups_Process Optimization (Elec)
Industrial | Ind ¦ VAV Conversion Project | 2023 | Technical | GWh | After Competition Groups | 32.9017 | 455943.4433 | 0.45594 | 4719.1607 | 0.0069719 | 20 | Industrial_2023_Technical_GWh_After Competition Groups_20 | VAV Conversion Project | 0.6972% | 0.45594 | 32.9017 | Industrial_2023_Technical_GWh_After Competition Groups_VAV Conversion Project
Industrial | Ind ¦ Refiner Plate Improvements | 2023 | Technical | GWh | After Competition Groups | 32.0578 | 108548.8633 | 0.10855 | 4719.1607 | 0.0067931 | 21 | Industrial_2023_Technical_GWh_After Competition Groups_21 | Refiner Plate Improvements | 0.6793% | 0.10855 | 32.0578 | Industrial_2023_Technical_GWh_After Competition Groups_Refiner Plate Improvements
Industrial | Ind ¦ Refiner Plate Improvements | 2023 | Achievable | GWh | After Competition Groups | 1.2211 | 108548.8633 | 0.10855 | 183.9075 | 0.00664 | 16 | Industrial_2023_Achievable_GWh_After Competition Groups_16 | Refiner Plate Improvements | 0.664% | 0.10855 | 1.2211 | Industrial_2023_Achievable_GWh_After Competition Groups_Refiner Plate Improvements
Industrial | Ind ¦ Efficient Irrigation | 2023 | Technical | GWh | After Competition Groups | 30.4069 | 0 | 0 | 4719.1607 | 0.0064433 | 22 | Industrial_2023_Technical_GWh_After Competition Groups_22 | Efficient Irrigation | 0.6443% | 0 | 30.4069 | Industrial_2023_Technical_GWh_After Competition Groups_Efficient Irrigation
Industrial | Ind ¦ Process Improvements | 2023 | Economic | GWh | After Competition Groups | 17.1996 | 111229.9663 | 0.11123 | 2899.6822 | 0.0059316 | 18 | Industrial_2023_Economic_GWh_After Competition Groups_18 | Process Improvements | 0.5932% | 0.11123 | 17.1996 | Industrial_2023_Economic_GWh_After Competition Groups_Process Improvements
Industrial | Ind ¦ Improved Controls - Process Cooling | 2023 | Achievable | GWh | After Competition Groups | 1.0637 | 202614.0391 | 0.20261 | 183.9075 | 0.0057839 | 17 | Industrial_2023_Achievable_GWh_After Competition Groups_17 | Improved Controls - Process Cooling | 0.5784% | 0.20261 | 1.0637 | Industrial_2023_Achievable_GWh_After Competition Groups_Improved Controls - Process Cooling
Industrial | Ind ¦ High Efficiency Battery Charger | 2023 | Economic | GWh | After Competition Groups | 15.0841 | 362718.1288 | 0.36272 | 2899.6822 | 0.005202 | 19 | Industrial_2023_Economic_GWh_After Competition Groups_19 | High Efficiency Battery Charger | 0.5202% | 0.36272 | 15.0841 | Industrial_2023_Economic_GWh_After Competition Groups_High Efficiency Battery Charger
Industrial | Ind ¦ Improved Controls - Process Cooling | 2023 | Technical | GWh | After Competition Groups | 24.3965 | 202614.0391 | 0.20261 | 4719.1607 | 0.0051697 | 23 | Industrial_2023_Technical_GWh_After Competition Groups_23 | Improved Controls - Process Cooling | 0.517% | 0.20261 | 24.3965 | Industrial_2023_Technical_GWh_After Competition Groups_Improved Controls - Process Cooling
Industrial | Ind ¦ High Efficiency Battery Charger | 2023 | Achievable | GWh | After Competition Groups | 0.89483 | 362718.1288 | 0.36272 | 183.9075 | 0.0048657 | 18 | Industrial_2023_Achievable_GWh_After Competition Groups_18 | High Efficiency Battery Charger | 0.4866% | 0.36272 | 0.89483 | Industrial_2023_Achievable_GWh_After Competition Groups_High Efficiency Battery Charger
Industrial | Ind ¦ Ventilation Optimization | 2023 | Technical | GWh | After Competition Groups | 21.0391 | 331429.2149 | 0.33143 | 4719.1607 | 0.0044582 | 24 | Industrial_2023_Technical_GWh_After Competition Groups_24 | Ventilation Optimization | 0.4458% | 0.33143 | 21.0391 | Industrial_2023_Technical_GWh_After Competition Groups_Ventilation Optimization
Industrial | Ind ¦ Synchronous Belts | 2023 | Technical | GWh | After Competition Groups | 20.8286 | 0 | 0 | 4719.1607 | 0.0044136 | 25 | Industrial_2023_Technical_GWh_After Competition Groups_25 | Synchronous Belts | 0.4414% | 0 | 20.8286 | Industrial_2023_Technical_GWh_After Competition Groups_Synchronous Belts
Industrial | Ind ¦ Process Improvements | 2023 | Achievable | GWh | After Competition Groups | 0.74161 | 111229.9663 | 0.11123 | 183.9075 | 0.0040325 | 19 | Industrial_2023_Achievable_GWh_After Competition Groups_19 | Process Improvements | 0.4033% | 0.11123 | 0.74161 | Industrial_2023_Achievable_GWh_After Competition Groups_Process Improvements
Industrial | Ind ¦ Process Improvements | 2023 | Technical | GWh | After Competition Groups | 17.1996 | 111229.9663 | 0.11123 | 4719.1607 | 0.0036446 | 26 | Industrial_2023_Technical_GWh_After Competition Groups_26 | Process Improvements | 0.3645% | 0.11123 | 17.1996 | Industrial_2023_Technical_GWh_After Competition Groups_Process Improvements
Industrial | Ind ¦ Improved Controls - Process Heating | 2023 | Economic | GWh | After Competition Groups | 10.3416 | 87206.9317 | 0.087207 | 2899.6822 | 0.0035665 | 20 | Industrial_2023_Economic_GWh_After Competition Groups_20 | Improved Controls - Process Heating | 0.3566% | 0.087207 | 10.3416 | Industrial_2023_Economic_GWh_After Competition Groups_Improved Controls - Process Heating
Industrial | Ind ¦ High Efficiency Battery Charger | 2023 | Technical | GWh | After Competition Groups | 15.0841 | 362718.1288 | 0.36272 | 4719.1607 | 0.0031964 | 27 | Industrial_2023_Technical_GWh_After Competition Groups_27 | High Efficiency Battery Charger | 0.3196% | 0.36272 | 15.0841 | Industrial_2023_Technical_GWh_After Competition Groups_High Efficiency Battery Charger
Industrial | Ind ¦ Ventilation Optimization | 2023 | Achievable | GWh | After Competition Groups | 0.57158 | 331429.2149 | 0.33143 | 183.9075 | 0.003108 | 20 | Industrial_2023_Achievable_GWh_After Competition Groups_20 | Ventilation Optimization | 0.3108% | 0.33143 | 0.57158 | Industrial_2023_Achievable_GWh_After Competition Groups_Ventilation Optimization
Industrial | Ind ¦ Refrigeration Compressor VFD | 2023 | Achievable | GWh | After Competition Groups | 0.56409 | 161172.7061 | 0.16117 | 183.9075 | 0.0030673 | 21 | Industrial_2023_Achievable_GWh_After Competition Groups_21 | Refrigeration Compressor VFD | 0.3067% | 0.16117 | 0.56409 | Industrial_2023_Achievable_GWh_After Competition Groups_Refrigeration Compressor VFD
Industrial | Ind ¦ HVLS Fans | 2023 | Technical | GWh | After Competition Groups | 14.2992 | 0 | 0 | 4719.1607 | 0.00303 | 28 | Industrial_2023_Technical_GWh_After Competition Groups_28 | HVLS Fans | 0.303% | 0 | 14.2992 | Industrial_2023_Technical_GWh_After Competition Groups_HVLS Fans
Industrial | Ind ¦ Improved Controls - Process Heating | 2023 | Achievable | GWh | After Competition Groups | 0.45782 | 87206.9317 | 0.087207 | 183.9075 | 0.0024894 | 22 | Industrial_2023_Achievable_GWh_After Competition Groups_22 | Improved Controls - Process Heating | 0.2489% | 0.087207 | 0.45782 | Industrial_2023_Achievable_GWh_After Competition Groups_Improved Controls - Process Heating
Industrial | Ind ¦ Chiller Optimization | 2023 | Technical | GWh | After Competition Groups | 11.4142 | 0 | 0 | 4719.1607 | 0.0024187 | 29 | Industrial_2023_Technical_GWh_After Competition Groups_29 | Chiller Optimization | 0.2419% | 0 | 11.4142 | Industrial_2023_Technical_GWh_After Competition Groups_Chiller Optimization
Industrial | Ind ¦ Engine Block Heater Timer | 2023 | Economic | GWh | After Competition Groups | 6.7717 | 31968.9871 | 0.031969 | 2899.6822 | 0.0023353 | 21 | Industrial_2023_Economic_GWh_After Competition Groups_21 | Engine Block Heater Timer | 0.2335% | 0.031969 | 6.7717 | Industrial_2023_Economic_GWh_After Competition Groups_Engine Block Heater Timer
Industrial | Ind ¦ Free Cooling | 2023 | Technical | GWh | After Competition Groups | 10.5073 | 0 | 0 | 4719.1607 | 0.0022265 | 30 | Industrial_2023_Technical_GWh_After Competition Groups_30 | Free Cooling | 0.2227% | 0 | 10.5073 | Industrial_2023_Technical_GWh_After Competition Groups_Free Cooling
Industrial | Ind ¦ Improved Controls - Process Heating | 2023 | Technical | GWh | After Competition Groups | 10.3416 | 87206.9317 | 0.087207 | 4719.1607 | 0.0021914 | 31 | Industrial_2023_Technical_GWh_After Competition Groups_31 | Improved Controls - Process Heating | 0.2191% | 0.087207 | 10.3416 | Industrial_2023_Technical_GWh_After Competition Groups_Improved Controls - Process Heating
Industrial | Ind ¦ Low Energy Livestock Waterers | 2023 | Technical | GWh | After Competition Groups | 10.0119 | 0 | 0 | 4719.1607 | 0.0021215 | 32 | Industrial_2023_Technical_GWh_After Competition Groups_32 | Low Energy Livestock Waterers | 0.2122% | 0 | 10.0119 | Industrial_2023_Technical_GWh_After Competition Groups_Low Energy Livestock Waterers
Industrial | Ind ¦ Refrigeration Compressor VFD | 2023 | Technical | GWh | After Competition Groups | 9.0359 | 161172.7061 | 0.16117 | 4719.1607 | 0.0019147 | 33 | Industrial_2023_Technical_GWh_After Competition Groups_33 | Refrigeration Compressor VFD | 0.1915% | 0.16117 | 9.0359 | Industrial_2023_Technical_GWh_After Competition Groups_Refrigeration Compressor VFD
Industrial | Ind ¦ Cooling Tower Optimization | 2023 | Technical | GWh | After Competition Groups | 8.6538 | 0 | 0 | 4719.1607 | 0.0018338 | 34 | Industrial_2023_Technical_GWh_After Competition Groups_34 | Cooling Tower Optimization | 0.1834% | 0 | 8.6538 | Industrial_2023_Technical_GWh_After Competition Groups_Cooling Tower Optimization
Industrial | Ind ¦ Dairy Pre-Cooler | 2023 | Technical | GWh | After Competition Groups | 7.87 | 82006.7058 | 0.082007 | 4719.1607 | 0.0016677 | 35 | Industrial_2023_Technical_GWh_After Competition Groups_35 | Dairy Pre-Cooler | 0.1668% | 0.082007 | 7.87 | Industrial_2023_Technical_GWh_After Competition Groups_Dairy Pre-Cooler
Industrial | Ind ¦ Efficient Transformer | 2023 | Technical | GWh | After Competition Groups | 7.542 | 0 | 0 | 4719.1607 | 0.0015982 | 36 | Industrial_2023_Technical_GWh_After Competition Groups_36 | Efficient Transformer | 0.1598% | 0 | 7.542 | Industrial_2023_Technical_GWh_After Competition Groups_Efficient Transformer
Industrial | Ind ¦ Engine Block Heater Timer | 2023 | Achievable | GWh | After Competition Groups | 0.29002 | 31968.9871 | 0.031969 | 183.9075 | 0.001577 | 23 | Industrial_2023_Achievable_GWh_After Competition Groups_23 | Engine Block Heater Timer | 0.1577% | 0.031969 | 0.29002 | Industrial_2023_Achievable_GWh_After Competition Groups_Engine Block Heater Timer
Industrial | Ind ¦ Engine Block Heater Timer | 2023 | Technical | GWh | After Competition Groups | 6.7717 | 31968.9871 | 0.031969 | 4719.1607 | 0.0014349 | 37 | Industrial_2023_Technical_GWh_After Competition Groups_37 | Engine Block Heater Timer | 0.1435% | 0.031969 | 6.7717 | Industrial_2023_Technical_GWh_After Competition Groups_Engine Block Heater Timer
Industrial | Ind ¦ Dairy Pre-Cooler | 2023 | Achievable | GWh | After Competition Groups | 0.26154 | 82006.7058 | 0.082007 | 183.9075 | 0.0014221 | 24 | Industrial_2023_Achievable_GWh_After Competition Groups_24 | Dairy Pre-Cooler | 0.1422% | 0.082007 | 0.26154 | Industrial_2023_Achievable_GWh_After Competition Groups_Dairy Pre-Cooler
Industrial | Ind ¦ High Efficiency Welders | 2023 | Technical | GWh | After Competition Groups | 6.5338 | 0 | 0 | 4719.1607 | 0.0013845 | 38 | Industrial_2023_Technical_GWh_After Competition Groups_38 | High Efficiency Welders | 0.1385% | 0 | 6.5338 | Industrial_2023_Technical_GWh_After Competition Groups_High Efficiency Welders
Industrial | Ind ¦ Efficient Irrigation | 2023 | Economic | GWh | After Competition Groups | 3.6684 | 0 | 0 | 2899.6822 | 0.0012651 | 22 | Industrial_2023_Economic_GWh_After Competition Groups_22 | Efficient Irrigation | 0.1265% | 0 | 3.6684 | Industrial_2023_Economic_GWh_After Competition Groups_Efficient Irrigation
Industrial | Ind ¦ Efficient Refrigeration Compressor | 2023 | Achievable | GWh | After Competition Groups | 0.20153 | 23814.3951 | 0.023814 | 183.9075 | 0.0010958 | 25 | Industrial_2023_Achievable_GWh_After Competition Groups_25 | Efficient Refrigeration Compressor | 0.1096% | 0.023814 | 0.20153 | Industrial_2023_Achievable_GWh_After Competition Groups_Efficient Refrigeration Compressor
Industrial | Ind ¦ Air Compressor Heat Recovery | 2023 | Economic | GWh | After Competition Groups | 2.7279 | 25619.6182 | 0.02562 | 2899.6822 | 0.00094076 | 23 | Industrial_2023_Economic_GWh_After Competition Groups_23 | Air Compressor Heat Recovery | 0.09408% | 0.02562 | 2.7279 | Industrial_2023_Economic_GWh_After Competition Groups_Air Compressor Heat Recovery
Industrial | Ind ¦ Air Compressor Heat Recovery | 2023 | Achievable | GWh | After Competition Groups | 0.11868 | 25619.6182 | 0.02562 | 183.9075 | 0.0006453 | 26 | Industrial_2023_Achievable_GWh_After Competition Groups_26 | Air Compressor Heat Recovery | 0.06453% | 0.02562 | 0.11868 | Industrial_2023_Achievable_GWh_After Competition Groups_Air Compressor Heat Recovery
Industrial | Ind ¦ Air Compressor Heat Recovery | 2023 | Technical | GWh | After Competition Groups | 2.7279 | 25619.6182 | 0.02562 | 4719.1607 | 0.00057805 | 39 | Industrial_2023_Technical_GWh_After Competition Groups_39 | Air Compressor Heat Recovery | 0.0578% | 0.02562 | 2.7279 | Industrial_2023_Technical_GWh_After Competition Groups_Air Compressor Heat Recovery
Industrial | Ind ¦ Efficient Refrigeration Compressor | 2023 | Economic | GWh | After Competition Groups | 1.6213 | 23814.3951 | 0.023814 | 2899.6822 | 0.00055914 | 24 | Industrial_2023_Economic_GWh_After Competition Groups_24 | Efficient Refrigeration Compressor | 0.05591% | 0.023814 | 1.6213 | Industrial_2023_Economic_GWh_After Competition Groups_Efficient Refrigeration Compressor
Industrial | Ind ¦ Creep Heat Controller | 2023 | Technical | GWh | After Competition Groups | 2.5558 | 0 | 0 | 4719.1607 | 0.00054157 | 40 | Industrial_2023_Technical_GWh_After Competition Groups_40 | Creep Heat Controller | 0.05416% | 0 | 2.5558 | Industrial_2023_Technical_GWh_After Competition Groups_Creep Heat Controller
Industrial | Ind ¦ Ventilation Optimization | 2023 | Economic | GWh | After Competition Groups | 1.5242 | 331429.2149 | 0.33143 | 2899.6822 | 0.00052564 | 25 | Industrial_2023_Economic_GWh_After Competition Groups_25 | Ventilation Optimization | 0.05256% | 0.33143 | 1.5242 | Industrial_2023_Economic_GWh_After Competition Groups_Ventilation Optimization
Industrial | Ind ¦ Optimize Compressed Air Dryer | 2023 | Technical | GWh | After Competition Groups | 1.9728 | 0 | 0 | 4719.1607 | 0.00041804 | 41 | Industrial_2023_Technical_GWh_After Competition Groups_41 | Optimize Compressed Air Dryer | 0.0418% | 0 | 1.9728 | Industrial_2023_Technical_GWh_After Competition Groups_Optimize Compressed Air Dryer
Industrial | Ind ¦ Heat Lamps/Heat Pad | 2023 | Technical | GWh | After Competition Groups | 1.9115 | 0 | 0 | 4719.1607 | 0.00040505 | 42 | Industrial_2023_Technical_GWh_After Competition Groups_42 | Heat Lamps/Heat Pad | 0.0405% | 0 | 1.9115 | Industrial_2023_Technical_GWh_After Competition Groups_Heat Lamps/Heat Pad
Industrial | Ind ¦ Dairy Pre-Cooler | 2023 | Economic | GWh | After Competition Groups | 1.1465 | 82006.7058 | 0.082007 | 2899.6822 | 0.00039541 | 26 | Industrial_2023_Economic_GWh_After Competition Groups_26 | Dairy Pre-Cooler | 0.03954% | 0.082007 | 1.1465 | Industrial_2023_Economic_GWh_After Competition Groups_Dairy Pre-Cooler
Industrial | Ind ¦ Efficient Refrigeration Compressor | 2023 | Technical | GWh | After Competition Groups | 1.6213 | 23814.3951 | 0.023814 | 4719.1607 | 0.00034356 | 43 | Industrial_2023_Technical_GWh_After Competition Groups_43 | Efficient Refrigeration Compressor | 0.03436% | 0.023814 | 1.6213 | Industrial_2023_Technical_GWh_After Competition Groups_Efficient Refrigeration Compressor
Industrial | Ind ¦ Refrigeration Compressor VFD | 2023 | Economic | GWh | After Competition Groups | 0.90372 | 161172.7061 | 0.16117 | 2899.6822 | 0.00031166 | 27 | Industrial_2023_Economic_GWh_After Competition Groups_27 | Refrigeration Compressor VFD | 0.03117% | 0.16117 | 0.90372 | Industrial_2023_Economic_GWh_After Competition Groups_Refrigeration Compressor VFD
Industrial | Ind ¦ Dual and Natural Exhaust Ventilation Systems | 2023 | Technical | GWh | After Competition Groups | 0.64623 | 0 | 0 | 4719.1607 | 0.00013694 | 44 | Industrial_2023_Technical_GWh_After Competition Groups_44 | Dual and Natural Exhaust Ventilation Systems | 0.01369% | 0 | 0.64623 | Industrial_2023_Technical_GWh_After Competition Groups_Dual and Natural Exhaust Ventilation Systems
Industrial | Ind ¦ Dairy Water Heater | 2023 | Achievable | GWh | After Competition Groups | 0.023653 | 9010.975 | 0.009011 | 183.9075 | 0.00012861 | 27 | Industrial_2023_Achievable_GWh_After Competition Groups_27 | Dairy Water Heater | 0.01286% | 0.009011 | 0.023653 | Industrial_2023_Achievable_GWh_After Competition Groups_Dairy Water Heater
Industrial | Ind ¦ Dairy Water Heater | 2023 | Technical | GWh | After Competition Groups | 0.36094 | 9010.975 | 0.009011 | 4719.1607 | 7.6483e-05 | 45 | Industrial_2023_Technical_GWh_After Competition Groups_45 | Dairy Water Heater | 0.007648% | 0.009011 | 0.36094 | Industrial_2023_Technical_GWh_After Competition Groups_Dairy Water Heater
Industrial | Ind ¦ Dairy Water Heater | 2023 | Economic | GWh | After Competition Groups | 0.052291 | 9010.975 | 0.009011 | 2899.6822 | 1.8033e-05 | 28 | Industrial_2023_Economic_GWh_After Competition Groups_28 | Dairy Water Heater | 0.001803% | 0.009011 | 0.052291 | Industrial_2023_Economic_GWh_After Competition Groups_Dairy Water Heater
Industrial | Ind ¦ Cooling Tower Optimization | 2023 | Achievable | GWh | After Competition Groups | 0 | 0 | 0 | 183.9075 | 0 | 28 | Industrial_2023_Achievable_GWh_After Competition Groups_28 | Cooling Tower Optimization | 0% | 0 | 0 | Industrial_2023_Achievable_GWh_After Competition Groups_Cooling Tower Optimization
Industrial | Ind ¦ Cooling Tower Optimization | 2023 | Economic | GWh | After Competition Groups | 0 | 0 | 0 | 2899.6822 | 0 | 29 | Industrial_2023_Economic_GWh_After Competition Groups_29 | Cooling Tower Optimization | 0% | 0 | 0 | Industrial_2023_Economic_GWh_After Competition Groups_Cooling Tower Optimization
Industrial | Ind ¦ Creep Heat Controller | 2023 | Achievable | GWh | After Competition Groups | 0 | 0 | 0 | 183.9075 | 0 | 29 | Industrial_2023_Achievable_GWh_After Competition Groups_29 | Creep Heat Controller | 0% | 0 | 0 | Industrial_2023_Achievable_GWh_After Competition Groups_Creep Heat Controller
Industrial | Ind ¦ Creep Heat Controller | 2023 | Economic | GWh | After Competition Groups | 0 | 0 | 0 | 2899.6822 | 0 | 30 | Industrial_2023_Economic_GWh_After Competition Groups_30 | Creep Heat Controller | 0% | 0 | 0 | Industrial_2023_Economic_GWh_After Competition Groups_Creep Heat Controller
Industrial | Ind ¦ Dual and Natural Exhaust Ventilation Systems | 2023 | Achievable | GWh | After Competition Groups | 0 | 0 | 0 | 183.9075 | 0 | 30 | Industrial_2023_Achievable_GWh_After Competition Groups_30 | Dual and Natural Exhaust Ventilation Systems | 0% | 0 | 0 | Industrial_2023_Achievable_GWh_After Competition Groups_Dual and Natural Exhaust Ventilation Systems
Industrial | Ind ¦ Dual and Natural Exhaust Ventilation Systems | 2023 | Economic | GWh | After Competition Groups | 0 | 0 | 0 | 2899.6822 | 0 | 31 | Industrial_2023_Economic_GWh_After Competition Groups_31 | Dual and Natural Exhaust Ventilation Systems | 0% | 0 | 0 | Industrial_2023_Economic_GWh_After Competition Groups_Dual and Natural Exhaust Ventilation Systems
Industrial | Ind ¦ Efficient Irrigation | 2023 | Achievable | GWh | After Competition Groups | 0 | 0 | 0 | 183.9075 | 0 | 31 | Industrial_2023_Achievable_GWh_After Competition Groups_31 | Efficient Irrigation | 0% | 0 | 0 | Industrial_2023_Achievable_GWh_After Competition Groups_Efficient Irrigation
Industrial | Ind ¦ Efficient Transformer | 2023 | Achievable | GWh | After Competition Groups | 0 | 0 | 0 | 183.9075 | 0 | 32 | Industrial_2023_Achievable_GWh_After Competition Groups_32 | Efficient Transformer | 0% | 0 | 0 | Industrial_2023_Achievable_GWh_After Competition Groups_Efficient Transformer
Industrial | Ind ¦ Efficient Transformer | 2023 | Economic | GWh | After Competition Groups | 0 | 0 | 0 | 2899.6822 | 0 | 32 | Industrial_2023_Economic_GWh_After Competition Groups_32 | Efficient Transformer | 0% | 0 | 0 | Industrial_2023_Economic_GWh_After Competition Groups_Efficient Transformer
Industrial | Ind ¦ Free Cooling | 2023 | Achievable | GWh | After Competition Groups | 0 | 0 | 0 | 183.9075 | 0 | 33 | Industrial_2023_Achievable_GWh_After Competition Groups_33 | Free Cooling | 0% | 0 | 0 | Industrial_2023_Achievable_GWh_After Competition Groups_Free Cooling
Industrial | Ind ¦ Free Cooling | 2023 | Economic | GWh | After Competition Groups | 0 | 0 | 0 | 2899.6822 | 0 | 33 | Industrial_2023_Economic_GWh_After Competition Groups_33 | Free Cooling | 0% | 0 | 0 | Industrial_2023_Economic_GWh_After Competition Groups_Free Cooling
Industrial | Ind ¦ HE Lighting | 2023 | Achievable | GWh | After Competition Groups | 0 | 0 | 0 | 183.9075 | 0 | 34 | Industrial_2023_Achievable_GWh_After Competition Groups_34 | HE Lighting | 0% | 0 | 0 | Industrial_2023_Achievable_GWh_After Competition Groups_HE Lighting
Industrial | Ind ¦ HE Lighting | 2023 | Economic | GWh | After Competition Groups | 0 | 0 | 0 | 2899.6822 | 0 | 34 | Industrial_2023_Economic_GWh_After Competition Groups_34 | HE Lighting | 0% | 0 | 0 | Industrial_2023_Economic_GWh_After Competition Groups_HE Lighting
Industrial | Ind ¦ Heat Lamps/Heat Pad | 2023 | Achievable | GWh | After Competition Groups | 0 | 0 | 0 | 183.9075 | 0 | 35 | Industrial_2023_Achievable_GWh_After Competition Groups_35 | Heat Lamps/Heat Pad | 0% | 0 | 0 | Industrial_2023_Achievable_GWh_After Competition Groups_Heat Lamps/Heat Pad
Industrial | Ind ¦ Heat Lamps/Heat Pad | 2023 | Economic | GWh | After Competition Groups | 0 | 0 | 0 | 2899.6822 | 0 | 35 | Industrial_2023_Economic_GWh_After Competition Groups_35 | Heat Lamps/Heat Pad | 0% | 0 | 0 | Industrial_2023_Economic_GWh_After Competition Groups_Heat Lamps/Heat Pad
Industrial | Ind ¦ High Efficiency Welders | 2023 | Achievable | GWh | After Competition Groups | 0 | 0 | 0 | 183.9075 | 0 | 36 | Industrial_2023_Achievable_GWh_After Competition Groups_36 | High Efficiency Welders | 0% | 0 | 0 | Industrial_2023_Achievable_GWh_After Competition Groups_High Efficiency Welders
Industrial | Ind ¦ High Efficiency Welders | 2023 | Economic | GWh | After Competition Groups | 0 | 0 | 0 | 2899.6822 | 0 | 36 | Industrial_2023_Economic_GWh_After Competition Groups_36 | High Efficiency Welders | 0% | 0 | 0 | Industrial_2023_Economic_GWh_After Competition Groups_High Efficiency Welders
Industrial | Ind ¦ HVLS Fans | 2023 | Achievable | GWh | After Competition Groups | 0 | 0 | 0 | 183.9075 | 0 | 37 | Industrial_2023_Achievable_GWh_After Competition Groups_37 | HVLS Fans | 0% | 0 | 0 | Industrial_2023_Achievable_GWh_After Competition Groups_HVLS Fans
Industrial | Ind ¦ HVLS Fans | 2023 | Economic | GWh | After Competition Groups | 0 | 0 | 0 | 2899.6822 | 0 | 37 | Industrial_2023_Economic_GWh_After Competition Groups_37 | HVLS Fans | 0% | 0 | 0 | Industrial_2023_Economic_GWh_After Competition Groups_HVLS Fans
Industrial | Ind ¦ Low Energy Livestock Waterers | 2023 | Achievable | GWh | After Competition Groups | 0 | 0 | 0 | 183.9075 | 0 | 38 | Industrial_2023_Achievable_GWh_After Competition Groups_38 | Low Energy Livestock Waterers | 0% | 0 | 0 | Industrial_2023_Achievable_GWh_After Competition Groups_Low Energy Livestock Waterers
Industrial | Ind ¦ Low Energy Livestock Waterers | 2023 | Economic | GWh | After Competition Groups | 0 | 0 | 0 | 2899.6822 | 0 | 38 | Industrial_2023_Economic_GWh_After Competition Groups_38 | Low Energy Livestock Waterers | 0% | 0 | 0 | Industrial_2023_Economic_GWh_After Competition Groups_Low Energy Livestock Waterers
Industrial | Ind ¦ Optimize Compressed Air Dryer | 2023 | Achievable | GWh | After Competition Groups | 0 | 0 | 0 | 183.9075 | 0 | 39 | Industrial_2023_Achievable_GWh_After Competition Groups_39 | Optimize Compressed Air Dryer | 0% | 0 | 0 | Industrial_2023_Achievable_GWh_After Competition Groups_Optimize Compressed Air Dryer
Industrial | Ind ¦ Optimize Compressed Air Dryer | 2023 | Economic | GWh | After Competition Groups | 0 | 0 | 0 | 2899.6822 | 0 | 39 | Industrial_2023_Economic_GWh_After Competition Groups_39 | Optimize Compressed Air Dryer | 0% | 0 | 0 | Industrial_2023_Economic_GWh_After Competition Groups_Optimize Compressed Air Dryer
Industrial | Ind ¦ Premium Efficient Motors | 2023 | Achievable | GWh | After Competition Groups | 0 | 0 | 0 | 183.9075 | 0 | 40 | Industrial_2023_Achievable_GWh_After Competition Groups_40 | Premium Efficient Motors | 0% | 0 | 0 | Industrial_2023_Achievable_GWh_After Competition Groups_Premium Efficient Motors
Industrial | Ind ¦ Premium Efficient Motors | 2023 | Economic | GWh | After Competition Groups | 0 | 0 | 0 | 2899.6822 | 0 | 40 | Industrial_2023_Economic_GWh_After Competition Groups_40 | Premium Efficient Motors | 0% | 0 | 0 | Industrial_2023_Economic_GWh_After Competition Groups_Premium Efficient Motors
Industrial | Ind ¦ Synchronous Belts | 2023 | Achievable | GWh | After Competition Groups | 0 | 0 | 0 | 183.9075 | 0 | 41 | Industrial_2023_Achievable_GWh_After Competition Groups_41 | Synchronous Belts | 0% | 0 | 0 | Industrial_2023_Achievable_GWh_After Competition Groups_Synchronous Belts
Industrial | Ind ¦ Synchronous Belts | 2023 | Economic | GWh | After Competition Groups | 0 | 0 | 0 | 2899.6822 | 0 | 41 | Industrial_2023_Economic_GWh_After Competition Groups_41 | Synchronous Belts | 0% | 0 | 0 | Industrial_2023_Economic_GWh_After Competition Groups_Synchronous Belts
Industrial | Ind ¦ Air Leak Survey and Repair | 2024 | Economic | GWh | After Competition Groups | 587.2996 | 486936.7027 | 0.48694 | 3198.0203 | 0.18364 | 1 | Industrial_2024_Economic_GWh_After Competition Groups_1 | Air Leak Survey and Repair | 18.36% | 0.48694 | 587.2996 | Industrial_2024_Economic_GWh_After Competition Groups_Air Leak Survey and Repair
Industrial | Ind ¦ Pump System Optimization | 2024 | Achievable | GWh | After Competition Groups | 69.2827 | 6802091.1176 | 6.8021 | 398.2663 | 0.17396 | 1 | Industrial_2024_Achievable_GWh_After Competition Groups_1 | Pump System Optimization | 17.4% | 6.8021 | 69.2827 | Industrial_2024_Achievable_GWh_After Competition Groups_Pump System Optimization
Industrial | Ind ¦ Recommissioning | 2024 | Economic | GWh | After Competition Groups | 458.0724 | 2310352.3195 | 2.3104 | 3198.0203 | 0.14324 | 2 | Industrial_2024_Economic_GWh_After Competition Groups_2 | Recommissioning | 14.32% | 2.3104 | 458.0724 | Industrial_2024_Economic_GWh_After Competition Groups_Recommissioning
Industrial | Ind ¦ SEM | 2024 | Economic | GWh | After Competition Groups | 458.0724 | 2310352.3195 | 2.3104 | 3198.0203 | 0.14324 | 3 | Industrial_2024_Economic_GWh_After Competition Groups_3 | SEM | 14.32% | 2.3104 | 458.0724 | Industrial_2024_Economic_GWh_After Competition Groups_SEM
Industrial | Ind ¦ Air Leak Survey and Repair | 2024 | Achievable | GWh | After Competition Groups | 54.7738 | 486936.7027 | 0.48694 | 398.2663 | 0.13753 | 2 | Industrial_2024_Achievable_GWh_After Competition Groups_2 | Air Leak Survey and Repair | 13.75% | 0.48694 | 54.7738 | Industrial_2024_Achievable_GWh_After Competition Groups_Air Leak Survey and Repair
Industrial | Ind ¦ Pump System Optimization | 2024 | Technical | GWh | After Competition Groups | 650.4023 | 6802091.1176 | 6.8021 | 5038.2159 | 0.12909 | 1 | Industrial_2024_Technical_GWh_After Competition Groups_1 | Pump System Optimization | 12.91% | 6.8021 | 650.4023 | Industrial_2024_Technical_GWh_After Competition Groups_Pump System Optimization
Industrial | Ind ¦ Air Compressor Optimization | 2024 | Achievable | GWh | After Competition Groups | 48.3249 | 1181292.0735 | 1.1813 | 398.2663 | 0.12134 | 3 | Industrial_2024_Achievable_GWh_After Competition Groups_3 | Air Compressor Optimization | 12.13% | 1.1813 | 48.3249 | Industrial_2024_Achievable_GWh_After Competition Groups_Air Compressor Optimization
Industrial | Ind ¦ Air Leak Survey and Repair | 2024 | Technical | GWh | After Competition Groups | 587.2996 | 486936.7027 | 0.48694 | 5038.2159 | 0.11657 | 2 | Industrial_2024_Technical_GWh_After Competition Groups_2 | Air Leak Survey and Repair | 11.66% | 0.48694 | 587.2996 | Industrial_2024_Technical_GWh_After Competition Groups_Air Leak Survey and Repair
Industrial | Ind ¦ Recommissioning | 2024 | Achievable | GWh | After Competition Groups | 42.9388 | 2310352.3195 | 2.3104 | 398.2663 | 0.10781 | 4 | Industrial_2024_Achievable_GWh_After Competition Groups_4 | Recommissioning | 10.78% | 2.3104 | 42.9388 | Industrial_2024_Achievable_GWh_After Competition Groups_Recommissioning
Industrial | Ind ¦ SEM | 2024 | Achievable | GWh | After Competition Groups | 42.9388 | 2310352.3195 | 2.3104 | 398.2663 | 0.10781 | 5 | Industrial_2024_Achievable_GWh_After Competition Groups_5 | SEM | 10.78% | 2.3104 | 42.9388 | Industrial_2024_Achievable_GWh_After Competition Groups_SEM
Industrial | Ind ¦ Air Compressor Optimization | 2024 | Economic | GWh | After Competition Groups | 329.1772 | 1181292.0735 | 1.1813 | 3198.0203 | 0.10293 | 4 | Industrial_2024_Economic_GWh_After Competition Groups_4 | Air Compressor Optimization | 10.29% | 1.1813 | 329.1772 | Industrial_2024_Economic_GWh_After Competition Groups_Air Compressor Optimization
Industrial | Ind ¦ HE Lighting | 2024 | Technical | GWh | After Competition Groups | 489.5052 | 676295.4369 | 0.6763 | 5038.2159 | 0.097158 | 3 | Industrial_2024_Technical_GWh_After Competition Groups_3 | HE Lighting | 9.716% | 0.6763 | 489.5052 | Industrial_2024_Technical_GWh_After Competition Groups_HE Lighting
Industrial | Ind ¦ Recommissioning | 2024 | Technical | GWh | After Competition Groups | 458.0724 | 2310352.3195 | 2.3104 | 5038.2159 | 0.09092 | 4 | Industrial_2024_Technical_GWh_After Competition Groups_4 | Recommissioning | 9.092% | 2.3104 | 458.0724 | Industrial_2024_Technical_GWh_After Competition Groups_Recommissioning
Industrial | Ind ¦ SEM | 2024 | Technical | GWh | After Competition Groups | 458.0724 | 2310352.3195 | 2.3104 | 5038.2159 | 0.09092 | 5 | Industrial_2024_Technical_GWh_After Competition Groups_5 | SEM | 9.092% | 2.3104 | 458.0724 | Industrial_2024_Technical_GWh_After Competition Groups_SEM
Industrial | Ind ¦ Efficient Compressed Air Nozzles | 2024 | Economic | GWh | After Competition Groups | 280.2471 | 317664.2646 | 0.31766 | 3198.0203 | 0.087631 | 5 | Industrial_2024_Economic_GWh_After Competition Groups_5 | Efficient Compressed Air Nozzles | 8.763% | 0.31766 | 280.2471 | Industrial_2024_Economic_GWh_After Competition Groups_Efficient Compressed Air Nozzles
Industrial | Ind ¦ Pump Equipment Upgrade | 2024 | Achievable | GWh | After Competition Groups | 31.2114 | 5041346.9455 | 5.0413 | 398.2663 | 0.078368 | 6 | Industrial_2024_Achievable_GWh_After Competition Groups_6 | Pump Equipment Upgrade | 7.837% | 5.0413 | 31.2114 | Industrial_2024_Achievable_GWh_After Competition Groups_Pump Equipment Upgrade
Industrial | Ind ¦ High Efficiency HVAC Fans | 2024 | Achievable | GWh | After Competition Groups | 27.0126 | 2457552.0542 | 2.4576 | 398.2663 | 0.067826 | 7 | Industrial_2024_Achievable_GWh_After Competition Groups_7 | High Efficiency HVAC Fans | 6.783% | 2.4576 | 27.0126 | Industrial_2024_Achievable_GWh_After Competition Groups_High Efficiency HVAC Fans
Industrial | Ind ¦ High Efficiency HVAC Fans | 2024 | Economic | GWh | After Competition Groups | 213.3205 | 2457552.0542 | 2.4576 | 3198.0203 | 0.066704 | 6 | Industrial_2024_Economic_GWh_After Competition Groups_6 | High Efficiency HVAC Fans | 6.67% | 2.4576 | 213.3205 | Industrial_2024_Economic_GWh_After Competition Groups_High Efficiency HVAC Fans
Industrial | Ind ¦ Air Compressor Optimization | 2024 | Technical | GWh | After Competition Groups | 329.1772 | 1181292.0735 | 1.1813 | 5038.2159 | 0.065336 | 6 | Industrial_2024_Technical_GWh_After Competition Groups_6 | Air Compressor Optimization | 6.534% | 1.1813 | 329.1772 | Industrial_2024_Technical_GWh_After Competition Groups_Air Compressor Optimization
Industrial | Ind ¦ Pump Equipment Upgrade | 2024 | Technical | GWh | After Competition Groups | 310.4651 | 5041346.9455 | 5.0413 | 5038.2159 | 0.061622 | 7 | Industrial_2024_Technical_GWh_After Competition Groups_7 | Pump Equipment Upgrade | 6.162% | 5.0413 | 310.4651 | Industrial_2024_Technical_GWh_After Competition Groups_Pump Equipment Upgrade
Industrial | Ind ¦ Efficient Compressed Air Nozzles | 2024 | Achievable | GWh | After Competition Groups | 22.2347 | 317664.2646 | 0.31766 | 398.2663 | 0.055829 | 8 | Industrial_2024_Achievable_GWh_After Competition Groups_8 | Efficient Compressed Air Nozzles | 5.583% | 0.31766 | 22.2347 | Industrial_2024_Achievable_GWh_After Competition Groups_Efficient Compressed Air Nozzles
Industrial | Ind ¦ Efficient Compressed Air Nozzles | 2024 | Technical | GWh | After Competition Groups | 280.2471 | 317664.2646 | 0.31766 | 5038.2159 | 0.055624 | 8 | Industrial_2024_Technical_GWh_After Competition Groups_8 | Efficient Compressed Air Nozzles | 5.562% | 0.31766 | 280.2471 | Industrial_2024_Technical_GWh_After Competition Groups_Efficient Compressed Air Nozzles
Industrial | Ind ¦ Pump System Optimization | 2024 | Economic | GWh | After Competition Groups | 177.7372 | 6802091.1176 | 6.8021 | 3198.0203 | 0.055577 | 7 | Industrial_2024_Economic_GWh_After Competition Groups_7 | Pump System Optimization | 5.558% | 6.8021 | 177.7372 | Industrial_2024_Economic_GWh_After Competition Groups_Pump System Optimization
Industrial | Ind ¦ Greenhouse Grow Lights | 2024 | Technical | GWh | After Competition Groups | 274.0722 | 2502329.6337 | 2.5023 | 5038.2159 | 0.054399 | 9 | Industrial_2024_Technical_GWh_After Competition Groups_9 | Greenhouse Grow Lights | 5.44% | 2.5023 | 274.0722 | Industrial_2024_Technical_GWh_After Competition Groups_Greenhouse Grow Lights
Industrial | Ind ¦ Process Optimization (Elec) | 2024 | Economic | GWh | After Competition Groups | 169.3788 | 147930.7329 | 0.14793 | 3198.0203 | 0.052964 | 8 | Industrial_2024_Economic_GWh_After Competition Groups_8 | Process Optimization (Elec) | 5.296% | 0.14793 | 169.3788 | Industrial_2024_Economic_GWh_After Competition Groups_Process Optimization (Elec)
Industrial | Ind ¦ High Efficiency HVAC Fans | 2024 | Technical | GWh | After Competition Groups | 213.3205 | 2457552.0542 | 2.4576 | 5038.2159 | 0.04234 | 10 | Industrial_2024_Technical_GWh_After Competition Groups_10 | High Efficiency HVAC Fans | 4.234% | 2.4576 | 213.3205 | Industrial_2024_Technical_GWh_After Competition Groups_High Efficiency HVAC Fans
Industrial | Ind ¦ Greenhouse Grow Lights | 2024 | Achievable | GWh | After Competition Groups | 15.62 | 2502329.6337 | 2.5023 | 398.2663 | 0.03922 | 9 | Industrial_2024_Achievable_GWh_After Competition Groups_9 | Greenhouse Grow Lights | 3.922% | 2.5023 | 15.62 | Industrial_2024_Achievable_GWh_After Competition Groups_Greenhouse Grow Lights
Industrial | Ind ¦ Process Optimization (Elec) | 2024 | Technical | GWh | After Competition Groups | 169.3788 | 147930.7329 | 0.14793 | 5038.2159 | 0.033619 | 11 | Industrial_2024_Technical_GWh_After Competition Groups_11 | Process Optimization (Elec) | 3.362% | 0.14793 | 169.3788 | Industrial_2024_Technical_GWh_After Competition Groups_Process Optimization (Elec)
Industrial | Ind ¦ Premium Efficient Motors | 2024 | Technical | GWh | After Competition Groups | 133.7671 | 0 | 0 | 5038.2159 | 0.02655 | 12 | Industrial_2024_Technical_GWh_After Competition Groups_12 | Premium Efficient Motors | 2.655% | 0 | 133.7671 | Industrial_2024_Technical_GWh_After Competition Groups_Premium Efficient Motors
Industrial | Ind ¦ Greenhouse Grow Lights | 2024 | Economic | GWh | After Competition Groups | 62.4896 | 2502329.6337 | 2.5023 | 3198.0203 | 0.01954 | 9 | Industrial_2024_Economic_GWh_After Competition Groups_9 | Greenhouse Grow Lights | 1.954% | 2.5023 | 62.4896 | Industrial_2024_Economic_GWh_After Competition Groups_Greenhouse Grow Lights
Industrial | Ind ¦ Pulp and Paper Process Improvements | 2024 | Economic | GWh | After Competition Groups | 62.1679 | 1331064.5902 | 1.3311 | 3198.0203 | 0.019439 | 10 | Industrial_2024_Economic_GWh_After Competition Groups_10 | Pulp and Paper Process Improvements | 1.944% | 1.3311 | 62.1679 | Industrial_2024_Economic_GWh_After Competition Groups_Pulp and Paper Process Improvements
Industrial | Ind ¦ Material Handling Improvements | 2024 | Achievable | GWh | After Competition Groups | 7.3658 | 166371.1995 | 0.16637 | 398.2663 | 0.018495 | 10 | Industrial_2024_Achievable_GWh_After Competition Groups_10 | Material Handling Improvements | 1.849% | 0.16637 | 7.3658 | Industrial_2024_Achievable_GWh_After Competition Groups_Material Handling Improvements
Industrial | Ind ¦ Pump Equipment Upgrade | 2024 | Economic | GWh | After Competition Groups | 55.5717 | 5041346.9455 | 5.0413 | 3198.0203 | 0.017377 | 11 | Industrial_2024_Economic_GWh_After Competition Groups_11 | Pump Equipment Upgrade | 1.738% | 5.0413 | 55.5717 | Industrial_2024_Economic_GWh_After Competition Groups_Pump Equipment Upgrade
Industrial | Ind ¦ Fan System Optimization | 2024 | Achievable | GWh | After Competition Groups | 6.7677 | 1353931.203 | 1.3539 | 398.2663 | 0.016993 | 11 | Industrial_2024_Achievable_GWh_After Competition Groups_11 | Fan System Optimization | 1.699% | 1.3539 | 6.7677 | Industrial_2024_Achievable_GWh_After Competition Groups_Fan System Optimization
Industrial | Ind ¦ Fan System Optimization | 2024 | Economic | GWh | After Competition Groups | 52.8781 | 1353931.203 | 1.3539 | 3198.0203 | 0.016535 | 12 | Industrial_2024_Economic_GWh_After Competition Groups_12 | Fan System Optimization | 1.653% | 1.3539 | 52.8781 | Industrial_2024_Economic_GWh_After Competition Groups_Fan System Optimization
Industrial | Ind ¦ HE Lighting | 2024 | Economic | GWh | After Competition Groups | 50.9776 | 676295.4369 | 0.6763 | 3198.0203 | 0.01594 | 13 | Industrial_2024_Economic_GWh_After Competition Groups_13 | HE Lighting | 1.594% | 0.6763 | 50.9776 | Industrial_2024_Economic_GWh_After Competition Groups_HE Lighting
Industrial | Ind ¦ HE HVAC Controls | 2024 | Technical | GWh | After Competition Groups | 75.0372 | 0 | 0 | 5038.2159 | 0.014894 | 13 | Industrial_2024_Technical_GWh_After Competition Groups_13 | HE HVAC Controls | 1.489% | 0 | 75.0372 | Industrial_2024_Technical_GWh_After Competition Groups_HE HVAC Controls
Industrial | Ind ¦ Pulp and Paper Process Improvements | 2024 | Achievable | GWh | After Competition Groups | 5.5004 | 1331064.5902 | 1.3311 | 398.2663 | 0.013811 | 12 | Industrial_2024_Achievable_GWh_After Competition Groups_12 | Pulp and Paper Process Improvements | 1.381% | 1.3311 | 5.5004 | Industrial_2024_Achievable_GWh_After Competition Groups_Pulp and Paper Process Improvements
Industrial | Ind ¦ Material Handling Improvements | 2024 | Economic | GWh | After Competition Groups | 43.9835 | 166371.1995 | 0.16637 | 3198.0203 | 0.013753 | 14 | Industrial_2024_Economic_GWh_After Competition Groups_14 | Material Handling Improvements | 1.375% | 0.16637 | 43.9835 | Industrial_2024_Economic_GWh_After Competition Groups_Material Handling Improvements
Industrial | Ind ¦ Pulp and Paper Process Improvements | 2024 | Technical | GWh | After Competition Groups | 62.1679 | 1331064.5902 | 1.3311 | 5038.2159 | 0.012339 | 14 | Industrial_2024_Technical_GWh_After Competition Groups_14 | Pulp and Paper Process Improvements | 1.234% | 1.3311 | 62.1679 | Industrial_2024_Technical_GWh_After Competition Groups_Pulp and Paper Process Improvements
Industrial | Ind ¦ Process Heat Recovery | 2024 | Economic | GWh | After Competition Groups | 34.8685 | 371898.4126 | 0.3719 | 3198.0203 | 0.010903 | 15 | Industrial_2024_Economic_GWh_After Competition Groups_15 | Process Heat Recovery | 1.09% | 0.3719 | 34.8685 | Industrial_2024_Economic_GWh_After Competition Groups_Process Heat Recovery
Industrial | Ind ¦ Refiner Plate Improvements | 2024 | Economic | GWh | After Competition Groups | 34.389 | 130584.2536 | 0.13058 | 3198.0203 | 0.010753 | 16 | Industrial_2024_Economic_GWh_After Competition Groups_16 | Refiner Plate Improvements | 1.075% | 0.13058 | 34.389 | Industrial_2024_Economic_GWh_After Competition Groups_Refiner Plate Improvements
Industrial | Ind ¦ Fan System Optimization | 2024 | Technical | GWh | After Competition Groups | 52.8781 | 1353931.203 | 1.3539 | 5038.2159 | 0.010495 | 15 | Industrial_2024_Technical_GWh_After Competition Groups_15 | Fan System Optimization | 1.05% | 1.3539 | 52.8781 | Industrial_2024_Technical_GWh_After Competition Groups_Fan System Optimization
Industrial | Ind ¦ VAV Conversion Project | 2024 | Economic | GWh | After Competition Groups | 32.8979 | 536732.0458 | 0.53673 | 3198.0203 | 0.010287 | 17 | Industrial_2024_Economic_GWh_After Competition Groups_17 | VAV Conversion Project | 1.029% | 0.53673 | 32.8979 | Industrial_2024_Economic_GWh_After Competition Groups_VAV Conversion Project
Industrial | Ind ¦ HE HVAC Units | 2024 | Technical | GWh | After Competition Groups | 49.7147 | 0 | 0 | 5038.2159 | 0.0098675 | 16 | Industrial_2024_Technical_GWh_After Competition Groups_16 | HE HVAC Units | 0.9868% | 0 | 49.7147 | Industrial_2024_Technical_GWh_After Competition Groups_HE HVAC Units
Industrial | Ind ¦ Material Handling Improvements | 2024 | Technical | GWh | After Competition Groups | 43.9835 | 166371.1995 | 0.16637 | 5038.2159 | 0.00873 | 17 | Industrial_2024_Technical_GWh_After Competition Groups_17 | Material Handling Improvements | 0.873% | 0.16637 | 43.9835 | Industrial_2024_Technical_GWh_After Competition Groups_Material Handling Improvements
Industrial | Ind ¦ Cold Storage Retrofit | 2024 | Technical | GWh | After Competition Groups | 40.6842 | 0 | 0 | 5038.2159 | 0.0080751 | 18 | Industrial_2024_Technical_GWh_After Competition Groups_18 | Cold Storage Retrofit | 0.8075% | 0 | 40.6842 | Industrial_2024_Technical_GWh_After Competition Groups_Cold Storage Retrofit
Industrial | Ind ¦ Process Heat Recovery | 2024 | Achievable | GWh | After Competition Groups | 3.1602 | 371898.4126 | 0.3719 | 398.2663 | 0.0079349 | 13 | Industrial_2024_Achievable_GWh_After Competition Groups_13 | Process Heat Recovery | 0.7935% | 0.3719 | 3.1602 | Industrial_2024_Achievable_GWh_After Competition Groups_Process Heat Recovery
Industrial | Ind ¦ VAV Conversion Project | 2024 | Achievable | GWh | After Competition Groups | 3.1164 | 536732.0458 | 0.53673 | 398.2663 | 0.0078249 | 14 | Industrial_2024_Achievable_GWh_After Competition Groups_14 | VAV Conversion Project | 0.7825% | 0.53673 | 3.1164 | Industrial_2024_Achievable_GWh_After Competition Groups_VAV Conversion Project
Industrial | Ind ¦ Improved Controls - Process Cooling | 2024 | Economic | GWh | After Competition Groups | 24.3944 | 238226.5184 | 0.23823 | 3198.0203 | 0.007628 | 18 | Industrial_2024_Economic_GWh_After Competition Groups_18 | Improved Controls - Process Cooling | 0.7628% | 0.23823 | 24.3944 | Industrial_2024_Economic_GWh_After Competition Groups_Improved Controls - Process Cooling
Industrial | Ind ¦ Process Optimization (Elec) | 2024 | Achievable | GWh | After Competition Groups | 2.82 | 147930.7329 | 0.14793 | 398.2663 | 0.0070806 | 15 | Industrial_2024_Achievable_GWh_After Competition Groups_15 | Process Optimization (Elec) | 0.7081% | 0.14793 | 2.82 | Industrial_2024_Achievable_GWh_After Competition Groups_Process Optimization (Elec)
Industrial | Ind ¦ Process Heat Recovery | 2024 | Technical | GWh | After Competition Groups | 34.8685 | 371898.4126 | 0.3719 | 5038.2159 | 0.0069208 | 19 | Industrial_2024_Technical_GWh_After Competition Groups_19 | Process Heat Recovery | 0.6921% | 0.3719 | 34.8685 | Industrial_2024_Technical_GWh_After Competition Groups_Process Heat Recovery
Industrial | Ind ¦ Refiner Plate Improvements | 2024 | Technical | GWh | After Competition Groups | 34.389 | 130584.2536 | 0.13058 | 5038.2159 | 0.0068256 | 20 | Industrial_2024_Technical_GWh_After Competition Groups_20 | Refiner Plate Improvements | 0.6826% | 0.13058 | 34.389 | Industrial_2024_Technical_GWh_After Competition Groups_Refiner Plate Improvements
Industrial | Ind ¦ Refiner Plate Improvements | 2024 | Achievable | GWh | After Competition Groups | 2.7034 | 130584.2536 | 0.13058 | 398.2663 | 0.006788 | 16 | Industrial_2024_Achievable_GWh_After Competition Groups_16 | Refiner Plate Improvements | 0.6788% | 0.13058 | 2.7034 | Industrial_2024_Achievable_GWh_After Competition Groups_Refiner Plate Improvements
Industrial | Ind ¦ Efficient Irrigation | 2024 | Technical | GWh | After Competition Groups | 34.1235 | 30938.2218 | 0.030938 | 5038.2159 | 0.0067729 | 21 | Industrial_2024_Technical_GWh_After Competition Groups_21 | Efficient Irrigation | 0.6773% | 0.030938 | 34.1235 | Industrial_2024_Technical_GWh_After Competition Groups_Efficient Irrigation
Industrial | Ind ¦ VAV Conversion Project | 2024 | Technical | GWh | After Competition Groups | 32.8979 | 536732.0458 | 0.53673 | 5038.2159 | 0.0065297 | 22 | Industrial_2024_Technical_GWh_After Competition Groups_22 | VAV Conversion Project | 0.653% | 0.53673 | 32.8979 | Industrial_2024_Technical_GWh_After Competition Groups_VAV Conversion Project
Industrial | Ind ¦ Improved Controls - Process Cooling | 2024 | Achievable | GWh | After Competition Groups | 2.2898 | 238226.5184 | 0.23823 | 398.2663 | 0.0057495 | 17 | Industrial_2024_Achievable_GWh_After Competition Groups_17 | Improved Controls - Process Cooling | 0.575% | 0.23823 | 2.2898 | Industrial_2024_Achievable_GWh_After Competition Groups_Improved Controls - Process Cooling
Industrial | Ind ¦ Process Improvements | 2024 | Economic | GWh | After Competition Groups | 17.1955 | 130599.1997 | 0.1306 | 3198.0203 | 0.0053769 | 19 | Industrial_2024_Economic_GWh_After Competition Groups_19 | Process Improvements | 0.5377% | 0.1306 | 17.1955 | Industrial_2024_Economic_GWh_After Competition Groups_Process Improvements
Industrial | Ind ¦ High Efficiency Battery Charger | 2024 | Economic | GWh | After Competition Groups | 16.705 | 432806.1433 | 0.43281 | 3198.0203 | 0.0052236 | 20 | Industrial_2024_Economic_GWh_After Competition Groups_20 | High Efficiency Battery Charger | 0.5224% | 0.43281 | 16.705 | Industrial_2024_Economic_GWh_After Competition Groups_High Efficiency Battery Charger
Industrial | Ind ¦ High Efficiency Battery Charger | 2024 | Achievable | GWh | After Competition Groups | 1.9531 | 432806.1433 | 0.43281 | 398.2663 | 0.004904 | 18 | Industrial_2024_Achievable_GWh_After Competition Groups_18 | High Efficiency Battery Charger | 0.4904% | 0.43281 | 1.9531 | Industrial_2024_Achievable_GWh_After Competition Groups_High Efficiency Battery Charger
Industrial | Ind ¦ Improved Controls - Process Cooling | 2024 | Technical | GWh | After Competition Groups | 24.3944 | 238226.5184 | 0.23823 | 5038.2159 | 0.0048419 | 23 | Industrial_2024_Technical_GWh_After Competition Groups_23 | Improved Controls - Process Cooling | 0.4842% | 0.23823 | 24.3944 | Industrial_2024_Technical_GWh_After Competition Groups_Improved Controls - Process Cooling
Industrial | Ind ¦ Ventilation Optimization | 2024 | Technical | GWh | After Competition Groups | 22.4791 | 381066.3047 | 0.38107 | 5038.2159 | 0.0044617 | 24 | Industrial_2024_Technical_GWh_After Competition Groups_24 | Ventilation Optimization | 0.4462% | 0.38107 | 22.4791 | Industrial_2024_Technical_GWh_After Competition Groups_Ventilation Optimization
Industrial | Ind ¦ Synchronous Belts | 2024 | Technical | GWh | After Competition Groups | 20.8274 | 0 | 0 | 5038.2159 | 0.0041339 | 25 | Industrial_2024_Technical_GWh_After Competition Groups_25 | Synchronous Belts | 0.4134% | 0 | 20.8274 | Industrial_2024_Technical_GWh_After Competition Groups_Synchronous Belts
Industrial | Ind ¦ Process Improvements | 2024 | Achievable | GWh | After Competition Groups | 1.5953 | 130599.1997 | 0.1306 | 398.2663 | 0.0040056 | 19 | Industrial_2024_Achievable_GWh_After Competition Groups_19 | Process Improvements | 0.4006% | 0.1306 | 1.5953 | Industrial_2024_Achievable_GWh_After Competition Groups_Process Improvements
Industrial | Ind ¦ Process Improvements | 2024 | Technical | GWh | After Competition Groups | 17.1955 | 130599.1997 | 0.1306 | 5038.2159 | 0.003413 | 26 | Industrial_2024_Technical_GWh_After Competition Groups_26 | Process Improvements | 0.3413% | 0.1306 | 17.1955 | Industrial_2024_Technical_GWh_After Competition Groups_Process Improvements
Industrial | Ind ¦ High Efficiency Battery Charger | 2024 | Technical | GWh | After Competition Groups | 16.705 | 432806.1433 | 0.43281 | 5038.2159 | 0.0033157 | 27 | Industrial_2024_Technical_GWh_After Competition Groups_27 | High Efficiency Battery Charger | 0.3316% | 0.43281 | 16.705 | Industrial_2024_Technical_GWh_After Competition Groups_High Efficiency Battery Charger
Industrial | Ind ¦ Improved Controls - Process Heating | 2024 | Economic | GWh | After Competition Groups | 10.3396 | 102767.5728 | 0.10277 | 3198.0203 | 0.0032331 | 21 | Industrial_2024_Economic_GWh_After Competition Groups_21 | Improved Controls - Process Heating | 0.3233% | 0.10277 | 10.3396 | Industrial_2024_Economic_GWh_After Competition Groups_Improved Controls - Process Heating
Industrial | Ind ¦ HE Lighting | 2024 | Achievable | GWh | After Competition Groups | 1.2632 | 676295.4369 | 0.6763 | 398.2663 | 0.0031718 | 20 | Industrial_2024_Achievable_GWh_After Competition Groups_20 | HE Lighting | 0.3172% | 0.6763 | 1.2632 | Industrial_2024_Achievable_GWh_After Competition Groups_HE Lighting
Industrial | Ind ¦ HVLS Fans | 2024 | Technical | GWh | After Competition Groups | 15.9629 | 0 | 0 | 5038.2159 | 0.0031684 | 28 | Industrial_2024_Technical_GWh_After Competition Groups_28 | HVLS Fans | 0.3168% | 0 | 15.9629 | Industrial_2024_Technical_GWh_After Competition Groups_HVLS Fans
Industrial | Ind ¦ Ventilation Optimization | 2024 | Achievable | GWh | After Competition Groups | 1.2159 | 381066.3047 | 0.38107 | 398.2663 | 0.0030529 | 21 | Industrial_2024_Achievable_GWh_After Competition Groups_21 | Ventilation Optimization | 0.3053% | 0.38107 | 1.2159 | Industrial_2024_Achievable_GWh_After Competition Groups_Ventilation Optimization
Industrial | Ind ¦ Refrigeration Compressor VFD | 2024 | Achievable | GWh | After Competition Groups | 1.1603 | 173750.0061 | 0.17375 | 398.2663 | 0.0029133 | 22 | Industrial_2024_Achievable_GWh_After Competition Groups_22 | Refrigeration Compressor VFD | 0.2913% | 0.17375 | 1.1603 | Industrial_2024_Achievable_GWh_After Competition Groups_Refrigeration Compressor VFD
Industrial | Ind ¦ Improved Controls - Process Heating | 2024 | Achievable | GWh | After Competition Groups | 0.98676 | 102767.5728 | 0.10277 | 398.2663 | 0.0024776 | 23 | Industrial_2024_Achievable_GWh_After Competition Groups_23 | Improved Controls - Process Heating | 0.2478% | 0.10277 | 0.98676 | Industrial_2024_Achievable_GWh_After Competition Groups_Improved Controls - Process Heating
Industrial | Ind ¦ Efficient Irrigation | 2024 | Economic | GWh | After Competition Groups | 7.385 | 30938.2218 | 0.030938 | 3198.0203 | 0.0023093 | 22 | Industrial_2024_Economic_GWh_After Competition Groups_22 | Efficient Irrigation | 0.2309% | 0.030938 | 7.385 | Industrial_2024_Economic_GWh_After Competition Groups_Efficient Irrigation
Industrial | Ind ¦ Low Energy Livestock Waterers | 2024 | Technical | GWh | After Competition Groups | 11.4768 | 0 | 0 | 5038.2159 | 0.0022779 | 29 | Industrial_2024_Technical_GWh_After Competition Groups_29 | Low Energy Livestock Waterers | 0.2278% | 0 | 11.4768 | Industrial_2024_Technical_GWh_After Competition Groups_Low Energy Livestock Waterers
Industrial | Ind ¦ Chiller Optimization | 2024 | Technical | GWh | After Competition Groups | 11.4138 | 0 | 0 | 5038.2159 | 0.0022655 | 30 | Industrial_2024_Technical_GWh_After Competition Groups_30 | Chiller Optimization | 0.2265% | 0 | 11.4138 | Industrial_2024_Technical_GWh_After Competition Groups_Chiller Optimization
Industrial | Ind ¦ Engine Block Heater Timer | 2024 | Economic | GWh | After Competition Groups | 6.7702 | 37503.1043 | 0.037503 | 3198.0203 | 0.002117 | 23 | Industrial_2024_Economic_GWh_After Competition Groups_23 | Engine Block Heater Timer | 0.2117% | 0.037503 | 6.7702 | Industrial_2024_Economic_GWh_After Competition Groups_Engine Block Heater Timer
Industrial | Ind ¦ Free Cooling | 2024 | Technical | GWh | After Competition Groups | 10.5073 | 0 | 0 | 5038.2159 | 0.0020855 | 31 | Industrial_2024_Technical_GWh_After Competition Groups_31 | Free Cooling | 0.2086% | 0 | 10.5073 | Industrial_2024_Technical_GWh_After Competition Groups_Free Cooling
Industrial | Ind ¦ Improved Controls - Process Heating | 2024 | Technical | GWh | After Competition Groups | 10.3396 | 102767.5728 | 0.10277 | 5038.2159 | 0.0020522 | 32 | Industrial_2024_Technical_GWh_After Competition Groups_32 | Improved Controls - Process Heating | 0.2052% | 0.10277 | 10.3396 | Industrial_2024_Technical_GWh_After Competition Groups_Improved Controls - Process Heating
Industrial | Ind ¦ Refrigeration Compressor VFD | 2024 | Technical | GWh | After Competition Groups | 9.9413 | 173750.0061 | 0.17375 | 5038.2159 | 0.0019732 | 33 | Industrial_2024_Technical_GWh_After Competition Groups_33 | Refrigeration Compressor VFD | 0.1973% | 0.17375 | 9.9413 | Industrial_2024_Technical_GWh_After Competition Groups_Refrigeration Compressor VFD
Industrial | Ind ¦ Dairy Pre-Cooler | 2024 | Technical | GWh | After Competition Groups | 8.9913 | 102858.2914 | 0.10286 | 5038.2159 | 0.0017846 | 34 | Industrial_2024_Technical_GWh_After Competition Groups_34 | Dairy Pre-Cooler | 0.1785% | 0.10286 | 8.9913 | Industrial_2024_Technical_GWh_After Competition Groups_Dairy Pre-Cooler
Industrial | Ind ¦ Cooling Tower Optimization | 2024 | Technical | GWh | After Competition Groups | 8.6537 | 0 | 0 | 5038.2159 | 0.0017176 | 35 | Industrial_2024_Technical_GWh_After Competition Groups_35 | Cooling Tower Optimization | 0.1718% | 0 | 8.6537 | Industrial_2024_Technical_GWh_After Competition Groups_Cooling Tower Optimization
Industrial | Ind ¦ Efficient Transformer | 2024 | Technical | GWh | After Competition Groups | 8.3525 | 0 | 0 | 5038.2159 | 0.0016578 | 36 | Industrial_2024_Technical_GWh_After Competition Groups_36 | Efficient Transformer | 0.1658% | 0 | 8.3525 | Industrial_2024_Technical_GWh_After Competition Groups_Efficient Transformer
Industrial | Ind ¦ Engine Block Heater Timer | 2024 | Achievable | GWh | After Competition Groups | 0.62356 | 37503.1043 | 0.037503 | 398.2663 | 0.0015657 | 24 | Industrial_2024_Achievable_GWh_After Competition Groups_24 | Engine Block Heater Timer | 0.1566% | 0.037503 | 0.62356 | Industrial_2024_Achievable_GWh_After Competition Groups_Engine Block Heater Timer
Industrial | Ind ¦ Dairy Pre-Cooler | 2024 | Achievable | GWh | After Competition Groups | 0.58316 | 102858.2914 | 0.10286 | 398.2663 | 0.0014642 | 25 | Industrial_2024_Achievable_GWh_After Competition Groups_25 | Dairy Pre-Cooler | 0.1464% | 0.10286 | 0.58316 | Industrial_2024_Achievable_GWh_After Competition Groups_Dairy Pre-Cooler
Industrial | Ind ¦ High Efficiency Welders | 2024 | Technical | GWh | After Competition Groups | 7.1617 | 0 | 0 | 5038.2159 | 0.0014215 | 37 | Industrial_2024_Technical_GWh_After Competition Groups_37 | High Efficiency Welders | 0.1421% | 0 | 7.1617 | Industrial_2024_Technical_GWh_After Competition Groups_High Efficiency Welders
Industrial | Ind ¦ Engine Block Heater Timer | 2024 | Technical | GWh | After Competition Groups | 6.7702 | 37503.1043 | 0.037503 | 5038.2159 | 0.0013438 | 38 | Industrial_2024_Technical_GWh_After Competition Groups_38 | Engine Block Heater Timer | 0.1344% | 0.037503 | 6.7702 | Industrial_2024_Technical_GWh_After Competition Groups_Engine Block Heater Timer
Industrial | Ind ¦ Efficient Refrigeration Compressor | 2024 | Achievable | GWh | After Competition Groups | 0.42237 | 27019.4468 | 0.027019 | 398.2663 | 0.0010605 | 26 | Industrial_2024_Achievable_GWh_After Competition Groups_26 | Efficient Refrigeration Compressor | 0.1061% | 0.027019 | 0.42237 | Industrial_2024_Achievable_GWh_After Competition Groups_Efficient Refrigeration Compressor
Industrial | Ind ¦ Ventilation Optimization | 2024 | Economic | GWh | After Competition Groups | 2.9649 | 381066.3047 | 0.38107 | 3198.0203 | 0.0009271 | 24 | Industrial_2024_Economic_GWh_After Competition Groups_24 | Ventilation Optimization | 0.09271% | 0.38107 | 2.9649 | Industrial_2024_Economic_GWh_After Competition Groups_Ventilation Optimization
Industrial | Ind ¦ Air Compressor Heat Recovery | 2024 | Economic | GWh | After Competition Groups | 2.7277 | 30122.6482 | 0.030123 | 3198.0203 | 0.00085295 | 25 | Industrial_2024_Economic_GWh_After Competition Groups_25 | Air Compressor Heat Recovery | 0.08529% | 0.030123 | 2.7277 | Industrial_2024_Economic_GWh_After Competition Groups_Air Compressor Heat Recovery
Industrial | Ind ¦ Dairy Pre-Cooler | 2024 | Economic | GWh | After Competition Groups | 2.2679 | 102858.2914 | 0.10286 | 3198.0203 | 0.00070915 | 26 | Industrial_2024_Economic_GWh_After Competition Groups_26 | Dairy Pre-Cooler | 0.07091% | 0.10286 | 2.2679 | Industrial_2024_Economic_GWh_After Competition Groups_Dairy Pre-Cooler
Industrial | Ind ¦ Air Compressor Heat Recovery | 2024 | Achievable | GWh | After Competition Groups | 0.25548 | 30122.6482 | 0.030123 | 398.2663 | 0.00064147 | 27 | Industrial_2024_Achievable_GWh_After Competition Groups_27 | Air Compressor Heat Recovery | 0.06415% | 0.030123 | 0.25548 | Industrial_2024_Achievable_GWh_After Competition Groups_Air Compressor Heat Recovery
Industrial | Ind ¦ Efficient Refrigeration Compressor | 2024 | Economic | GWh | After Competition Groups | 1.826 | 27019.4468 | 0.027019 | 3198.0203 | 0.00057099 | 27 | Industrial_2024_Economic_GWh_After Competition Groups_27 | Efficient Refrigeration Compressor | 0.0571% | 0.027019 | 1.826 | Industrial_2024_Economic_GWh_After Competition Groups_Efficient Refrigeration Compressor
Industrial | Ind ¦ Refrigeration Compressor VFD | 2024 | Economic | GWh | After Competition Groups | 1.8099 | 173750.0061 | 0.17375 | 3198.0203 | 0.00056594 | 28 | Industrial_2024_Economic_GWh_After Competition Groups_28 | Refrigeration Compressor VFD | 0.05659% | 0.17375 | 1.8099 | Industrial_2024_Economic_GWh_After Competition Groups_Refrigeration Compressor VFD
Industrial | Ind ¦ Air Compressor Heat Recovery | 2024 | Technical | GWh | After Competition Groups | 2.7277 | 30122.6482 | 0.030123 | 5038.2159 | 0.00054141 | 39 | Industrial_2024_Technical_GWh_After Competition Groups_39 | Air Compressor Heat Recovery | 0.05414% | 0.030123 | 2.7277 | Industrial_2024_Technical_GWh_After Competition Groups_Air Compressor Heat Recovery
Industrial | Ind ¦ Creep Heat Controller | 2024 | Technical | GWh | After Competition Groups | 2.5558 | 0 | 0 | 5038.2159 | 0.00050728 | 40 | Industrial_2024_Technical_GWh_After Competition Groups_40 | Creep Heat Controller | 0.05073% | 0 | 2.5558 | Industrial_2024_Technical_GWh_After Competition Groups_Creep Heat Controller
Industrial | Ind ¦ Heat Lamps/Heat Pad | 2024 | Technical | GWh | After Competition Groups | 2.2976 | 0 | 0 | 5038.2159 | 0.00045602 | 41 | Industrial_2024_Technical_GWh_After Competition Groups_41 | Heat Lamps/Heat Pad | 0.0456% | 0 | 2.2976 | Industrial_2024_Technical_GWh_After Competition Groups_Heat Lamps/Heat Pad
Industrial | Ind ¦ Optimize Compressed Air Dryer | 2024 | Technical | GWh | After Competition Groups | 1.9727 | 0 | 0 | 5038.2159 | 0.00039154 | 42 | Industrial_2024_Technical_GWh_After Competition Groups_42 | Optimize Compressed Air Dryer | 0.03915% | 0 | 1.9727 | Industrial_2024_Technical_GWh_After Competition Groups_Optimize Compressed Air Dryer
Industrial | Ind ¦ Efficient Refrigeration Compressor | 2024 | Technical | GWh | After Competition Groups | 1.826 | 27019.4468 | 0.027019 | 5038.2159 | 0.00036243 | 43 | Industrial_2024_Technical_GWh_After Competition Groups_43 | Efficient Refrigeration Compressor | 0.03624% | 0.027019 | 1.826 | Industrial_2024_Technical_GWh_After Competition Groups_Efficient Refrigeration Compressor
Industrial | Ind ¦ Efficient Irrigation | 2024 | Achievable | GWh | After Competition Groups | 0.095542 | 30938.2218 | 0.030938 | 398.2663 | 0.0002399 | 28 | Industrial_2024_Achievable_GWh_After Competition Groups_28 | Efficient Irrigation | 0.02399% | 0.030938 | 0.095542 | Industrial_2024_Achievable_GWh_After Competition Groups_Efficient Irrigation
Industrial | Ind ¦ Dual and Natural Exhaust Ventilation Systems | 2024 | Technical | GWh | After Competition Groups | 0.72522 | 0 | 0 | 5038.2159 | 0.00014394 | 44 | Industrial_2024_Technical_GWh_After Competition Groups_44 | Dual and Natural Exhaust Ventilation Systems | 0.01439% | 0 | 0.72522 | Industrial_2024_Technical_GWh_After Competition Groups_Dual and Natural Exhaust Ventilation Systems
Industrial | Ind ¦ Dairy Water Heater | 2024 | Achievable | GWh | After Competition Groups | 0.050252 | 10335.8455 | 0.010336 | 398.2663 | 0.00012618 | 29 | Industrial_2024_Achievable_GWh_After Competition Groups_29 | Dairy Water Heater | 0.01262% | 0.010336 | 0.050252 | Industrial_2024_Achievable_GWh_After Competition Groups_Dairy Water Heater
Industrial | Ind ¦ Dairy Water Heater | 2024 | Technical | GWh | After Competition Groups | 0.41404 | 10335.8455 | 0.010336 | 5038.2159 | 8.218e-05 | 45 | Industrial_2024_Technical_GWh_After Competition Groups_45 | Dairy Water Heater | 0.008218% | 0.010336 | 0.41404 | Industrial_2024_Technical_GWh_After Competition Groups_Dairy Water Heater
Industrial | Ind ¦ Dairy Water Heater | 2024 | Economic | GWh | After Competition Groups | 0.1054 | 10335.8455 | 0.010336 | 3198.0203 | 3.2956e-05 | 29 | Industrial_2024_Economic_GWh_After Competition Groups_29 | Dairy Water Heater | 0.003296% | 0.010336 | 0.1054 | Industrial_2024_Economic_GWh_After Competition Groups_Dairy Water Heater
Industrial | Ind ¦ Cooling Tower Optimization | 2024 | Achievable | GWh | After Competition Groups | 0 | 0 | 0 | 398.2663 | 0 | 30 | Industrial_2024_Achievable_GWh_After Competition Groups_30 | Cooling Tower Optimization | 0% | 0 | 0 | Industrial_2024_Achievable_GWh_After Competition Groups_Cooling Tower Optimization
Industrial | Ind ¦ Cooling Tower Optimization | 2024 | Economic | GWh | After Competition Groups | 0 | 0 | 0 | 3198.0203 | 0 | 30 | Industrial_2024_Economic_GWh_After Competition Groups_30 | Cooling Tower Optimization | 0% | 0 | 0 | Industrial_2024_Economic_GWh_After Competition Groups_Cooling Tower Optimization
Industrial | Ind ¦ Creep Heat Controller | 2024 | Achievable | GWh | After Competition Groups | 0 | 0 | 0 | 398.2663 | 0 | 31 | Industrial_2024_Achievable_GWh_After Competition Groups_31 | Creep Heat Controller | 0% | 0 | 0 | Industrial_2024_Achievable_GWh_After Competition Groups_Creep Heat Controller
Industrial | Ind ¦ Creep Heat Controller | 2024 | Economic | GWh | After Competition Groups | 0 | 0 | 0 | 3198.0203 | 0 | 31 | Industrial_2024_Economic_GWh_After Competition Groups_31 | Creep Heat Controller | 0% | 0 | 0 | Industrial_2024_Economic_GWh_After Competition Groups_Creep Heat Controller
Industrial | Ind ¦ Dual and Natural Exhaust Ventilation Systems | 2024 | Achievable | GWh | After Competition Groups | 0 | 0 | 0 | 398.2663 | 0 | 32 | Industrial_2024_Achievable_GWh_After Competition Groups_32 | Dual and Natural Exhaust Ventilation Systems | 0% | 0 | 0 | Industrial_2024_Achievable_GWh_After Competition Groups_Dual and Natural Exhaust Ventilation Systems
Industrial | Ind ¦ Dual and Natural Exhaust Ventilation Systems | 2024 | Economic | GWh | After Competition Groups | 0 | 0 | 0 | 3198.0203 | 0 | 32 | Industrial_2024_Economic_GWh_After Competition Groups_32 | Dual and Natural Exhaust Ventilation Systems | 0% | 0 | 0 | Industrial_2024_Economic_GWh_After Competition Groups_Dual and Natural Exhaust Ventilation Systems
Industrial | Ind ¦ Efficient Transformer | 2024 | Achievable | GWh | After Competition Groups | 0 | 0 | 0 | 398.2663 | 0 | 33 | Industrial_2024_Achievable_GWh_After Competition Groups_33 | Efficient Transformer | 0% | 0 | 0 | Industrial_2024_Achievable_GWh_After Competition Groups_Efficient Transformer
Industrial | Ind ¦ Efficient Transformer | 2024 | Economic | GWh | After Competition Groups | 0 | 0 | 0 | 3198.0203 | 0 | 33 | Industrial_2024_Economic_GWh_After Competition Groups_33 | Efficient Transformer | 0% | 0 | 0 | Industrial_2024_Economic_GWh_After Competition Groups_Efficient Transformer
Industrial | Ind ¦ Free Cooling | 2024 | Achievable | GWh | After Competition Groups | 0 | 0 | 0 | 398.2663 | 0 | 34 | Industrial_2024_Achievable_GWh_After Competition Groups_34 | Free Cooling | 0% | 0 | 0 | Industrial_2024_Achievable_GWh_After Competition Groups_Free Cooling
Industrial | Ind ¦ Free Cooling | 2024 | Economic | GWh | After Competition Groups | 0 | 0 | 0 | 3198.0203 | 0 | 34 | Industrial_2024_Economic_GWh_After Competition Groups_34 | Free Cooling | 0% | 0 | 0 | Industrial_2024_Economic_GWh_After Competition Groups_Free Cooling
Industrial | Ind ¦ Heat Lamps/Heat Pad | 2024 | Achievable | GWh | After Competition Groups | 0 | 0 | 0 | 398.2663 | 0 | 35 | Industrial_2024_Achievable_GWh_After Competition Groups_35 | Heat Lamps/Heat Pad | 0% | 0 | 0 | Industrial_2024_Achievable_GWh_After Competition Groups_Heat Lamps/Heat Pad
Industrial | Ind ¦ Heat Lamps/Heat Pad | 2024 | Economic | GWh | After Competition Groups | 0 | 0 | 0 | 3198.0203 | 0 | 35 | Industrial_2024_Economic_GWh_After Competition Groups_35 | Heat Lamps/Heat Pad | 0% | 0 | 0 | Industrial_2024_Economic_GWh_After Competition Groups_Heat Lamps/Heat Pad
Industrial | Ind ¦ High Efficiency Welders | 2024 | Achievable | GWh | After Competition Groups | 0 | 0 | 0 | 398.2663 | 0 | 36 | Industrial_2024_Achievable_GWh_After Competition Groups_36 | High Efficiency Welders | 0% | 0 | 0 | Industrial_2024_Achievable_GWh_After Competition Groups_High Efficiency Welders
Industrial | Ind ¦ High Efficiency Welders | 2024 | Economic | GWh | After Competition Groups | 0 | 0 | 0 | 3198.0203 | 0 | 36 | Industrial_2024_Economic_GWh_After Competition Groups_36 | High Efficiency Welders | 0% | 0 | 0 | Industrial_2024_Economic_GWh_After Competition Groups_High Efficiency Welders
Industrial | Ind ¦ HVLS Fans | 2024 | Achievable | GWh | After Competition Groups | 0 | 0 | 0 | 398.2663 | 0 | 37 | Industrial_2024_Achievable_GWh_After Competition Groups_37 | HVLS Fans | 0% | 0 | 0 | Industrial_2024_Achievable_GWh_After Competition Groups_HVLS Fans
Industrial | Ind ¦ HVLS Fans | 2024 | Economic | GWh | After Competition Groups | 0 | 0 | 0 | 3198.0203 | 0 | 37 | Industrial_2024_Economic_GWh_After Competition Groups_37 | HVLS Fans | 0% | 0 | 0 | Industrial_2024_Economic_GWh_After Competition Groups_HVLS Fans
Industrial | Ind ¦ Low Energy Livestock Waterers | 2024 | Achievable | GWh | After Competition Groups | 0 | 0 | 0 | 398.2663 | 0 | 38 | Industrial_2024_Achievable_GWh_After Competition Groups_38 | Low Energy Livestock Waterers | 0% | 0 | 0 | Industrial_2024_Achievable_GWh_After Competition Groups_Low Energy Livestock Waterers
Industrial | Ind ¦ Low Energy Livestock Waterers | 2024 | Economic | GWh | After Competition Groups | 0 | 0 | 0 | 3198.0203 | 0 | 38 | Industrial_2024_Economic_GWh_After Competition Groups_38 | Low Energy Livestock Waterers | 0% | 0 | 0 | Industrial_2024_Economic_GWh_After Competition Groups_Low Energy Livestock Waterers
Industrial | Ind ¦ Optimize Compressed Air Dryer | 2024 | Achievable | GWh | After Competition Groups | 0 | 0 | 0 | 398.2663 | 0 | 39 | Industrial_2024_Achievable_GWh_After Competition Groups_39 | Optimize Compressed Air Dryer | 0% | 0 | 0 | Industrial_2024_Achievable_GWh_After Competition Groups_Optimize Compressed Air Dryer
Industrial | Ind ¦ Optimize Compressed Air Dryer | 2024 | Economic | GWh | After Competition Groups | 0 | 0 | 0 | 3198.0203 | 0 | 39 | Industrial_2024_Economic_GWh_After Competition Groups_39 | Optimize Compressed Air Dryer | 0% | 0 | 0 | Industrial_2024_Economic_GWh_After Competition Groups_Optimize Compressed Air Dryer
Industrial | Ind ¦ Premium Efficient Motors | 2024 | Achievable | GWh | After Competition Groups | 0 | 0 | 0 | 398.2663 | 0 | 40 | Industrial_2024_Achievable_GWh_After Competition Groups_40 | Premium Efficient Motors | 0% | 0 | 0 | Industrial_2024_Achievable_GWh_After Competition Groups_Premium Efficient Motors
Industrial | Ind ¦ Premium Efficient Motors | 2024 | Economic | GWh | After Competition Groups | 0 | 0 | 0 | 3198.0203 | 0 | 40 | Industrial_2024_Economic_GWh_After Competition Groups_40 | Premium Efficient Motors | 0% | 0 | 0 | Industrial_2024_Economic_GWh_After Competition Groups_Premium Efficient Motors
Industrial | Ind ¦ Synchronous Belts | 2024 | Achievable | GWh | After Competition Groups | 0 | 0 | 0 | 398.2663 | 0 | 41 | Industrial_2024_Achievable_GWh_After Competition Groups_41 | Synchronous Belts | 0% | 0 | 0 | Industrial_2024_Achievable_GWh_After Competition Groups_Synchronous Belts
Industrial | Ind ¦ Synchronous Belts | 2024 | Economic | GWh | After Competition Groups | 0 | 0 | 0 | 3198.0203 | 0 | 41 | Industrial_2024_Economic_GWh_After Competition Groups_41 | Synchronous Belts | 0% | 0 | 0 | Industrial_2024_Economic_GWh_After Competition Groups_Synchronous Belts
Industrial | Ind ¦ Pump System Optimization | 2025 | Achievable | GWh | After Competition Groups | 103.5345 | 6112182.844 | 6.1122 | 635.9041 | 0.16281 | 1 | Industrial_2025_Achievable_GWh_After Competition Groups_1 | Pump System Optimization | 16.28% | 6.1122 | 103.5345 | Industrial_2025_Achievable_GWh_After Competition Groups_Pump System Optimization
Industrial | Ind ¦ Air Leak Survey and Repair | 2025 | Economic | GWh | After Competition Groups | 587.2334 | 562603.4032 | 0.5626 | 3632.765 | 0.16165 | 1 | Industrial_2025_Economic_GWh_After Competition Groups_1 | Air Leak Survey and Repair | 16.16% | 0.5626 | 587.2334 | Industrial_2025_Economic_GWh_After Competition Groups_Air Leak Survey and Repair
Industrial | Ind ¦ Air Leak Survey and Repair | 2025 | Achievable | GWh | After Competition Groups | 87.9889 | 562603.4032 | 0.5626 | 635.9041 | 0.13837 | 2 | Industrial_2025_Achievable_GWh_After Competition Groups_2 | Air Leak Survey and Repair | 13.84% | 0.5626 | 87.9889 | Industrial_2025_Achievable_GWh_After Competition Groups_Air Leak Survey and Repair
Industrial | Ind ¦ Pump System Optimization | 2025 | Technical | GWh | After Competition Groups | 721.5166 | 6112182.844 | 6.1122 | 5277.6274 | 0.13671 | 1 | Industrial_2025_Technical_GWh_After Competition Groups_1 | Pump System Optimization | 13.67% | 6.1122 | 721.5166 | Industrial_2025_Technical_GWh_After Competition Groups_Pump System Optimization
Industrial | Ind ¦ Recommissioning | 2025 | Economic | GWh | After Competition Groups | 457.9528 | 2667076.3822 | 2.6671 | 3632.765 | 0.12606 | 2 | Industrial_2025_Economic_GWh_After Competition Groups_2 | Recommissioning | 12.61% | 2.6671 | 457.9528 | Industrial_2025_Economic_GWh_After Competition Groups_Recommissioning
Industrial | Ind ¦ SEM | 2025 | Economic | GWh | After Competition Groups | 457.9528 | 2667076.3822 | 2.6671 | 3632.765 | 0.12606 | 3 | Industrial_2025_Economic_GWh_After Competition Groups_3 | SEM | 12.61% | 2.6671 | 457.9528 | Industrial_2025_Economic_GWh_After Competition Groups_SEM
Industrial | Ind ¦ Air Compressor Optimization | 2025 | Achievable | GWh | After Competition Groups | 76.1126 | 1319958.7043 | 1.32 | 635.9041 | 0.11969 | 3 | Industrial_2025_Achievable_GWh_After Competition Groups_3 | Air Compressor Optimization | 11.97% | 1.32 | 76.1126 | Industrial_2025_Achievable_GWh_After Competition Groups_Air Compressor Optimization
Industrial | Ind ¦ Air Leak Survey and Repair | 2025 | Technical | GWh | After Competition Groups | 587.2334 | 562603.4032 | 0.5626 | 5277.6274 | 0.11127 | 2 | Industrial_2025_Technical_GWh_After Competition Groups_2 | Air Leak Survey and Repair | 11.13% | 0.5626 | 587.2334 | Industrial_2025_Technical_GWh_After Competition Groups_Air Leak Survey and Repair
Industrial | Ind ¦ Recommissioning | 2025 | Achievable | GWh | After Competition Groups | 68.9608 | 2667076.3822 | 2.6671 | 635.9041 | 0.10845 | 4 | Industrial_2025_Achievable_GWh_After Competition Groups_4 | Recommissioning | 10.84% | 2.6671 | 68.9608 | Industrial_2025_Achievable_GWh_After Competition Groups_Recommissioning
Industrial | Ind ¦ SEM | 2025 | Achievable | GWh | After Competition Groups | 68.9608 | 2667076.3822 | 2.6671 | 635.9041 | 0.10845 | 5 | Industrial_2025_Achievable_GWh_After Competition Groups_5 | SEM | 10.84% | 2.6671 | 68.9608 | Industrial_2025_Achievable_GWh_After Competition Groups_SEM
Industrial | Ind ¦ HE Lighting | 2025 | Technical | GWh | After Competition Groups | 529.8151 | 1927229.0274 | 1.9272 | 5277.6274 | 0.10039 | 3 | Industrial_2025_Technical_GWh_After Competition Groups_3 | HE Lighting | 10.04% | 1.9272 | 529.8151 | Industrial_2025_Technical_GWh_After Competition Groups_HE Lighting
Industrial | Ind ¦ Air Compressor Optimization | 2025 | Economic | GWh | After Competition Groups | 352.4349 | 1319958.7043 | 1.32 | 3632.765 | 0.097016 | 4 | Industrial_2025_Economic_GWh_After Competition Groups_4 | Air Compressor Optimization | 9.702% | 1.32 | 352.4349 | Industrial_2025_Economic_GWh_After Competition Groups_Air Compressor Optimization
Industrial | Ind ¦ Recommissioning | 2025 | Technical | GWh | After Competition Groups | 457.9528 | 2667076.3822 | 2.6671 | 5277.6274 | 0.086772 | 4 | Industrial_2025_Technical_GWh_After Competition Groups_4 | Recommissioning | 8.677% | 2.6671 | 457.9528 | Industrial_2025_Technical_GWh_After Competition Groups_Recommissioning
Industrial | Ind ¦ SEM | 2025 | Technical | GWh | After Competition Groups | 457.9528 | 2667076.3822 | 2.6671 | 5277.6274 | 0.086772 | 5 | Industrial_2025_Technical_GWh_After Competition Groups_5 | SEM | 8.677% | 2.6671 | 457.9528 | Industrial_2025_Technical_GWh_After Competition Groups_SEM
Industrial | Ind ¦ Efficient Compressed Air Nozzles | 2025 | Economic | GWh | After Competition Groups | 303.2717 | 383757.2628 | 0.38376 | 3632.765 | 0.083482 | 5 | Industrial_2025_Economic_GWh_After Competition Groups_5 | Efficient Compressed Air Nozzles | 8.348% | 0.38376 | 303.2717 | Industrial_2025_Economic_GWh_After Competition Groups_Efficient Compressed Air Nozzles
Industrial | Ind ¦ Greenhouse Grow Lights | 2025 | Economic | GWh | After Competition Groups | 290.5305 | 7959718.0928 | 7.9597 | 3632.765 | 0.079975 | 6 | Industrial_2025_Economic_GWh_After Competition Groups_6 | Greenhouse Grow Lights | 7.998% | 7.9597 | 290.5305 | Industrial_2025_Economic_GWh_After Competition Groups_Greenhouse Grow Lights
Industrial | Ind ¦ Pump Equipment Upgrade | 2025 | Achievable | GWh | After Competition Groups | 44.8463 | 4328616.8007 | 4.3286 | 635.9041 | 0.070524 | 6 | Industrial_2025_Achievable_GWh_After Competition Groups_6 | Pump Equipment Upgrade | 7.052% | 4.3286 | 44.8463 | Industrial_2025_Achievable_GWh_After Competition Groups_Pump Equipment Upgrade
Industrial | Ind ¦ Pump System Optimization | 2025 | Economic | GWh | After Competition Groups | 244.909 | 6112182.844 | 6.1122 | 3632.765 | 0.067417 | 7 | Industrial_2025_Economic_GWh_After Competition Groups_7 | Pump System Optimization | 6.742% | 6.1122 | 244.909 | Industrial_2025_Economic_GWh_After Competition Groups_Pump System Optimization
Industrial | Ind ¦ High Efficiency HVAC Fans | 2025 | Achievable | GWh | After Competition Groups | 42.7906 | 2746339.4005 | 2.7463 | 635.9041 | 0.067291 | 7 | Industrial_2025_Achievable_GWh_After Competition Groups_7 | High Efficiency HVAC Fans | 6.729% | 2.7463 | 42.7906 | Industrial_2025_Achievable_GWh_After Competition Groups_High Efficiency HVAC Fans
Industrial | Ind ¦ Air Compressor Optimization | 2025 | Technical | GWh | After Competition Groups | 352.4349 | 1319958.7043 | 1.32 | 5277.6274 | 0.066779 | 6 | Industrial_2025_Technical_GWh_After Competition Groups_6 | Air Compressor Optimization | 6.678% | 1.32 | 352.4349 | Industrial_2025_Technical_GWh_After Competition Groups_Air Compressor Optimization
Industrial | Ind ¦ High Efficiency HVAC Fans | 2025 | Economic | GWh | After Competition Groups | 230.8885 | 2746339.4005 | 2.7463 | 3632.765 | 0.063557 | 8 | Industrial_2025_Economic_GWh_After Competition Groups_8 | High Efficiency HVAC Fans | 6.356% | 2.7463 | 230.8885 | Industrial_2025_Economic_GWh_After Competition Groups_High Efficiency HVAC Fans
Industrial | Ind ¦ Pump Equipment Upgrade | 2025 | Technical | GWh | After Competition Groups | 330.993 | 4328616.8007 | 4.3286 | 5277.6274 | 0.062716 | 7 | Industrial_2025_Technical_GWh_After Competition Groups_7 | Pump Equipment Upgrade | 6.272% | 4.3286 | 330.993 | Industrial_2025_Technical_GWh_After Competition Groups_Pump Equipment Upgrade
Industrial | Ind ¦ Efficient Compressed Air Nozzles | 2025 | Achievable | GWh | After Competition Groups | 37.4826 | 383757.2628 | 0.38376 | 635.9041 | 0.058944 | 8 | Industrial_2025_Achievable_GWh_After Competition Groups_8 | Efficient Compressed Air Nozzles | 5.894% | 0.38376 | 37.4826 | Industrial_2025_Achievable_GWh_After Competition Groups_Efficient Compressed Air Nozzles
Industrial | Ind ¦ Efficient Compressed Air Nozzles | 2025 | Technical | GWh | After Competition Groups | 303.2717 | 383757.2628 | 0.38376 | 5277.6274 | 0.057464 | 8 | Industrial_2025_Technical_GWh_After Competition Groups_8 | Efficient Compressed Air Nozzles | 5.746% | 0.38376 | 303.2717 | Industrial_2025_Technical_GWh_After Competition Groups_Efficient Compressed Air Nozzles
Industrial | Ind ¦ Greenhouse Grow Lights | 2025 | Technical | GWh | After Competition Groups | 290.5305 | 7959718.0928 | 7.9597 | 5277.6274 | 0.055049 | 9 | Industrial_2025_Technical_GWh_After Competition Groups_9 | Greenhouse Grow Lights | 5.505% | 7.9597 | 290.5305 | Industrial_2025_Technical_GWh_After Competition Groups_Greenhouse Grow Lights
Industrial | Ind ¦ Greenhouse Grow Lights | 2025 | Achievable | GWh | After Competition Groups | 32.4352 | 7959718.0928 | 7.9597 | 635.9041 | 0.051006 | 9 | Industrial_2025_Achievable_GWh_After Competition Groups_9 | Greenhouse Grow Lights | 5.101% | 7.9597 | 32.4352 | Industrial_2025_Achievable_GWh_After Competition Groups_Greenhouse Grow Lights
Industrial | Ind ¦ Process Optimization (Elec) | 2025 | Economic | GWh | After Competition Groups | 169.3381 | 164289.9365 | 0.16429 | 3632.765 | 0.046614 | 9 | Industrial_2025_Economic_GWh_After Competition Groups_9 | Process Optimization (Elec) | 4.661% | 0.16429 | 169.3381 | Industrial_2025_Economic_GWh_After Competition Groups_Process Optimization (Elec)
Industrial | Ind ¦ High Efficiency HVAC Fans | 2025 | Technical | GWh | After Competition Groups | 230.8885 | 2746339.4005 | 2.7463 | 5277.6274 | 0.043749 | 10 | Industrial_2025_Technical_GWh_After Competition Groups_10 | High Efficiency HVAC Fans | 4.375% | 2.7463 | 230.8885 | Industrial_2025_Technical_GWh_After Competition Groups_High Efficiency HVAC Fans
Industrial | Ind ¦ Process Optimization (Elec) | 2025 | Technical | GWh | After Competition Groups | 169.3381 | 164289.9365 | 0.16429 | 5277.6274 | 0.032086 | 11 | Industrial_2025_Technical_GWh_After Competition Groups_11 | Process Optimization (Elec) | 3.209% | 0.16429 | 169.3381 | Industrial_2025_Technical_GWh_After Competition Groups_Process Optimization (Elec)
Industrial | Ind ¦ Premium Efficient Motors | 2025 | Technical | GWh | After Competition Groups | 141.2583 | 0 | 0 | 5277.6274 | 0.026765 | 12 | Industrial_2025_Technical_GWh_After Competition Groups_12 | Premium Efficient Motors | 2.677% | 0 | 141.2583 | Industrial_2025_Technical_GWh_After Competition Groups_Premium Efficient Motors
Industrial | Ind ¦ HE Lighting | 2025 | Economic | GWh | After Competition Groups | 91.4399 | 1927229.0274 | 1.9272 | 3632.765 | 0.025171 | 10 | Industrial_2025_Economic_GWh_After Competition Groups_10 | HE Lighting | 2.517% | 1.9272 | 91.4399 | Industrial_2025_Economic_GWh_After Competition Groups_HE Lighting
Industrial | Ind ¦ Pump Equipment Upgrade | 2025 | Economic | GWh | After Competition Groups | 76.1712 | 4328616.8007 | 4.3286 | 3632.765 | 0.020968 | 11 | Industrial_2025_Economic_GWh_After Competition Groups_11 | Pump Equipment Upgrade | 2.097% | 4.3286 | 76.1712 | Industrial_2025_Economic_GWh_After Competition Groups_Pump Equipment Upgrade
Industrial | Ind ¦ Material Handling Improvements | 2025 | Achievable | GWh | After Competition Groups | 11.5847 | 185805.5381 | 0.18581 | 635.9041 | 0.018218 | 10 | Industrial_2025_Achievable_GWh_After Competition Groups_10 | Material Handling Improvements | 1.822% | 0.18581 | 11.5847 | Industrial_2025_Achievable_GWh_After Competition Groups_Material Handling Improvements
Industrial | Ind ¦ Pulp and Paper Process Improvements | 2025 | Economic | GWh | After Competition Groups | 62.1679 | 1531191.7731 | 1.5312 | 3632.765 | 0.017113 | 12 | Industrial_2025_Economic_GWh_After Competition Groups_12 | Pulp and Paper Process Improvements | 1.711% | 1.5312 | 62.1679 | Industrial_2025_Economic_GWh_After Competition Groups_Pulp and Paper Process Improvements
Industrial | Ind ¦ Fan System Optimization | 2025 | Achievable | GWh | After Competition Groups | 10.7512 | 1526230.5525 | 1.5262 | 635.9041 | 0.016907 | 11 | Industrial_2025_Achievable_GWh_After Competition Groups_11 | Fan System Optimization | 1.691% | 1.5262 | 10.7512 | Industrial_2025_Achievable_GWh_After Competition Groups_Fan System Optimization
Industrial | Ind ¦ Fan System Optimization | 2025 | Economic | GWh | After Competition Groups | 55.1586 | 1526230.5525 | 1.5262 | 3632.765 | 0.015184 | 13 | Industrial_2025_Economic_GWh_After Competition Groups_13 | Fan System Optimization | 1.518% | 1.5262 | 55.1586 | Industrial_2025_Economic_GWh_After Competition Groups_Fan System Optimization
Industrial | Ind ¦ HE HVAC Controls | 2025 | Technical | GWh | After Competition Groups | 75.0274 | 0 | 0 | 5277.6274 | 0.014216 | 13 | Industrial_2025_Technical_GWh_After Competition Groups_13 | HE HVAC Controls | 1.422% | 0 | 75.0274 | Industrial_2025_Technical_GWh_After Competition Groups_HE HVAC Controls
Industrial | Ind ¦ Pulp and Paper Process Improvements | 2025 | Achievable | GWh | After Competition Groups | 8.8117 | 1531191.7731 | 1.5312 | 635.9041 | 0.013857 | 12 | Industrial_2025_Achievable_GWh_After Competition Groups_12 | Pulp and Paper Process Improvements | 1.386% | 1.5312 | 8.8117 | Industrial_2025_Achievable_GWh_After Competition Groups_Pulp and Paper Process Improvements
Industrial | Ind ¦ Material Handling Improvements | 2025 | Economic | GWh | After Competition Groups | 48.1404 | 185805.5381 | 0.18581 | 3632.765 | 0.013252 | 14 | Industrial_2025_Economic_GWh_After Competition Groups_14 | Material Handling Improvements | 1.325% | 0.18581 | 48.1404 | Industrial_2025_Economic_GWh_After Competition Groups_Material Handling Improvements
Industrial | Ind ¦ Pulp and Paper Process Improvements | 2025 | Technical | GWh | After Competition Groups | 62.1679 | 1531191.7731 | 1.5312 | 5277.6274 | 0.01178 | 14 | Industrial_2025_Technical_GWh_After Competition Groups_14 | Pulp and Paper Process Improvements | 1.178% | 1.5312 | 62.1679 | Industrial_2025_Technical_GWh_After Competition Groups_Pulp and Paper Process Improvements
Industrial | Ind ¦ Fan System Optimization | 2025 | Technical | GWh | After Competition Groups | 55.1586 | 1526230.5525 | 1.5262 | 5277.6274 | 0.010451 | 15 | Industrial_2025_Technical_GWh_After Competition Groups_15 | Fan System Optimization | 1.045% | 1.5262 | 55.1586 | Industrial_2025_Technical_GWh_After Competition Groups_Fan System Optimization
Industrial | Ind ¦ Refiner Plate Improvements | 2025 | Economic | GWh | After Competition Groups | 36.6786 | 155327.8128 | 0.15533 | 3632.765 | 0.010097 | 15 | Industrial_2025_Economic_GWh_After Competition Groups_15 | Refiner Plate Improvements | 1.01% | 0.15533 | 36.6786 | Industrial_2025_Economic_GWh_After Competition Groups_Refiner Plate Improvements
Industrial | Ind ¦ HE HVAC Units | 2025 | Technical | GWh | After Competition Groups | 51.3525 | 0 | 0 | 5277.6274 | 0.0097302 | 16 | Industrial_2025_Technical_GWh_After Competition Groups_16 | HE HVAC Units | 0.973% | 0 | 51.3525 | Industrial_2025_Technical_GWh_After Competition Groups_HE HVAC Units
Industrial | Ind ¦ Process Heat Recovery | 2025 | Economic | GWh | After Competition Groups | 34.8555 | 426971.1749 | 0.42697 | 3632.765 | 0.0095947 | 16 | Industrial_2025_Economic_GWh_After Competition Groups_16 | Process Heat Recovery | 0.9595% | 0.42697 | 34.8555 | Industrial_2025_Economic_GWh_After Competition Groups_Process Heat Recovery
Industrial | Ind ¦ Material Handling Improvements | 2025 | Technical | GWh | After Competition Groups | 48.1404 | 185805.5381 | 0.18581 | 5277.6274 | 0.0091216 | 17 | Industrial_2025_Technical_GWh_After Competition Groups_17 | Material Handling Improvements | 0.9122% | 0.18581 | 48.1404 | Industrial_2025_Technical_GWh_After Competition Groups_Material Handling Improvements
Industrial | Ind ¦ VAV Conversion Project | 2025 | Economic | GWh | After Competition Groups | 32.8878 | 619150.7773 | 0.61915 | 3632.765 | 0.0090531 | 17 | Industrial_2025_Economic_GWh_After Competition Groups_17 | VAV Conversion Project | 0.9053% | 0.61915 | 32.8878 | Industrial_2025_Economic_GWh_After Competition Groups_VAV Conversion Project
Industrial | Ind ¦ Process Heat Recovery | 2025 | Achievable | GWh | After Competition Groups | 5.0612 | 426971.1749 | 0.42697 | 635.9041 | 0.0079591 | 13 | Industrial_2025_Achievable_GWh_After Competition Groups_13 | Process Heat Recovery | 0.7959% | 0.42697 | 5.0612 | Industrial_2025_Achievable_GWh_After Competition Groups_Process Heat Recovery
Industrial | Ind ¦ VAV Conversion Project | 2025 | Achievable | GWh | After Competition Groups | 5.0047 | 619150.7773 | 0.61915 | 635.9041 | 0.0078702 | 14 | Industrial_2025_Achievable_GWh_After Competition Groups_14 | VAV Conversion Project | 0.787% | 0.61915 | 5.0047 | Industrial_2025_Achievable_GWh_After Competition Groups_VAV Conversion Project
Industrial | Ind ¦ Cold Storage Retrofit | 2025 | Technical | GWh | After Competition Groups | 40.6697 | 0 | 0 | 5277.6274 | 0.0077061 | 18 | Industrial_2025_Technical_GWh_After Competition Groups_18 | Cold Storage Retrofit | 0.7706% | 0 | 40.6697 | Industrial_2025_Technical_GWh_After Competition Groups_Cold Storage Retrofit
Industrial | Ind ¦ HE Lighting | 2025 | Achievable | GWh | After Competition Groups | 4.7924 | 1927229.0274 | 1.9272 | 635.9041 | 0.0075363 | 15 | Industrial_2025_Achievable_GWh_After Competition Groups_15 | HE Lighting | 0.7536% | 1.9272 | 4.7924 | Industrial_2025_Achievable_GWh_After Competition Groups_HE Lighting
Industrial | Ind ¦ Refiner Plate Improvements | 2025 | Achievable | GWh | After Competition Groups | 4.4856 | 155327.8128 | 0.15533 | 635.9041 | 0.0070539 | 16 | Industrial_2025_Achievable_GWh_After Competition Groups_16 | Refiner Plate Improvements | 0.7054% | 0.15533 | 4.4856 | Industrial_2025_Achievable_GWh_After Competition Groups_Refiner Plate Improvements
Industrial | Ind ¦ Process Optimization (Elec) | 2025 | Achievable | GWh | After Competition Groups | 4.4229 | 164289.9365 | 0.16429 | 635.9041 | 0.0069553 | 17 | Industrial_2025_Achievable_GWh_After Competition Groups_17 | Process Optimization (Elec) | 0.6955% | 0.16429 | 4.4229 | Industrial_2025_Achievable_GWh_After Competition Groups_Process Optimization (Elec)
Industrial | Ind ¦ Refiner Plate Improvements | 2025 | Technical | GWh | After Competition Groups | 36.6786 | 155327.8128 | 0.15533 | 5277.6274 | 0.0069498 | 19 | Industrial_2025_Technical_GWh_After Competition Groups_19 | Refiner Plate Improvements | 0.695% | 0.15533 | 36.6786 | Industrial_2025_Technical_GWh_After Competition Groups_Refiner Plate Improvements
Industrial | Ind ¦ Efficient Irrigation | 2025 | Technical | GWh | After Competition Groups | 36.127 | 75290.7672 | 0.075291 | 5277.6274 | 0.0068453 | 20 | Industrial_2025_Technical_GWh_After Competition Groups_20 | Efficient Irrigation | 0.6845% | 0.075291 | 36.127 | Industrial_2025_Technical_GWh_After Competition Groups_Efficient Irrigation
Industrial | Ind ¦ Improved Controls - Process Cooling | 2025 | Economic | GWh | After Competition Groups | 24.3865 | 275008.7108 | 0.27501 | 3632.765 | 0.0067129 | 18 | Industrial_2025_Economic_GWh_After Competition Groups_18 | Improved Controls - Process Cooling | 0.6713% | 0.27501 | 24.3865 | Industrial_2025_Economic_GWh_After Competition Groups_Improved Controls - Process Cooling
Industrial | Ind ¦ Process Heat Recovery | 2025 | Technical | GWh | After Competition Groups | 34.8555 | 426971.1749 | 0.42697 | 5277.6274 | 0.0066044 | 21 | Industrial_2025_Technical_GWh_After Competition Groups_21 | Process Heat Recovery | 0.6604% | 0.42697 | 34.8555 | Industrial_2025_Technical_GWh_After Competition Groups_Process Heat Recovery
Industrial | Ind ¦ VAV Conversion Project | 2025 | Technical | GWh | After Competition Groups | 32.8878 | 619150.7773 | 0.61915 | 5277.6274 | 0.0062316 | 22 | Industrial_2025_Technical_GWh_After Competition Groups_22 | VAV Conversion Project | 0.6232% | 0.61915 | 32.8878 | Industrial_2025_Technical_GWh_After Competition Groups_VAV Conversion Project
Industrial | Ind ¦ Improved Controls - Process Cooling | 2025 | Achievable | GWh | After Competition Groups | 3.6775 | 275008.7108 | 0.27501 | 635.9041 | 0.0057832 | 18 | Industrial_2025_Achievable_GWh_After Competition Groups_18 | Improved Controls - Process Cooling | 0.5783% | 0.27501 | 3.6775 | Industrial_2025_Achievable_GWh_After Competition Groups_Improved Controls - Process Cooling
Industrial | Ind ¦ High Efficiency Battery Charger | 2025 | Economic | GWh | After Competition Groups | 18.0285 | 497546.5027 | 0.49755 | 3632.765 | 0.0049627 | 19 | Industrial_2025_Economic_GWh_After Competition Groups_19 | High Efficiency Battery Charger | 0.4963% | 0.49755 | 18.0285 | Industrial_2025_Economic_GWh_After Competition Groups_High Efficiency Battery Charger
Industrial | Ind ¦ High Efficiency Battery Charger | 2025 | Achievable | GWh | After Competition Groups | 3.1459 | 497546.5027 | 0.49755 | 635.9041 | 0.0049471 | 19 | Industrial_2025_Achievable_GWh_After Competition Groups_19 | High Efficiency Battery Charger | 0.4947% | 0.49755 | 3.1459 | Industrial_2025_Achievable_GWh_After Competition Groups_High Efficiency Battery Charger
Industrial | Ind ¦ Process Improvements | 2025 | Economic | GWh | After Competition Groups | 17.1882 | 150207.8557 | 0.15021 | 3632.765 | 0.0047314 | 20 | Industrial_2025_Economic_GWh_After Competition Groups_20 | Process Improvements | 0.4731% | 0.15021 | 17.1882 | Industrial_2025_Economic_GWh_After Competition Groups_Process Improvements
Industrial | Ind ¦ Improved Controls - Process Cooling | 2025 | Technical | GWh | After Competition Groups | 24.3865 | 275008.7108 | 0.27501 | 5277.6274 | 0.0046207 | 23 | Industrial_2025_Technical_GWh_After Competition Groups_23 | Improved Controls - Process Cooling | 0.4621% | 0.27501 | 24.3865 | Industrial_2025_Technical_GWh_After Competition Groups_Improved Controls - Process Cooling
Industrial | Ind ¦ Ventilation Optimization | 2025 | Technical | GWh | After Competition Groups | 23.8472 | 438598.937 | 0.4386 | 5277.6274 | 0.0045186 | 24 | Industrial_2025_Technical_GWh_After Competition Groups_24 | Ventilation Optimization | 0.4519% | 0.4386 | 23.8472 | Industrial_2025_Technical_GWh_After Competition Groups_Ventilation Optimization
Industrial | Ind ¦ Process Improvements | 2025 | Achievable | GWh | After Competition Groups | 2.5579 | 150207.8557 | 0.15021 | 635.9041 | 0.0040224 | 20 | Industrial_2025_Achievable_GWh_After Competition Groups_20 | Process Improvements | 0.4022% | 0.15021 | 2.5579 | Industrial_2025_Achievable_GWh_After Competition Groups_Process Improvements
Industrial | Ind ¦ Synchronous Belts | 2025 | Technical | GWh | After Competition Groups | 20.8268 | 0 | 0 | 5277.6274 | 0.0039462 | 25 | Industrial_2025_Technical_GWh_After Competition Groups_25 | Synchronous Belts | 0.3946% | 0 | 20.8268 | Industrial_2025_Technical_GWh_After Competition Groups_Synchronous Belts
Industrial | Ind ¦ High Efficiency Battery Charger | 2025 | Technical | GWh | After Competition Groups | 18.0285 | 497546.5027 | 0.49755 | 5277.6274 | 0.003416 | 26 | Industrial_2025_Technical_GWh_After Competition Groups_26 | High Efficiency Battery Charger | 0.3416% | 0.49755 | 18.0285 | Industrial_2025_Technical_GWh_After Competition Groups_High Efficiency Battery Charger
Industrial | Ind ¦ Process Improvements | 2025 | Technical | GWh | After Competition Groups | 17.1882 | 150207.8557 | 0.15021 | 5277.6274 | 0.0032568 | 27 | Industrial_2025_Technical_GWh_After Competition Groups_27 | Process Improvements | 0.3257% | 0.15021 | 17.1882 | Industrial_2025_Technical_GWh_After Competition Groups_Process Improvements
Industrial | Ind ¦ HVLS Fans | 2025 | Technical | GWh | After Competition Groups | 17.1746 | 0 | 0 | 5277.6274 | 0.0032542 | 28 | Industrial_2025_Technical_GWh_After Competition Groups_28 | HVLS Fans | 0.3254% | 0 | 17.1746 | Industrial_2025_Technical_GWh_After Competition Groups_HVLS Fans
Industrial | Ind ¦ Ventilation Optimization | 2025 | Achievable | GWh | After Competition Groups | 1.9429 | 438598.937 | 0.4386 | 635.9041 | 0.0030553 | 21 | Industrial_2025_Achievable_GWh_After Competition Groups_21 | Ventilation Optimization | 0.3055% | 0.4386 | 1.9429 | Industrial_2025_Achievable_GWh_After Competition Groups_Ventilation Optimization
Industrial | Ind ¦ Improved Controls - Process Heating | 2025 | Economic | GWh | After Competition Groups | 10.3385 | 119012.9761 | 0.11901 | 3632.765 | 0.0028459 | 21 | Industrial_2025_Economic_GWh_After Competition Groups_21 | Improved Controls - Process Heating | 0.2846% | 0.11901 | 10.3385 | Industrial_2025_Economic_GWh_After Competition Groups_Improved Controls - Process Heating
Industrial | Ind ¦ Refrigeration Compressor VFD | 2025 | Achievable | GWh | After Competition Groups | 1.6998 | 160387.1877 | 0.16039 | 635.9041 | 0.0026731 | 22 | Industrial_2025_Achievable_GWh_After Competition Groups_22 | Refrigeration Compressor VFD | 0.2673% | 0.16039 | 1.6998 | Industrial_2025_Achievable_GWh_After Competition Groups_Refrigeration Compressor VFD
Industrial | Ind ¦ Efficient Irrigation | 2025 | Economic | GWh | After Competition Groups | 9.4096 | 75290.7672 | 0.075291 | 3632.765 | 0.0025902 | 22 | Industrial_2025_Economic_GWh_After Competition Groups_22 | Efficient Irrigation | 0.259% | 0.075291 | 9.4096 | Industrial_2025_Economic_GWh_After Competition Groups_Efficient Irrigation
Industrial | Ind ¦ Improved Controls - Process Heating | 2025 | Achievable | GWh | After Competition Groups | 1.5873 | 119012.9761 | 0.11901 | 635.9041 | 0.0024961 | 23 | Industrial_2025_Achievable_GWh_After Competition Groups_23 | Improved Controls - Process Heating | 0.2496% | 0.11901 | 1.5873 | Industrial_2025_Achievable_GWh_After Competition Groups_Improved Controls - Process Heating
Industrial | Ind ¦ Low Energy Livestock Waterers | 2025 | Technical | GWh | After Competition Groups | 12.3229 | 0 | 0 | 5277.6274 | 0.0023349 | 29 | Industrial_2025_Technical_GWh_After Competition Groups_29 | Low Energy Livestock Waterers | 0.2335% | 0 | 12.3229 | Industrial_2025_Technical_GWh_After Competition Groups_Low Energy Livestock Waterers
Industrial | Ind ¦ Chiller Optimization | 2025 | Technical | GWh | After Competition Groups | 11.4134 | 0 | 0 | 5277.6274 | 0.0021626 | 30 | Industrial_2025_Technical_GWh_After Competition Groups_30 | Chiller Optimization | 0.2163% | 0 | 11.4134 | Industrial_2025_Technical_GWh_After Competition Groups_Chiller Optimization
Industrial | Ind ¦ Refrigeration Compressor VFD | 2025 | Technical | GWh | After Competition Groups | 10.7036 | 160387.1877 | 0.16039 | 5277.6274 | 0.0020281 | 31 | Industrial_2025_Technical_GWh_After Competition Groups_31 | Refrigeration Compressor VFD | 0.2028% | 0.16039 | 10.7036 | Industrial_2025_Technical_GWh_After Competition Groups_Refrigeration Compressor VFD
Industrial | Ind ¦ Free Cooling | 2025 | Technical | GWh | After Competition Groups | 10.5009 | 0 | 0 | 5277.6274 | 0.0019897 | 32 | Industrial_2025_Technical_GWh_After Competition Groups_32 | Free Cooling | 0.199% | 0 | 10.5009 | Industrial_2025_Technical_GWh_After Competition Groups_Free Cooling
Industrial | Ind ¦ Improved Controls - Process Heating | 2025 | Technical | GWh | After Competition Groups | 10.3385 | 119012.9761 | 0.11901 | 5277.6274 | 0.0019589 | 33 | Industrial_2025_Technical_GWh_After Competition Groups_33 | Improved Controls - Process Heating | 0.1959% | 0.11901 | 10.3385 | Industrial_2025_Technical_GWh_After Competition Groups_Improved Controls - Process Heating
Industrial | Ind ¦ Engine Block Heater Timer | 2025 | Economic | GWh | After Competition Groups | 6.7673 | 43108.2933 | 0.043108 | 3632.765 | 0.0018628 | 23 | Industrial_2025_Economic_GWh_After Competition Groups_23 | Engine Block Heater Timer | 0.1863% | 0.043108 | 6.7673 | Industrial_2025_Economic_GWh_After Competition Groups_Engine Block Heater Timer
Industrial | Ind ¦ Dairy Pre-Cooler | 2025 | Technical | GWh | After Competition Groups | 9.6492 | 93148.8796 | 0.093149 | 5277.6274 | 0.0018283 | 34 | Industrial_2025_Technical_GWh_After Competition Groups_34 | Dairy Pre-Cooler | 0.1828% | 0.093149 | 9.6492 | Industrial_2025_Technical_GWh_After Competition Groups_Dairy Pre-Cooler
Industrial | Ind ¦ Efficient Transformer | 2025 | Technical | GWh | After Competition Groups | 9.0142 | 0 | 0 | 5277.6274 | 0.001708 | 35 | Industrial_2025_Technical_GWh_After Competition Groups_35 | Efficient Transformer | 0.1708% | 0 | 9.0142 | Industrial_2025_Technical_GWh_After Competition Groups_Efficient Transformer
Industrial | Ind ¦ Cooling Tower Optimization | 2025 | Technical | GWh | After Competition Groups | 8.6535 | 0 | 0 | 5277.6274 | 0.0016397 | 36 | Industrial_2025_Technical_GWh_After Competition Groups_36 | Cooling Tower Optimization | 0.164% | 0 | 8.6535 | Industrial_2025_Technical_GWh_After Competition Groups_Cooling Tower Optimization
Industrial | Ind ¦ Engine Block Heater Timer | 2025 | Achievable | GWh | After Competition Groups | 0.99945 | 43108.2933 | 0.043108 | 635.9041 | 0.0015717 | 24 | Industrial_2025_Achievable_GWh_After Competition Groups_24 | Engine Block Heater Timer | 0.1572% | 0.043108 | 0.99945 | Industrial_2025_Achievable_GWh_After Competition Groups_Engine Block Heater Timer
Industrial | Ind ¦ High Efficiency Welders | 2025 | Technical | GWh | After Competition Groups | 7.6408 | 0 | 0 | 5277.6274 | 0.0014478 | 37 | Industrial_2025_Technical_GWh_After Competition Groups_37 | High Efficiency Welders | 0.1448% | 0 | 7.6408 | Industrial_2025_Technical_GWh_After Competition Groups_High Efficiency Welders
Industrial | Ind ¦ Dairy Pre-Cooler | 2025 | Achievable | GWh | After Competition Groups | 0.8687 | 93148.8796 | 0.093149 | 635.9041 | 0.0013661 | 25 | Industrial_2025_Achievable_GWh_After Competition Groups_25 | Dairy Pre-Cooler | 0.1366% | 0.093149 | 0.8687 | Industrial_2025_Achievable_GWh_After Competition Groups_Dairy Pre-Cooler
Industrial | Ind ¦ Engine Block Heater Timer | 2025 | Technical | GWh | After Competition Groups | 6.7673 | 43108.2933 | 0.043108 | 5277.6274 | 0.0012823 | 38 | Industrial_2025_Technical_GWh_After Competition Groups_38 | Engine Block Heater Timer | 0.1282% | 0.043108 | 6.7673 | Industrial_2025_Technical_GWh_After Competition Groups_Engine Block Heater Timer
Industrial | Ind ¦ Ventilation Optimization | 2025 | Economic | GWh | After Competition Groups | 4.3341 | 438598.937 | 0.4386 | 3632.765 | 0.0011931 | 24 | Industrial_2025_Economic_GWh_After Competition Groups_24 | Ventilation Optimization | 0.1193% | 0.4386 | 4.3341 | Industrial_2025_Economic_GWh_After Competition Groups_Ventilation Optimization
Industrial | Ind ¦ Efficient Refrigeration Compressor | 2025 | Achievable | GWh | After Competition Groups | 0.59577 | 24176.1372 | 0.024176 | 635.9041 | 0.00093688 | 26 | Industrial_2025_Achievable_GWh_After Competition Groups_26 | Efficient Refrigeration Compressor | 0.09369% | 0.024176 | 0.59577 | Industrial_2025_Achievable_GWh_After Competition Groups_Efficient Refrigeration Compressor
Industrial | Ind ¦ Dairy Pre-Cooler | 2025 | Economic | GWh | After Competition Groups | 2.9311 | 93148.8796 | 0.093149 | 3632.765 | 0.00080685 | 25 | Industrial_2025_Economic_GWh_After Competition Groups_25 | Dairy Pre-Cooler | 0.08068% | 0.093149 | 2.9311 | Industrial_2025_Economic_GWh_After Competition Groups_Dairy Pre-Cooler
Industrial | Ind ¦ Air Compressor Heat Recovery | 2025 | Economic | GWh | After Competition Groups | 2.7277 | 34825.4173 | 0.034825 | 3632.765 | 0.00075085 | 26 | Industrial_2025_Economic_GWh_After Competition Groups_26 | Air Compressor Heat Recovery | 0.07508% | 0.034825 | 2.7277 | Industrial_2025_Economic_GWh_After Competition Groups_Air Compressor Heat Recovery
Industrial | Ind ¦ Refrigeration Compressor VFD | 2025 | Economic | GWh | After Competition Groups | 2.5748 | 160387.1877 | 0.16039 | 3632.765 | 0.00070877 | 27 | Industrial_2025_Economic_GWh_After Competition Groups_27 | Refrigeration Compressor VFD | 0.07088% | 0.16039 | 2.5748 | Industrial_2025_Economic_GWh_After Competition Groups_Refrigeration Compressor VFD
Industrial | Ind ¦ Air Compressor Heat Recovery | 2025 | Achievable | GWh | After Competition Groups | 0.41053 | 34825.4173 | 0.034825 | 635.9041 | 0.00064559 | 27 | Industrial_2025_Achievable_GWh_After Competition Groups_27 | Air Compressor Heat Recovery | 0.06456% | 0.034825 | 0.41053 | Industrial_2025_Achievable_GWh_After Competition Groups_Air Compressor Heat Recovery
Industrial | Ind ¦ Efficient Refrigeration Compressor | 2025 | Economic | GWh | After Competition Groups | 1.9345 | 24176.1372 | 0.024176 | 3632.765 | 0.00053251 | 28 | Industrial_2025_Economic_GWh_After Competition Groups_28 | Efficient Refrigeration Compressor | 0.05325% | 0.024176 | 1.9345 | Industrial_2025_Economic_GWh_After Competition Groups_Efficient Refrigeration Compressor
Industrial | Ind ¦ Air Compressor Heat Recovery | 2025 | Technical | GWh | After Competition Groups | 2.7277 | 34825.4173 | 0.034825 | 5277.6274 | 0.00051683 | 39 | Industrial_2025_Technical_GWh_After Competition Groups_39 | Air Compressor Heat Recovery | 0.05168% | 0.034825 | 2.7277 | Industrial_2025_Technical_GWh_After Competition Groups_Air Compressor Heat Recovery
Industrial | Ind ¦ Efficient Irrigation | 2025 | Achievable | GWh | After Competition Groups | 0.32349 | 75290.7672 | 0.075291 | 635.9041 | 0.00050871 | 28 | Industrial_2025_Achievable_GWh_After Competition Groups_28 | Efficient Irrigation | 0.05087% | 0.075291 | 0.32349 | Industrial_2025_Achievable_GWh_After Competition Groups_Efficient Irrigation
Industrial | Ind ¦ Creep Heat Controller | 2025 | Technical | GWh | After Competition Groups | 2.5542 | 0 | 0 | 5277.6274 | 0.00048396 | 40 | Industrial_2025_Technical_GWh_After Competition Groups_40 | Creep Heat Controller | 0.0484% | 0 | 2.5542 | Industrial_2025_Technical_GWh_After Competition Groups_Creep Heat Controller
Industrial | Ind ¦ Heat Lamps/Heat Pad | 2025 | Technical | GWh | After Competition Groups | 2.522 | 0 | 0 | 5277.6274 | 0.00047786 | 41 | Industrial_2025_Technical_GWh_After Competition Groups_41 | Heat Lamps/Heat Pad | 0.04779% | 0 | 2.522 | Industrial_2025_Technical_GWh_After Competition Groups_Heat Lamps/Heat Pad
Industrial | Ind ¦ Optimize Compressed Air Dryer | 2025 | Technical | GWh | After Competition Groups | 1.9727 | 0 | 0 | 5277.6274 | 0.00037378 | 42 | Industrial_2025_Technical_GWh_After Competition Groups_42 | Optimize Compressed Air Dryer | 0.03738% | 0 | 1.9727 | Industrial_2025_Technical_GWh_After Competition Groups_Optimize Compressed Air Dryer
Industrial | Ind ¦ Efficient Refrigeration Compressor | 2025 | Technical | GWh | After Competition Groups | 1.9345 | 24176.1372 | 0.024176 | 5277.6274 | 0.00036655 | 43 | Industrial_2025_Technical_GWh_After Competition Groups_43 | Efficient Refrigeration Compressor | 0.03665% | 0.024176 | 1.9345 | Industrial_2025_Technical_GWh_After Competition Groups_Efficient Refrigeration Compressor
Industrial | Ind ¦ Dual and Natural Exhaust Ventilation Systems | 2025 | Technical | GWh | After Competition Groups | 0.7678 | 0 | 0 | 5277.6274 | 0.00014548 | 44 | Industrial_2025_Technical_GWh_After Competition Groups_44 | Dual and Natural Exhaust Ventilation Systems | 0.01455% | 0 | 0.7678 | Industrial_2025_Technical_GWh_After Competition Groups_Dual and Natural Exhaust Ventilation Systems
Industrial | Ind ¦ Dairy Water Heater | 2025 | Achievable | GWh | After Competition Groups | 0.067903 | 6996.1418 | 0.0069961 | 635.9041 | 0.00010678 | 29 | Industrial_2025_Achievable_GWh_After Competition Groups_29 | Dairy Water Heater | 0.01068% | 0.0069961 | 0.067903 | Industrial_2025_Achievable_GWh_After Competition Groups_Dairy Water Heater
Industrial | Ind ¦ Dairy Water Heater | 2025 | Technical | GWh | After Competition Groups | 0.4416 | 6996.1418 | 0.0069961 | 5277.6274 | 8.3675e-05 | 45 | Industrial_2025_Technical_GWh_After Competition Groups_45 | Dairy Water Heater | 0.008367% | 0.0069961 | 0.4416 | Industrial_2025_Technical_GWh_After Competition Groups_Dairy Water Heater
Industrial | Ind ¦ Dairy Water Heater | 2025 | Economic | GWh | After Competition Groups | 0.13296 | 6996.1418 | 0.0069961 | 3632.765 | 3.66e-05 | 29 | Industrial_2025_Economic_GWh_After Competition Groups_29 | Dairy Water Heater | 0.00366% | 0.0069961 | 0.13296 | Industrial_2025_Economic_GWh_After Competition Groups_Dairy Water Heater
Industrial | Ind ¦ Cooling Tower Optimization | 2025 | Achievable | GWh | After Competition Groups | 0 | 0 | 0 | 635.9041 | 0 | 30 | Industrial_2025_Achievable_GWh_After Competition Groups_30 | Cooling Tower Optimization | 0% | 0 | 0 | Industrial_2025_Achievable_GWh_After Competition Groups_Cooling Tower Optimization
Industrial | Ind ¦ Cooling Tower Optimization | 2025 | Economic | GWh | After Competition Groups | 0 | 0 | 0 | 3632.765 | 0 | 30 | Industrial_2025_Economic_GWh_After Competition Groups_30 | Cooling Tower Optimization | 0% | 0 | 0 | Industrial_2025_Economic_GWh_After Competition Groups_Cooling Tower Optimization
Industrial | Ind ¦ Creep Heat Controller | 2025 | Achievable | GWh | After Competition Groups | 0 | 0 | 0 | 635.9041 | 0 | 31 | Industrial_2025_Achievable_GWh_After Competition Groups_31 | Creep Heat Controller | 0% | 0 | 0 | Industrial_2025_Achievable_GWh_After Competition Groups_Creep Heat Controller
Industrial | Ind ¦ Creep Heat Controller | 2025 | Economic | GWh | After Competition Groups | 0 | 0 | 0 | 3632.765 | 0 | 31 | Industrial_2025_Economic_GWh_After Competition Groups_31 | Creep Heat Controller | 0% | 0 | 0 | Industrial_2025_Economic_GWh_After Competition Groups_Creep Heat Controller
Industrial | Ind ¦ Dual and Natural Exhaust Ventilation Systems | 2025 | Achievable | GWh | After Competition Groups | 0 | 0 | 0 | 635.9041 | 0 | 32 | Industrial_2025_Achievable_GWh_After Competition Groups_32 | Dual and Natural Exhaust Ventilation Systems | 0% | 0 | 0 | Industrial_2025_Achievable_GWh_After Competition Groups_Dual and Natural Exhaust Ventilation Systems
Industrial | Ind ¦ Dual and Natural Exhaust Ventilation Systems | 2025 | Economic | GWh | After Competition Groups | 0 | 0 | 0 | 3632.765 | 0 | 32 | Industrial_2025_Economic_GWh_After Competition Groups_32 | Dual and Natural Exhaust Ventilation Systems | 0% | 0 | 0 | Industrial_2025_Economic_GWh_After Competition Groups_Dual and Natural Exhaust Ventilation Systems
Industrial | Ind ¦ Efficient Transformer | 2025 | Achievable | GWh | After Competition Groups | 0 | 0 | 0 | 635.9041 | 0 | 33 | Industrial_2025_Achievable_GWh_After Competition Groups_33 | Efficient Transformer | 0% | 0 | 0 | Industrial_2025_Achievable_GWh_After Competition Groups_Efficient Transformer
Industrial | Ind ¦ Efficient Transformer | 2025 | Economic | GWh | After Competition Groups | 0 | 0 | 0 | 3632.765 | 0 | 33 | Industrial_2025_Economic_GWh_After Competition Groups_33 | Efficient Transformer | 0% | 0 | 0 | Industrial_2025_Economic_GWh_After Competition Groups_Efficient Transformer
Industrial | Ind ¦ Free Cooling | 2025 | Achievable | GWh | After Competition Groups | 0 | 0 | 0 | 635.9041 | 0 | 34 | Industrial_2025_Achievable_GWh_After Competition Groups_34 | Free Cooling | 0% | 0 | 0 | Industrial_2025_Achievable_GWh_After Competition Groups_Free Cooling
Industrial | Ind ¦ Free Cooling | 2025 | Economic | GWh | After Competition Groups | 0 | 0 | 0 | 3632.765 | 0 | 34 | Industrial_2025_Economic_GWh_After Competition Groups_34 | Free Cooling | 0% | 0 | 0 | Industrial_2025_Economic_GWh_After Competition Groups_Free Cooling
Industrial | Ind ¦ Heat Lamps/Heat Pad | 2025 | Achievable | GWh | After Competition Groups | 0 | 0 | 0 | 635.9041 | 0 | 35 | Industrial_2025_Achievable_GWh_After Competition Groups_35 | Heat Lamps/Heat Pad | 0% | 0 | 0 | Industrial_2025_Achievable_GWh_After Competition Groups_Heat Lamps/Heat Pad
Industrial | Ind ¦ Heat Lamps/Heat Pad | 2025 | Economic | GWh | After Competition Groups | 0 | 0 | 0 | 3632.765 | 0 | 35 | Industrial_2025_Economic_GWh_After Competition Groups_35 | Heat Lamps/Heat Pad | 0% | 0 | 0 | Industrial_2025_Economic_GWh_After Competition Groups_Heat Lamps/Heat Pad
Industrial | Ind ¦ High Efficiency Welders | 2025 | Achievable | GWh | After Competition Groups | 0 | 0 | 0 | 635.9041 | 0 | 36 | Industrial_2025_Achievable_GWh_After Competition Groups_36 | High Efficiency Welders | 0% | 0 | 0 | Industrial_2025_Achievable_GWh_After Competition Groups_High Efficiency Welders
Industrial | Ind ¦ High Efficiency Welders | 2025 | Economic | GWh | After Competition Groups | 0 | 0 | 0 | 3632.765 | 0 | 36 | Industrial_2025_Economic_GWh_After Competition Groups_36 | High Efficiency Welders | 0% | 0 | 0 | Industrial_2025_Economic_GWh_After Competition Groups_High Efficiency Welders
Industrial | Ind ¦ HVLS Fans | 2025 | Achievable | GWh | After Competition Groups | 0 | 0 | 0 | 635.9041 | 0 | 37 | Industrial_2025_Achievable_GWh_After Competition Groups_37 | HVLS Fans | 0% | 0 | 0 | Industrial_2025_Achievable_GWh_After Competition Groups_HVLS Fans
Industrial | Ind ¦ HVLS Fans | 2025 | Economic | GWh | After Competition Groups | 0 | 0 | 0 | 3632.765 | 0 | 37 | Industrial_2025_Economic_GWh_After Competition Groups_37 | HVLS Fans | 0% | 0 | 0 | Industrial_2025_Economic_GWh_After Competition Groups_HVLS Fans
Industrial | Ind ¦ Low Energy Livestock Waterers | 2025 | Achievable | GWh | After Competition Groups | 0 | 0 | 0 | 635.9041 | 0 | 38 | Industrial_2025_Achievable_GWh_After Competition Groups_38 | Low Energy Livestock Waterers | 0% | 0 | 0 | Industrial_2025_Achievable_GWh_After Competition Groups_Low Energy Livestock Waterers
Industrial | Ind ¦ Low Energy Livestock Waterers | 2025 | Economic | GWh | After Competition Groups | 0 | 0 | 0 | 3632.765 | 0 | 38 | Industrial_2025_Economic_GWh_After Competition Groups_38 | Low Energy Livestock Waterers | 0% | 0 | 0 | Industrial_2025_Economic_GWh_After Competition Groups_Low Energy Livestock Waterers
Industrial | Ind ¦ Optimize Compressed Air Dryer | 2025 | Achievable | GWh | After Competition Groups | 0 | 0 | 0 | 635.9041 | 0 | 39 | Industrial_2025_Achievable_GWh_After Competition Groups_39 | Optimize Compressed Air Dryer | 0% | 0 | 0 | Industrial_2025_Achievable_GWh_After Competition Groups_Optimize Compressed Air Dryer
Industrial | Ind ¦ Optimize Compressed Air Dryer | 2025 | Economic | GWh | After Competition Groups | 0 | 0 | 0 | 3632.765 | 0 | 39 | Industrial_2025_Economic_GWh_After Competition Groups_39 | Optimize Compressed Air Dryer | 0% | 0 | 0 | Industrial_2025_Economic_GWh_After Competition Groups_Optimize Compressed Air Dryer
Industrial | Ind ¦ Premium Efficient Motors | 2025 | Achievable | GWh | After Competition Groups | 0 | 0 | 0 | 635.9041 | 0 | 40 | Industrial_2025_Achievable_GWh_After Competition Groups_40 | Premium Efficient Motors | 0% | 0 | 0 | Industrial_2025_Achievable_GWh_After Competition Groups_Premium Efficient Motors
Industrial | Ind ¦ Premium Efficient Motors | 2025 | Economic | GWh | After Competition Groups | 0 | 0 | 0 | 3632.765 | 0 | 40 | Industrial_2025_Economic_GWh_After Competition Groups_40 | Premium Efficient Motors | 0% | 0 | 0 | Industrial_2025_Economic_GWh_After Competition Groups_Premium Efficient Motors
Industrial | Ind ¦ Synchronous Belts | 2025 | Achievable | GWh | After Competition Groups | 0 | 0 | 0 | 635.9041 | 0 | 41 | Industrial_2025_Achievable_GWh_After Competition Groups_41 | Synchronous Belts | 0% | 0 | 0 | Industrial_2025_Achievable_GWh_After Competition Groups_Synchronous Belts
Industrial | Ind ¦ Synchronous Belts | 2025 | Economic | GWh | After Competition Groups | 0 | 0 | 0 | 3632.765 | 0 | 41 | Industrial_2025_Economic_GWh_After Competition Groups_41 | Synchronous Belts | 0% | 0 | 0 | Industrial_2025_Economic_GWh_After Competition Groups_Synchronous Belts
Industrial | Ind ¦ Pump System Optimization | 2026 | Achievable | GWh | After Competition Groups | 143.7938 | 9209450.2321 | 9.2095 | 926.7319 | 0.15516 | 1 | Industrial_2026_Achievable_GWh_After Competition Groups_1 | Pump System Optimization | 15.52% | 9.2095 | 143.7938 | Industrial_2026_Achievable_GWh_After Competition Groups_Pump System Optimization
Industrial | Ind ¦ Air Leak Survey and Repair | 2026 | Economic | GWh | After Competition Groups | 587.0334 | 636891.7231 | 0.63689 | 3897.5399 | 0.15062 | 1 | Industrial_2026_Economic_GWh_After Competition Groups_1 | Air Leak Survey and Repair | 15.06% | 0.63689 | 587.0334 | Industrial_2026_Economic_GWh_After Competition Groups_Air Leak Survey and Repair
Industrial | Ind ¦ Pump System Optimization | 2026 | Technical | GWh | After Competition Groups | 791.056 | 9209450.2321 | 9.2095 | 5548.0307 | 0.14258 | 1 | Industrial_2026_Technical_GWh_After Competition Groups_1 | Pump System Optimization | 14.26% | 9.2095 | 791.056 | Industrial_2026_Technical_GWh_After Competition Groups_Pump System Optimization
Industrial | Ind ¦ Air Leak Survey and Repair | 2026 | Achievable | GWh | After Competition Groups | 124.8527 | 636891.7231 | 0.63689 | 926.7319 | 0.13472 | 2 | Industrial_2026_Achievable_GWh_After Competition Groups_2 | Air Leak Survey and Repair | 13.47% | 0.63689 | 124.8527 | Industrial_2026_Achievable_GWh_After Competition Groups_Air Leak Survey and Repair
Industrial | Ind ¦ Recommissioning | 2026 | Economic | GWh | After Competition Groups | 457.1492 | 3016255.2785 | 3.0163 | 3897.5399 | 0.11729 | 2 | Industrial_2026_Economic_GWh_After Competition Groups_2 | Recommissioning | 11.73% | 3.0163 | 457.1492 | Industrial_2026_Economic_GWh_After Competition Groups_Recommissioning
Industrial | Ind ¦ SEM | 2026 | Economic | GWh | After Competition Groups | 457.1492 | 3016255.2785 | 3.0163 | 3897.5399 | 0.11729 | 3 | Industrial_2026_Economic_GWh_After Competition Groups_3 | SEM | 11.73% | 3.0163 | 457.1492 | Industrial_2026_Economic_GWh_After Competition Groups_SEM
Industrial | Ind ¦ Air Compressor Optimization | 2026 | Achievable | GWh | After Competition Groups | 108.6762 | 1547580.9846 | 1.5476 | 926.7319 | 0.11727 | 3 | Industrial_2026_Achievable_GWh_After Competition Groups_3 | Air Compressor Optimization | 11.73% | 1.5476 | 108.6762 | Industrial_2026_Achievable_GWh_After Competition Groups_Air Compressor Optimization
Industrial | Ind ¦ Air Leak Survey and Repair | 2026 | Technical | GWh | After Competition Groups | 587.0334 | 636891.7231 | 0.63689 | 5548.0307 | 0.10581 | 2 | Industrial_2026_Technical_GWh_After Competition Groups_2 | Air Leak Survey and Repair | 10.58% | 0.63689 | 587.0334 | Industrial_2026_Technical_GWh_After Competition Groups_Air Leak Survey and Repair
Industrial | Ind ¦ Recommissioning | 2026 | Achievable | GWh | After Competition Groups | 97.8126 | 3016255.2785 | 3.0163 | 926.7319 | 0.10555 | 4 | Industrial_2026_Achievable_GWh_After Competition Groups_4 | Recommissioning | 10.55% | 3.0163 | 97.8126 | Industrial_2026_Achievable_GWh_After Competition Groups_Recommissioning
Industrial | Ind ¦ SEM | 2026 | Achievable | GWh | After Competition Groups | 97.8126 | 3016255.2785 | 3.0163 | 926.7319 | 0.10555 | 5 | Industrial_2026_Achievable_GWh_After Competition Groups_5 | SEM | 10.55% | 3.0163 | 97.8126 | Industrial_2026_Achievable_GWh_After Competition Groups_SEM
Industrial | Ind ¦ HE Lighting | 2026 | Technical | GWh | After Competition Groups | 567.9641 | 3533517.6414 | 3.5335 | 5548.0307 | 0.10237 | 3 | Industrial_2026_Technical_GWh_After Competition Groups_3 | HE Lighting | 10.24% | 3.5335 | 567.9641 | Industrial_2026_Technical_GWh_After Competition Groups_HE Lighting
Industrial | Ind ¦ Air Compressor Optimization | 2026 | Economic | GWh | After Competition Groups | 377.2689 | 1547580.9846 | 1.5476 | 3897.5399 | 0.096797 | 4 | Industrial_2026_Economic_GWh_After Competition Groups_4 | Air Compressor Optimization | 9.68% | 1.5476 | 377.2689 | Industrial_2026_Economic_GWh_After Competition Groups_Air Compressor Optimization
Industrial | Ind ¦ Greenhouse Grow Lights | 2026 | Economic | GWh | After Competition Groups | 329.8989 | 12355215.028 | 12.3552 | 3897.5399 | 0.084643 | 5 | Industrial_2026_Economic_GWh_After Competition Groups_5 | Greenhouse Grow Lights | 8.464% | 12.3552 | 329.8989 | Industrial_2026_Economic_GWh_After Competition Groups_Greenhouse Grow Lights
Industrial | Ind ¦ Efficient Compressed Air Nozzles | 2026 | Economic | GWh | After Competition Groups | 325.9723 | 454729.2259 | 0.45473 | 3897.5399 | 0.083635 | 6 | Industrial_2026_Economic_GWh_After Competition Groups_6 | Efficient Compressed Air Nozzles | 8.364% | 0.45473 | 325.9723 | Industrial_2026_Economic_GWh_After Competition Groups_Efficient Compressed Air Nozzles
Industrial | Ind ¦ Recommissioning | 2026 | Technical | GWh | After Competition Groups | 457.1492 | 3016255.2785 | 3.0163 | 5548.0307 | 0.082398 | 4 | Industrial_2026_Technical_GWh_After Competition Groups_4 | Recommissioning | 8.24% | 3.0163 | 457.1492 | Industrial_2026_Technical_GWh_After Competition Groups_Recommissioning
Industrial | Ind ¦ SEM | 2026 | Technical | GWh | After Competition Groups | 457.1492 | 3016255.2785 | 3.0163 | 5548.0307 | 0.082398 | 5 | Industrial_2026_Technical_GWh_After Competition Groups_5 | SEM | 8.24% | 3.0163 | 457.1492 | Industrial_2026_Technical_GWh_After Competition Groups_SEM
Industrial | Ind ¦ Pump System Optimization | 2026 | Economic | GWh | After Competition Groups | 311.1973 | 9209450.2321 | 9.2095 | 3897.5399 | 0.079845 | 7 | Industrial_2026_Economic_GWh_After Competition Groups_7 | Pump System Optimization | 7.984% | 9.2095 | 311.1973 | Industrial_2026_Economic_GWh_After Competition Groups_Pump System Optimization
Industrial | Ind ¦ Pump Equipment Upgrade | 2026 | Achievable | GWh | After Competition Groups | 65.1684 | 6580537.2104 | 6.5805 | 926.7319 | 0.070321 | 6 | Industrial_2026_Achievable_GWh_After Competition Groups_6 | Pump Equipment Upgrade | 7.032% | 6.5805 | 65.1684 | Industrial_2026_Achievable_GWh_After Competition Groups_Pump Equipment Upgrade
Industrial | Ind ¦ Air Compressor Optimization | 2026 | Technical | GWh | After Competition Groups | 377.2689 | 1547580.9846 | 1.5476 | 5548.0307 | 0.068001 | 6 | Industrial_2026_Technical_GWh_After Competition Groups_6 | Air Compressor Optimization | 6.8% | 1.5476 | 377.2689 | Industrial_2026_Technical_GWh_After Competition Groups_Air Compressor Optimization
Industrial | Ind ¦ High Efficiency HVAC Fans | 2026 | Achievable | GWh | After Competition Groups | 62.8831 | 3393241.9142 | 3.3932 | 926.7319 | 0.067855 | 7 | Industrial_2026_Achievable_GWh_After Competition Groups_7 | High Efficiency HVAC Fans | 6.785% | 3.3932 | 62.8831 | Industrial_2026_Achievable_GWh_After Competition Groups_High Efficiency HVAC Fans
Industrial | Ind ¦ Greenhouse Grow Lights | 2026 | Achievable | GWh | After Competition Groups | 61.6088 | 12355215.028 | 12.3552 | 926.7319 | 0.06648 | 8 | Industrial_2026_Achievable_GWh_After Competition Groups_8 | Greenhouse Grow Lights | 6.648% | 12.3552 | 61.6088 | Industrial_2026_Achievable_GWh_After Competition Groups_Greenhouse Grow Lights
Industrial | Ind ¦ Pump Equipment Upgrade | 2026 | Technical | GWh | After Competition Groups | 359.4117 | 6580537.2104 | 6.5805 | 5548.0307 | 0.064782 | 7 | Industrial_2026_Technical_GWh_After Competition Groups_7 | Pump Equipment Upgrade | 6.478% | 6.5805 | 359.4117 | Industrial_2026_Technical_GWh_After Competition Groups_Pump Equipment Upgrade
Industrial | Ind ¦ High Efficiency HVAC Fans | 2026 | Economic | GWh | After Competition Groups | 251.688 | 3393241.9142 | 3.3932 | 3897.5399 | 0.064576 | 8 | Industrial_2026_Economic_GWh_After Competition Groups_8 | High Efficiency HVAC Fans | 6.458% | 3.3932 | 251.688 | Industrial_2026_Economic_GWh_After Competition Groups_High Efficiency HVAC Fans
Industrial | Ind ¦ Efficient Compressed Air Nozzles | 2026 | Achievable | GWh | After Competition Groups | 55.8616 | 454729.2259 | 0.45473 | 926.7319 | 0.060278 | 9 | Industrial_2026_Achievable_GWh_After Competition Groups_9 | Efficient Compressed Air Nozzles | 6.028% | 0.45473 | 55.8616 | Industrial_2026_Achievable_GWh_After Competition Groups_Efficient Compressed Air Nozzles
Industrial | Ind ¦ Greenhouse Grow Lights | 2026 | Technical | GWh | After Competition Groups | 329.8989 | 12355215.028 | 12.3552 | 5548.0307 | 0.059462 | 8 | Industrial_2026_Technical_GWh_After Competition Groups_8 | Greenhouse Grow Lights | 5.946% | 12.3552 | 329.8989 | Industrial_2026_Technical_GWh_After Competition Groups_Greenhouse Grow Lights
Industrial | Ind ¦ Efficient Compressed Air Nozzles | 2026 | Technical | GWh | After Competition Groups | 325.9723 | 454729.2259 | 0.45473 | 5548.0307 | 0.058755 | 9 | Industrial_2026_Technical_GWh_After Competition Groups_9 | Efficient Compressed Air Nozzles | 5.875% | 0.45473 | 325.9723 | Industrial_2026_Technical_GWh_After Competition Groups_Efficient Compressed Air Nozzles
Industrial | Ind ¦ High Efficiency HVAC Fans | 2026 | Technical | GWh | After Competition Groups | 251.688 | 3393241.9142 | 3.3932 | 5548.0307 | 0.045365 | 10 | Industrial_2026_Technical_GWh_After Competition Groups_10 | High Efficiency HVAC Fans | 4.537% | 3.3932 | 251.688 | Industrial_2026_Technical_GWh_After Competition Groups_High Efficiency HVAC Fans
Industrial | Ind ¦ Process Optimization (Elec) | 2026 | Economic | GWh | After Competition Groups | 168.9929 | 182037.4041 | 0.18204 | 3897.5399 | 0.043359 | 9 | Industrial_2026_Economic_GWh_After Competition Groups_9 | Process Optimization (Elec) | 4.336% | 0.18204 | 168.9929 | Industrial_2026_Economic_GWh_After Competition Groups_Process Optimization (Elec)
Industrial | Ind ¦ HE Lighting | 2026 | Economic | GWh | After Competition Groups | 130.9692 | 3533517.6414 | 3.5335 | 3897.5399 | 0.033603 | 10 | Industrial_2026_Economic_GWh_After Competition Groups_10 | HE Lighting | 3.36% | 3.5335 | 130.9692 | Industrial_2026_Economic_GWh_After Competition Groups_HE Lighting
Industrial | Ind ¦ Process Optimization (Elec) | 2026 | Technical | GWh | After Competition Groups | 168.9929 | 182037.4041 | 0.18204 | 5548.0307 | 0.03046 | 11 | Industrial_2026_Technical_GWh_After Competition Groups_11 | Process Optimization (Elec) | 3.046% | 0.18204 | 168.9929 | Industrial_2026_Technical_GWh_After Competition Groups_Process Optimization (Elec)
Industrial | Ind ¦ Pump Equipment Upgrade | 2026 | Economic | GWh | After Competition Groups | 104.6629 | 6580537.2104 | 6.5805 | 3897.5399 | 0.026854 | 11 | Industrial_2026_Economic_GWh_After Competition Groups_11 | Pump Equipment Upgrade | 2.685% | 6.5805 | 104.6629 | Industrial_2026_Economic_GWh_After Competition Groups_Pump Equipment Upgrade
Industrial | Ind ¦ Premium Efficient Motors | 2026 | Technical | GWh | After Competition Groups | 145.8918 | 0 | 0 | 5548.0307 | 0.026296 | 12 | Industrial_2026_Technical_GWh_After Competition Groups_12 | Premium Efficient Motors | 2.63% | 0 | 145.8918 | Industrial_2026_Technical_GWh_After Competition Groups_Premium Efficient Motors
Industrial | Ind ¦ Material Handling Improvements | 2026 | Achievable | GWh | After Competition Groups | 15.8883 | 198359.7368 | 0.19836 | 926.7319 | 0.017144 | 10 | Industrial_2026_Achievable_GWh_After Competition Groups_10 | Material Handling Improvements | 1.714% | 0.19836 | 15.8883 | Industrial_2026_Achievable_GWh_After Competition Groups_Material Handling Improvements
Industrial | Ind ¦ Fan System Optimization | 2026 | Achievable | GWh | After Competition Groups | 15.3289 | 1789002.6369 | 1.789 | 926.7319 | 0.016541 | 11 | Industrial_2026_Achievable_GWh_After Competition Groups_11 | Fan System Optimization | 1.654% | 1.789 | 15.3289 | Industrial_2026_Achievable_GWh_After Competition Groups_Fan System Optimization
Industrial | Ind ¦ Pulp and Paper Process Improvements | 2026 | Economic | GWh | After Competition Groups | 62.1679 | 1729236.8832 | 1.7292 | 3897.5399 | 0.015951 | 12 | Industrial_2026_Economic_GWh_After Competition Groups_12 | Pulp and Paper Process Improvements | 1.595% | 1.7292 | 62.1679 | Industrial_2026_Economic_GWh_After Competition Groups_Pulp and Paper Process Improvements
Industrial | Ind ¦ Fan System Optimization | 2026 | Economic | GWh | After Competition Groups | 57.6072 | 1789002.6369 | 1.789 | 3897.5399 | 0.01478 | 13 | Industrial_2026_Economic_GWh_After Competition Groups_13 | Fan System Optimization | 1.478% | 1.789 | 57.6072 | Industrial_2026_Economic_GWh_After Competition Groups_Fan System Optimization
Industrial | Ind ¦ HE HVAC Controls | 2026 | Technical | GWh | After Competition Groups | 75.0017 | 0 | 0 | 5548.0307 | 0.013519 | 13 | Industrial_2026_Technical_GWh_After Competition Groups_13 | HE HVAC Controls | 1.352% | 0 | 75.0017 | Industrial_2026_Technical_GWh_After Competition Groups_HE HVAC Controls
Industrial | Ind ¦ Pulp and Paper Process Improvements | 2026 | Achievable | GWh | After Competition Groups | 12.478 | 1729236.8832 | 1.7292 | 926.7319 | 0.013465 | 12 | Industrial_2026_Achievable_GWh_After Competition Groups_12 | Pulp and Paper Process Improvements | 1.346% | 1.7292 | 12.478 | Industrial_2026_Achievable_GWh_After Competition Groups_Pulp and Paper Process Improvements
Industrial | Ind ¦ Material Handling Improvements | 2026 | Economic | GWh | After Competition Groups | 51.4257 | 198359.7368 | 0.19836 | 3897.5399 | 0.013194 | 14 | Industrial_2026_Economic_GWh_After Competition Groups_14 | Material Handling Improvements | 1.319% | 0.19836 | 51.4257 | Industrial_2026_Economic_GWh_After Competition Groups_Material Handling Improvements
Industrial | Ind ¦ HE Lighting | 2026 | Achievable | GWh | After Competition Groups | 11.1361 | 3533517.6414 | 3.5335 | 926.7319 | 0.012017 | 13 | Industrial_2026_Achievable_GWh_After Competition Groups_13 | HE Lighting | 1.202% | 3.5335 | 11.1361 | Industrial_2026_Achievable_GWh_After Competition Groups_HE Lighting
Industrial | Ind ¦ Pulp and Paper Process Improvements | 2026 | Technical | GWh | After Competition Groups | 62.1679 | 1729236.8832 | 1.7292 | 5548.0307 | 0.011205 | 14 | Industrial_2026_Technical_GWh_After Competition Groups_14 | Pulp and Paper Process Improvements | 1.121% | 1.7292 | 62.1679 | Industrial_2026_Technical_GWh_After Competition Groups_Pulp and Paper Process Improvements
Industrial | Ind ¦ Fan System Optimization | 2026 | Technical | GWh | After Competition Groups | 57.6072 | 1789002.6369 | 1.789 | 5548.0307 | 0.010383 | 15 | Industrial_2026_Technical_GWh_After Competition Groups_15 | Fan System Optimization | 1.038% | 1.789 | 57.6072 | Industrial_2026_Technical_GWh_After Competition Groups_Fan System Optimization
Industrial | Ind ¦ Refiner Plate Improvements | 2026 | Economic | GWh | After Competition Groups | 38.9094 | 181181.8742 | 0.18118 | 3897.5399 | 0.0099831 | 15 | Industrial_2026_Economic_GWh_After Competition Groups_15 | Refiner Plate Improvements | 0.9983% | 0.18118 | 38.9094 | Industrial_2026_Economic_GWh_After Competition Groups_Refiner Plate Improvements
Industrial | Ind ¦ HE HVAC Units | 2026 | Technical | GWh | After Competition Groups | 53.8055 | 0 | 0 | 5548.0307 | 0.0096981 | 16 | Industrial_2026_Technical_GWh_After Competition Groups_16 | HE HVAC Units | 0.9698% | 0 | 53.8055 | Industrial_2026_Technical_GWh_After Competition Groups_HE HVAC Units
Industrial | Ind ¦ Material Handling Improvements | 2026 | Technical | GWh | After Competition Groups | 51.4257 | 198359.7368 | 0.19836 | 5548.0307 | 0.0092692 | 17 | Industrial_2026_Technical_GWh_After Competition Groups_17 | Material Handling Improvements | 0.9269% | 0.19836 | 51.4257 | Industrial_2026_Technical_GWh_After Competition Groups_Material Handling Improvements
Industrial | Ind ¦ Process Heat Recovery | 2026 | Economic | GWh | After Competition Groups | 34.7066 | 480732.1593 | 0.48073 | 3897.5399 | 0.0089047 | 16 | Industrial_2026_Economic_GWh_After Competition Groups_16 | Process Heat Recovery | 0.8905% | 0.48073 | 34.7066 | Industrial_2026_Economic_GWh_After Competition Groups_Process Heat Recovery
Industrial | Ind ¦ VAV Conversion Project | 2026 | Economic | GWh | After Competition Groups | 32.7708 | 699417.2248 | 0.69942 | 3897.5399 | 0.0084081 | 17 | Industrial_2026_Economic_GWh_After Competition Groups_17 | VAV Conversion Project | 0.8408% | 0.69942 | 32.7708 | Industrial_2026_Economic_GWh_After Competition Groups_VAV Conversion Project
Industrial | Ind ¦ Process Heat Recovery | 2026 | Achievable | GWh | After Competition Groups | 7.1597 | 480732.1593 | 0.48073 | 926.7319 | 0.0077257 | 14 | Industrial_2026_Achievable_GWh_After Competition Groups_14 | Process Heat Recovery | 0.7726% | 0.48073 | 7.1597 | Industrial_2026_Achievable_GWh_After Competition Groups_Process Heat Recovery
Industrial | Ind ¦ VAV Conversion Project | 2026 | Achievable | GWh | After Competition Groups | 7.0959 | 699417.2248 | 0.69942 | 926.7319 | 0.0076569 | 15 | Industrial_2026_Achievable_GWh_After Competition Groups_15 | VAV Conversion Project | 0.7657% | 0.69942 | 7.0959 | Industrial_2026_Achievable_GWh_After Competition Groups_VAV Conversion Project
Industrial | Ind ¦ Cold Storage Retrofit | 2026 | Technical | GWh | After Competition Groups | 40.6681 | 0 | 0 | 5548.0307 | 0.0073302 | 18 | Industrial_2026_Technical_GWh_After Competition Groups_18 | Cold Storage Retrofit | 0.733% | 0 | 40.6681 | Industrial_2026_Technical_GWh_After Competition Groups_Cold Storage Retrofit
Industrial | Ind ¦ Efficient Irrigation | 2026 | Technical | GWh | After Competition Groups | 40.6332 | 225527.6588 | 0.22553 | 5548.0307 | 0.0073239 | 19 | Industrial_2026_Technical_GWh_After Competition Groups_19 | Efficient Irrigation | 0.7324% | 0.22553 | 40.6332 | Industrial_2026_Technical_GWh_After Competition Groups_Efficient Irrigation
Industrial | Ind ¦ Refiner Plate Improvements | 2026 | Achievable | GWh | After Competition Groups | 6.5811 | 181181.8742 | 0.18118 | 926.7319 | 0.0071014 | 16 | Industrial_2026_Achievable_GWh_After Competition Groups_16 | Refiner Plate Improvements | 0.7101% | 0.18118 | 6.5811 | Industrial_2026_Achievable_GWh_After Competition Groups_Refiner Plate Improvements
Industrial | Ind ¦ Refiner Plate Improvements | 2026 | Technical | GWh | After Competition Groups | 38.9094 | 181181.8742 | 0.18118 | 5548.0307 | 0.0070132 | 20 | Industrial_2026_Technical_GWh_After Competition Groups_20 | Refiner Plate Improvements | 0.7013% | 0.18118 | 38.9094 | Industrial_2026_Technical_GWh_After Competition Groups_Refiner Plate Improvements
Industrial | Ind ¦ Process Optimization (Elec) | 2026 | Achievable | GWh | After Competition Groups | 6.1642 | 182037.4041 | 0.18204 | 926.7319 | 0.0066515 | 17 | Industrial_2026_Achievable_GWh_After Competition Groups_17 | Process Optimization (Elec) | 0.6652% | 0.18204 | 6.1642 | Industrial_2026_Achievable_GWh_After Competition Groups_Process Optimization (Elec)
Industrial | Ind ¦ Process Heat Recovery | 2026 | Technical | GWh | After Competition Groups | 34.7066 | 480732.1593 | 0.48073 | 5548.0307 | 0.0062557 | 21 | Industrial_2026_Technical_GWh_After Competition Groups_21 | Process Heat Recovery | 0.6256% | 0.48073 | 34.7066 | Industrial_2026_Technical_GWh_After Competition Groups_Process Heat Recovery
Industrial | Ind ¦ Improved Controls - Process Cooling | 2026 | Economic | GWh | After Competition Groups | 24.342 | 310567.6529 | 0.31057 | 3897.5399 | 0.0062455 | 18 | Industrial_2026_Economic_GWh_After Competition Groups_18 | Improved Controls - Process Cooling | 0.6245% | 0.31057 | 24.342 | Industrial_2026_Economic_GWh_After Competition Groups_Improved Controls - Process Cooling
Industrial | Ind ¦ VAV Conversion Project | 2026 | Technical | GWh | After Competition Groups | 32.7708 | 699417.2248 | 0.69942 | 5548.0307 | 0.0059067 | 22 | Industrial_2026_Technical_GWh_After Competition Groups_22 | VAV Conversion Project | 0.5907% | 0.69942 | 32.7708 | Industrial_2026_Technical_GWh_After Competition Groups_VAV Conversion Project
Industrial | Ind ¦ Improved Controls - Process Cooling | 2026 | Achievable | GWh | After Competition Groups | 5.2139 | 310567.6529 | 0.31057 | 926.7319 | 0.0056261 | 18 | Industrial_2026_Achievable_GWh_After Competition Groups_18 | Improved Controls - Process Cooling | 0.5626% | 0.31057 | 5.2139 | Industrial_2026_Achievable_GWh_After Competition Groups_Improved Controls - Process Cooling
Industrial | Ind ¦ High Efficiency Battery Charger | 2026 | Economic | GWh | After Competition Groups | 19.0477 | 557311.3862 | 0.55731 | 3897.5399 | 0.0048871 | 19 | Industrial_2026_Economic_GWh_After Competition Groups_19 | High Efficiency Battery Charger | 0.4887% | 0.55731 | 19.0477 | Industrial_2026_Economic_GWh_After Competition Groups_High Efficiency Battery Charger
Industrial | Ind ¦ High Efficiency Battery Charger | 2026 | Achievable | GWh | After Competition Groups | 4.4507 | 557311.3862 | 0.55731 | 926.7319 | 0.0048026 | 19 | Industrial_2026_Achievable_GWh_After Competition Groups_19 | High Efficiency Battery Charger | 0.4803% | 0.55731 | 4.4507 | Industrial_2026_Achievable_GWh_After Competition Groups_High Efficiency Battery Charger
Industrial | Ind ¦ Ventilation Optimization | 2026 | Technical | GWh | After Competition Groups | 25.2033 | 508418.8144 | 0.50842 | 5548.0307 | 0.0045427 | 23 | Industrial_2026_Technical_GWh_After Competition Groups_23 | Ventilation Optimization | 0.4543% | 0.50842 | 25.2033 | Industrial_2026_Technical_GWh_After Competition Groups_Ventilation Optimization
Industrial | Ind ¦ Process Improvements | 2026 | Economic | GWh | After Competition Groups | 17.1078 | 169331.0382 | 0.16933 | 3897.5399 | 0.0043894 | 20 | Industrial_2026_Economic_GWh_After Competition Groups_20 | Process Improvements | 0.4389% | 0.16933 | 17.1078 | Industrial_2026_Economic_GWh_After Competition Groups_Process Improvements
Industrial | Ind ¦ Improved Controls - Process Cooling | 2026 | Technical | GWh | After Competition Groups | 24.342 | 310567.6529 | 0.31057 | 5548.0307 | 0.0043875 | 24 | Industrial_2026_Technical_GWh_After Competition Groups_24 | Improved Controls - Process Cooling | 0.4388% | 0.31057 | 24.342 | Industrial_2026_Technical_GWh_After Competition Groups_Improved Controls - Process Cooling
Industrial | Ind ¦ Process Improvements | 2026 | Achievable | GWh | After Competition Groups | 3.6217 | 169331.0382 | 0.16933 | 926.7319 | 0.0039081 | 20 | Industrial_2026_Achievable_GWh_After Competition Groups_20 | Process Improvements | 0.3908% | 0.16933 | 3.6217 | Industrial_2026_Achievable_GWh_After Competition Groups_Process Improvements
Industrial | Ind ¦ Synchronous Belts | 2026 | Technical | GWh | After Competition Groups | 20.8267 | 0 | 0 | 5548.0307 | 0.0037539 | 25 | Industrial_2026_Technical_GWh_After Competition Groups_25 | Synchronous Belts | 0.3754% | 0 | 20.8267 | Industrial_2026_Technical_GWh_After Competition Groups_Synchronous Belts
Industrial | Ind ¦ Efficient Irrigation | 2026 | Economic | GWh | After Competition Groups | 13.918 | 225527.6588 | 0.22553 | 3897.5399 | 0.003571 | 21 | Industrial_2026_Economic_GWh_After Competition Groups_21 | Efficient Irrigation | 0.3571% | 0.22553 | 13.918 | Industrial_2026_Economic_GWh_After Competition Groups_Efficient Irrigation
Industrial | Ind ¦ High Efficiency Battery Charger | 2026 | Technical | GWh | After Competition Groups | 19.0477 | 557311.3862 | 0.55731 | 5548.0307 | 0.0034332 | 26 | Industrial_2026_Technical_GWh_After Competition Groups_26 | High Efficiency Battery Charger | 0.3433% | 0.55731 | 19.0477 | Industrial_2026_Technical_GWh_After Competition Groups_High Efficiency Battery Charger
Industrial | Ind ¦ HVLS Fans | 2026 | Technical | GWh | After Competition Groups | 18.8811 | 0 | 0 | 5548.0307 | 0.0034032 | 27 | Industrial_2026_Technical_GWh_After Competition Groups_27 | HVLS Fans | 0.3403% | 0 | 18.8811 | Industrial_2026_Technical_GWh_After Competition Groups_HVLS Fans
Industrial | Ind ¦ Process Improvements | 2026 | Technical | GWh | After Competition Groups | 17.1078 | 169331.0382 | 0.16933 | 5548.0307 | 0.0030836 | 28 | Industrial_2026_Technical_GWh_After Competition Groups_28 | Process Improvements | 0.3084% | 0.16933 | 17.1078 | Industrial_2026_Technical_GWh_After Competition Groups_Process Improvements
Industrial | Ind ¦ Ventilation Optimization | 2026 | Achievable | GWh | After Competition Groups | 2.7691 | 508418.8144 | 0.50842 | 926.7319 | 0.0029881 | 21 | Industrial_2026_Achievable_GWh_After Competition Groups_21 | Ventilation Optimization | 0.2988% | 0.50842 | 2.7691 | Industrial_2026_Achievable_GWh_After Competition Groups_Ventilation Optimization
Industrial | Ind ¦ Refrigeration Compressor VFD | 2026 | Economic | GWh | After Competition Groups | 11.4852 | 398209.0689 | 0.39821 | 3897.5399 | 0.0029468 | 22 | Industrial_2026_Economic_GWh_After Competition Groups_22 | Refrigeration Compressor VFD | 0.2947% | 0.39821 | 11.4852 | Industrial_2026_Economic_GWh_After Competition Groups_Refrigeration Compressor VFD
Industrial | Ind ¦ Refrigeration Compressor VFD | 2026 | Achievable | GWh | After Competition Groups | 2.6572 | 398209.0689 | 0.39821 | 926.7319 | 0.0028672 | 22 | Industrial_2026_Achievable_GWh_After Competition Groups_22 | Refrigeration Compressor VFD | 0.2867% | 0.39821 | 2.6572 | Industrial_2026_Achievable_GWh_After Competition Groups_Refrigeration Compressor VFD
Industrial | Ind ¦ Improved Controls - Process Heating | 2026 | Economic | GWh | After Competition Groups | 10.3383 | 134982.018 | 0.13498 | 3897.5399 | 0.0026525 | 23 | Industrial_2026_Economic_GWh_After Competition Groups_23 | Improved Controls - Process Heating | 0.2653% | 0.13498 | 10.3383 | Industrial_2026_Economic_GWh_After Competition Groups_Improved Controls - Process Heating
Industrial | Ind ¦ Low Energy Livestock Waterers | 2026 | Technical | GWh | After Competition Groups | 13.9949 | 0 | 0 | 5548.0307 | 0.0025225 | 29 | Industrial_2026_Technical_GWh_After Competition Groups_29 | Low Energy Livestock Waterers | 0.2522% | 0 | 13.9949 | Industrial_2026_Technical_GWh_After Competition Groups_Low Energy Livestock Waterers
Industrial | Ind ¦ Improved Controls - Process Heating | 2026 | Achievable | GWh | After Competition Groups | 2.2551 | 134982.018 | 0.13498 | 926.7319 | 0.0024334 | 23 | Industrial_2026_Achievable_GWh_After Competition Groups_23 | Improved Controls - Process Heating | 0.2433% | 0.13498 | 2.2551 | Industrial_2026_Achievable_GWh_After Competition Groups_Improved Controls - Process Heating
Industrial | Ind ¦ Refrigeration Compressor VFD | 2026 | Technical | GWh | After Competition Groups | 11.4852 | 398209.0689 | 0.39821 | 5548.0307 | 0.0020701 | 30 | Industrial_2026_Technical_GWh_After Competition Groups_30 | Refrigeration Compressor VFD | 0.207% | 0.39821 | 11.4852 | Industrial_2026_Technical_GWh_After Competition Groups_Refrigeration Compressor VFD
Industrial | Ind ¦ Chiller Optimization | 2026 | Technical | GWh | After Competition Groups | 11.4134 | 0 | 0 | 5548.0307 | 0.0020572 | 31 | Industrial_2026_Technical_GWh_After Competition Groups_31 | Chiller Optimization | 0.2057% | 0 | 11.4134 | Industrial_2026_Technical_GWh_After Competition Groups_Chiller Optimization
Industrial | Ind ¦ Dairy Pre-Cooler | 2026 | Technical | GWh | After Competition Groups | 10.9081 | 199319.4924 | 0.19932 | 5548.0307 | 0.0019661 | 32 | Industrial_2026_Technical_GWh_After Competition Groups_32 | Dairy Pre-Cooler | 0.1966% | 0.19932 | 10.9081 | Industrial_2026_Technical_GWh_After Competition Groups_Dairy Pre-Cooler
Industrial | Ind ¦ Free Cooling | 2026 | Technical | GWh | After Competition Groups | 10.5002 | 0 | 0 | 5548.0307 | 0.0018926 | 33 | Industrial_2026_Technical_GWh_After Competition Groups_33 | Free Cooling | 0.1893% | 0 | 10.5002 | Industrial_2026_Technical_GWh_After Competition Groups_Free Cooling
Industrial | Ind ¦ Improved Controls - Process Heating | 2026 | Technical | GWh | After Competition Groups | 10.3383 | 134982.018 | 0.13498 | 5548.0307 | 0.0018634 | 34 | Industrial_2026_Technical_GWh_After Competition Groups_34 | Improved Controls - Process Heating | 0.1863% | 0.13498 | 10.3383 | Industrial_2026_Technical_GWh_After Competition Groups_Improved Controls - Process Heating
Industrial | Ind ¦ Engine Block Heater Timer | 2026 | Economic | GWh | After Competition Groups | 6.7361 | 48579.0862 | 0.048579 | 3897.5399 | 0.0017283 | 24 | Industrial_2026_Economic_GWh_After Competition Groups_24 | Engine Block Heater Timer | 0.1728% | 0.048579 | 6.7361 | Industrial_2026_Economic_GWh_After Competition Groups_Engine Block Heater Timer
Industrial | Ind ¦ Efficient Transformer | 2026 | Technical | GWh | After Competition Groups | 9.5238 | 0 | 0 | 5548.0307 | 0.0017166 | 35 | Industrial_2026_Technical_GWh_After Competition Groups_35 | Efficient Transformer | 0.1717% | 0 | 9.5238 | Industrial_2026_Technical_GWh_After Competition Groups_Efficient Transformer
Industrial | Ind ¦ Dairy Pre-Cooler | 2026 | Achievable | GWh | After Competition Groups | 1.4677 | 199319.4924 | 0.19932 | 926.7319 | 0.0015838 | 24 | Industrial_2026_Achievable_GWh_After Competition Groups_24 | Dairy Pre-Cooler | 0.1584% | 0.19932 | 1.4677 | Industrial_2026_Achievable_GWh_After Competition Groups_Dairy Pre-Cooler
Industrial | Ind ¦ Cooling Tower Optimization | 2026 | Technical | GWh | After Competition Groups | 8.6535 | 0 | 0 | 5548.0307 | 0.0015597 | 36 | Industrial_2026_Technical_GWh_After Competition Groups_36 | Cooling Tower Optimization | 0.156% | 0 | 8.6535 | Industrial_2026_Technical_GWh_After Competition Groups_Cooling Tower Optimization
Industrial | Ind ¦ Engine Block Heater Timer | 2026 | Achievable | GWh | After Competition Groups | 1.4147 | 48579.0862 | 0.048579 | 926.7319 | 0.0015266 | 25 | Industrial_2026_Achievable_GWh_After Competition Groups_25 | Engine Block Heater Timer | 0.1527% | 0.048579 | 1.4147 | Industrial_2026_Achievable_GWh_After Competition Groups_Engine Block Heater Timer
Industrial | Ind ¦ High Efficiency Welders | 2026 | Technical | GWh | After Competition Groups | 8.1781 | 0 | 0 | 5548.0307 | 0.0014741 | 37 | Industrial_2026_Technical_GWh_After Competition Groups_37 | High Efficiency Welders | 0.1474% | 0 | 8.1781 | Industrial_2026_Technical_GWh_After Competition Groups_High Efficiency Welders
Industrial | Ind ¦ Ventilation Optimization | 2026 | Economic | GWh | After Competition Groups | 5.6904 | 508418.8144 | 0.50842 | 3897.5399 | 0.00146 | 25 | Industrial_2026_Economic_GWh_After Competition Groups_25 | Ventilation Optimization | 0.146% | 0.50842 | 5.6904 | Industrial_2026_Economic_GWh_After Competition Groups_Ventilation Optimization
Industrial | Ind ¦ Engine Block Heater Timer | 2026 | Technical | GWh | After Competition Groups | 6.7361 | 48579.0862 | 0.048579 | 5548.0307 | 0.0012141 | 38 | Industrial_2026_Technical_GWh_After Competition Groups_38 | Engine Block Heater Timer | 0.1214% | 0.048579 | 6.7361 | Industrial_2026_Technical_GWh_After Competition Groups_Engine Block Heater Timer
Industrial | Ind ¦ Dairy Pre-Cooler | 2026 | Economic | GWh | After Competition Groups | 4.1905 | 199319.4924 | 0.19932 | 3897.5399 | 0.0010752 | 26 | Industrial_2026_Economic_GWh_After Competition Groups_26 | Dairy Pre-Cooler | 0.1075% | 0.19932 | 4.1905 | Industrial_2026_Economic_GWh_After Competition Groups_Dairy Pre-Cooler
Industrial | Ind ¦ Efficient Irrigation | 2026 | Achievable | GWh | After Competition Groups | 0.99291 | 225527.6588 | 0.22553 | 926.7319 | 0.0010714 | 26 | Industrial_2026_Achievable_GWh_After Competition Groups_26 | Efficient Irrigation | 0.1071% | 0.22553 | 0.99291 | Industrial_2026_Achievable_GWh_After Competition Groups_Efficient Irrigation
Industrial | Ind ¦ Efficient Refrigeration Compressor | 2026 | Achievable | GWh | After Competition Groups | 0.8921 | 37211.2643 | 0.037211 | 926.7319 | 0.00096263 | 27 | Industrial_2026_Achievable_GWh_After Competition Groups_27 | Efficient Refrigeration Compressor | 0.09626% | 0.037211 | 0.8921 | Industrial_2026_Achievable_GWh_After Competition Groups_Efficient Refrigeration Compressor
Industrial | Ind ¦ Air Compressor Heat Recovery | 2026 | Economic | GWh | After Competition Groups | 2.7276 | 39468.1159 | 0.039468 | 3897.5399 | 0.00069984 | 27 | Industrial_2026_Economic_GWh_After Competition Groups_27 | Air Compressor Heat Recovery | 0.06998% | 0.039468 | 2.7276 | Industrial_2026_Economic_GWh_After Competition Groups_Air Compressor Heat Recovery
Industrial | Ind ¦ Air Compressor Heat Recovery | 2026 | Achievable | GWh | After Competition Groups | 0.58281 | 39468.1159 | 0.039468 | 926.7319 | 0.00062889 | 28 | Industrial_2026_Achievable_GWh_After Competition Groups_28 | Air Compressor Heat Recovery | 0.06289% | 0.039468 | 0.58281 | Industrial_2026_Achievable_GWh_After Competition Groups_Air Compressor Heat Recovery
Industrial | Ind ¦ Efficient Refrigeration Compressor | 2026 | Economic | GWh | After Competition Groups | 2.1866 | 37211.2643 | 0.037211 | 3897.5399 | 0.00056102 | 28 | Industrial_2026_Economic_GWh_After Competition Groups_28 | Efficient Refrigeration Compressor | 0.0561% | 0.037211 | 2.1866 | Industrial_2026_Economic_GWh_After Competition Groups_Efficient Refrigeration Compressor
Industrial | Ind ¦ Heat Lamps/Heat Pad | 2026 | Technical | GWh | After Competition Groups | 2.9051 | 0 | 0 | 5548.0307 | 0.00052363 | 39 | Industrial_2026_Technical_GWh_After Competition Groups_39 | Heat Lamps/Heat Pad | 0.05236% | 0 | 2.9051 | Industrial_2026_Technical_GWh_After Competition Groups_Heat Lamps/Heat Pad
Industrial | Ind ¦ Air Compressor Heat Recovery | 2026 | Technical | GWh | After Competition Groups | 2.7276 | 39468.1159 | 0.039468 | 5548.0307 | 0.00049164 | 40 | Industrial_2026_Technical_GWh_After Competition Groups_40 | Air Compressor Heat Recovery | 0.04916% | 0.039468 | 2.7276 | Industrial_2026_Technical_GWh_After Competition Groups_Air Compressor Heat Recovery
Industrial | Ind ¦ Creep Heat Controller | 2026 | Technical | GWh | After Competition Groups | 2.554 | 0 | 0 | 5548.0307 | 0.00046035 | 41 | Industrial_2026_Technical_GWh_After Competition Groups_41 | Creep Heat Controller | 0.04603% | 0 | 2.554 | Industrial_2026_Technical_GWh_After Competition Groups_Creep Heat Controller
Industrial | Ind ¦ Efficient Refrigeration Compressor | 2026 | Technical | GWh | After Competition Groups | 2.1866 | 37211.2643 | 0.037211 | 5548.0307 | 0.00039412 | 42 | Industrial_2026_Technical_GWh_After Competition Groups_42 | Efficient Refrigeration Compressor | 0.03941% | 0.037211 | 2.1866 | Industrial_2026_Technical_GWh_After Competition Groups_Efficient Refrigeration Compressor
Industrial | Ind ¦ Optimize Compressed Air Dryer | 2026 | Technical | GWh | After Competition Groups | 1.9727 | 0 | 0 | 5548.0307 | 0.00035556 | 43 | Industrial_2026_Technical_GWh_After Competition Groups_43 | Optimize Compressed Air Dryer | 0.03556% | 0 | 1.9727 | Industrial_2026_Technical_GWh_After Competition Groups_Optimize Compressed Air Dryer
Industrial | Ind ¦ Dual and Natural Exhaust Ventilation Systems | 2026 | Technical | GWh | After Competition Groups | 0.86357 | 0 | 0 | 5548.0307 | 0.00015565 | 44 | Industrial_2026_Technical_GWh_After Competition Groups_44 | Dual and Natural Exhaust Ventilation Systems | 0.01557% | 0 | 0.86357 | Industrial_2026_Technical_GWh_After Competition Groups_Dual and Natural Exhaust Ventilation Systems
Industrial | Ind ¦ Dairy Water Heater | 2026 | Achievable | GWh | After Competition Groups | 0.11182 | 17755.4108 | 0.017755 | 926.7319 | 0.00012066 | 29 | Industrial_2026_Achievable_GWh_After Competition Groups_29 | Dairy Water Heater | 0.01207% | 0.017755 | 0.11182 | Industrial_2026_Achievable_GWh_After Competition Groups_Dairy Water Heater
Industrial | Ind ¦ Dairy Water Heater | 2026 | Technical | GWh | After Competition Groups | 0.50864 | 17755.4108 | 0.017755 | 5548.0307 | 9.1679e-05 | 45 | Industrial_2026_Technical_GWh_After Competition Groups_45 | Dairy Water Heater | 0.009168% | 0.017755 | 0.50864 | Industrial_2026_Technical_GWh_After Competition Groups_Dairy Water Heater
Industrial | Ind ¦ Dairy Water Heater | 2026 | Economic | GWh | After Competition Groups | 0.19999 | 17755.4108 | 0.017755 | 3897.5399 | 5.1312e-05 | 29 | Industrial_2026_Economic_GWh_After Competition Groups_29 | Dairy Water Heater | 0.005131% | 0.017755 | 0.19999 | Industrial_2026_Economic_GWh_After Competition Groups_Dairy Water Heater
Industrial | Ind ¦ Cooling Tower Optimization | 2026 | Achievable | GWh | After Competition Groups | 0 | 0 | 0 | 926.7319 | 0 | 30 | Industrial_2026_Achievable_GWh_After Competition Groups_30 | Cooling Tower Optimization | 0% | 0 | 0 | Industrial_2026_Achievable_GWh_After Competition Groups_Cooling Tower Optimization
Industrial | Ind ¦ Cooling Tower Optimization | 2026 | Economic | GWh | After Competition Groups | 0 | 0 | 0 | 3897.5399 | 0 | 30 | Industrial_2026_Economic_GWh_After Competition Groups_30 | Cooling Tower Optimization | 0% | 0 | 0 | Industrial_2026_Economic_GWh_After Competition Groups_Cooling Tower Optimization
Industrial | Ind ¦ Creep Heat Controller | 2026 | Achievable | GWh | After Competition Groups | 0 | 0 | 0 | 926.7319 | 0 | 31 | Industrial_2026_Achievable_GWh_After Competition Groups_31 | Creep Heat Controller | 0% | 0 | 0 | Industrial_2026_Achievable_GWh_After Competition Groups_Creep Heat Controller
Industrial | Ind ¦ Creep Heat Controller | 2026 | Economic | GWh | After Competition Groups | 0 | 0 | 0 | 3897.5399 | 0 | 31 | Industrial_2026_Economic_GWh_After Competition Groups_31 | Creep Heat Controller | 0% | 0 | 0 | Industrial_2026_Economic_GWh_After Competition Groups_Creep Heat Controller
Industrial | Ind ¦ Dual and Natural Exhaust Ventilation Systems | 2026 | Achievable | GWh | After Competition Groups | 0 | 0 | 0 | 926.7319 | 0 | 32 | Industrial_2026_Achievable_GWh_After Competition Groups_32 | Dual and Natural Exhaust Ventilation Systems | 0% | 0 | 0 | Industrial_2026_Achievable_GWh_After Competition Groups_Dual and Natural Exhaust Ventilation Systems
Industrial | Ind ¦ Dual and Natural Exhaust Ventilation Systems | 2026 | Economic | GWh | After Competition Groups | 0 | 0 | 0 | 3897.5399 | 0 | 32 | Industrial_2026_Economic_GWh_After Competition Groups_32 | Dual and Natural Exhaust Ventilation Systems | 0% | 0 | 0 | Industrial_2026_Economic_GWh_After Competition Groups_Dual and Natural Exhaust Ventilation Systems
Industrial | Ind ¦ Efficient Transformer | 2026 | Achievable | GWh | After Competition Groups | 0 | 0 | 0 | 926.7319 | 0 | 33 | Industrial_2026_Achievable_GWh_After Competition Groups_33 | Efficient Transformer | 0% | 0 | 0 | Industrial_2026_Achievable_GWh_After Competition Groups_Efficient Transformer
Industrial | Ind ¦ Efficient Transformer | 2026 | Economic | GWh | After Competition Groups | 0 | 0 | 0 | 3897.5399 | 0 | 33 | Industrial_2026_Economic_GWh_After Competition Groups_33 | Efficient Transformer | 0% | 0 | 0 | Industrial_2026_Economic_GWh_After Competition Groups_Efficient Transformer
Industrial | Ind ¦ Free Cooling | 2026 | Achievable | GWh | After Competition Groups | 0 | 0 | 0 | 926.7319 | 0 | 34 | Industrial_2026_Achievable_GWh_After Competition Groups_34 | Free Cooling | 0% | 0 | 0 | Industrial_2026_Achievable_GWh_After Competition Groups_Free Cooling
Industrial | Ind ¦ Free Cooling | 2026 | Economic | GWh | After Competition Groups | 0 | 0 | 0 | 3897.5399 | 0 | 34 | Industrial_2026_Economic_GWh_After Competition Groups_34 | Free Cooling | 0% | 0 | 0 | Industrial_2026_Economic_GWh_After Competition Groups_Free Cooling
Industrial | Ind ¦ Heat Lamps/Heat Pad | 2026 | Achievable | GWh | After Competition Groups | 0 | 0 | 0 | 926.7319 | 0 | 35 | Industrial_2026_Achievable_GWh_After Competition Groups_35 | Heat Lamps/Heat Pad | 0% | 0 | 0 | Industrial_2026_Achievable_GWh_After Competition Groups_Heat Lamps/Heat Pad
Industrial | Ind ¦ Heat Lamps/Heat Pad | 2026 | Economic | GWh | After Competition Groups | 0 | 0 | 0 | 3897.5399 | 0 | 35 | Industrial_2026_Economic_GWh_After Competition Groups_35 | Heat Lamps/Heat Pad | 0% | 0 | 0 | Industrial_2026_Economic_GWh_After Competition Groups_Heat Lamps/Heat Pad
Industrial | Ind ¦ High Efficiency Welders | 2026 | Achievable | GWh | After Competition Groups | 0 | 0 | 0 | 926.7319 | 0 | 36 | Industrial_2026_Achievable_GWh_After Competition Groups_36 | High Efficiency Welders | 0% | 0 | 0 | Industrial_2026_Achievable_GWh_After Competition Groups_High Efficiency Welders
Industrial | Ind ¦ High Efficiency Welders | 2026 | Economic | GWh | After Competition Groups | 0 | 0 | 0 | 3897.5399 | 0 | 36 | Industrial_2026_Economic_GWh_After Competition Groups_36 | High Efficiency Welders | 0% | 0 | 0 | Industrial_2026_Economic_GWh_After Competition Groups_High Efficiency Welders
Industrial | Ind ¦ HVLS Fans | 2026 | Achievable | GWh | After Competition Groups | 0 | 0 | 0 | 926.7319 | 0 | 37 | Industrial_2026_Achievable_GWh_After Competition Groups_37 | HVLS Fans | 0% | 0 | 0 | Industrial_2026_Achievable_GWh_After Competition Groups_HVLS Fans
Industrial | Ind ¦ HVLS Fans | 2026 | Economic | GWh | After Competition Groups | 0 | 0 | 0 | 3897.5399 | 0 | 37 | Industrial_2026_Economic_GWh_After Competition Groups_37 | HVLS Fans | 0% | 0 | 0 | Industrial_2026_Economic_GWh_After Competition Groups_HVLS Fans
Industrial | Ind ¦ Low Energy Livestock Waterers | 2026 | Achievable | GWh | After Competition Groups | 0 | 0 | 0 | 926.7319 | 0 | 38 | Industrial_2026_Achievable_GWh_After Competition Groups_38 | Low Energy Livestock Waterers | 0% | 0 | 0 | Industrial_2026_Achievable_GWh_After Competition Groups_Low Energy Livestock Waterers
Industrial | Ind ¦ Low Energy Livestock Waterers | 2026 | Economic | GWh | After Competition Groups | 0 | 0 | 0 | 3897.5399 | 0 | 38 | Industrial_2026_Economic_GWh_After Competition Groups_38 | Low Energy Livestock Waterers | 0% | 0 | 0 | Industrial_2026_Economic_GWh_After Competition Groups_Low Energy Livestock Waterers
Industrial | Ind ¦ Optimize Compressed Air Dryer | 2026 | Achievable | GWh | After Competition Groups | 0 | 0 | 0 | 926.7319 | 0 | 39 | Industrial_2026_Achievable_GWh_After Competition Groups_39 | Optimize Compressed Air Dryer | 0% | 0 | 0 | Industrial_2026_Achievable_GWh_After Competition Groups_Optimize Compressed Air Dryer
Industrial | Ind ¦ Optimize Compressed Air Dryer | 2026 | Economic | GWh | After Competition Groups | 0 | 0 | 0 | 3897.5399 | 0 | 39 | Industrial_2026_Economic_GWh_After Competition Groups_39 | Optimize Compressed Air Dryer | 0% | 0 | 0 | Industrial_2026_Economic_GWh_After Competition Groups_Optimize Compressed Air Dryer
Industrial | Ind ¦ Premium Efficient Motors | 2026 | Achievable | GWh | After Competition Groups | 0 | 0 | 0 | 926.7319 | 0 | 40 | Industrial_2026_Achievable_GWh_After Competition Groups_40 | Premium Efficient Motors | 0% | 0 | 0 | Industrial_2026_Achievable_GWh_After Competition Groups_Premium Efficient Motors
Industrial | Ind ¦ Premium Efficient Motors | 2026 | Economic | GWh | After Competition Groups | 0 | 0 | 0 | 3897.5399 | 0 | 40 | Industrial_2026_Economic_GWh_After Competition Groups_40 | Premium Efficient Motors | 0% | 0 | 0 | Industrial_2026_Economic_GWh_After Competition Groups_Premium Efficient Motors
Industrial | Ind ¦ Synchronous Belts | 2026 | Achievable | GWh | After Competition Groups | 0 | 0 | 0 | 926.7319 | 0 | 41 | Industrial_2026_Achievable_GWh_After Competition Groups_41 | Synchronous Belts | 0% | 0 | 0 | Industrial_2026_Achievable_GWh_After Competition Groups_Synchronous Belts
Industrial | Ind ¦ Synchronous Belts | 2026 | Economic | GWh | After Competition Groups | 0 | 0 | 0 | 3897.5399 | 0 | 41 | Industrial_2026_Economic_GWh_After Competition Groups_41 | Synchronous Belts | 0% | 0 | 0 | Industrial_2026_Economic_GWh_After Competition Groups_Synchronous Belts
Industrial | Ind ¦ Pump System Optimization | 2027 | Economic | GWh | After Competition Groups | 826.4908 | 24263170.6166 | 24.2632 | 4831.278 | 0.17107 | 1 | Industrial_2027_Economic_GWh_After Competition Groups_1 | Pump System Optimization | 17.11% | 24.2632 | 826.4908 | Industrial_2027_Economic_GWh_After Competition Groups_Pump System Optimization
Industrial | Ind ¦ Pump System Optimization | 2027 | Achievable | GWh | After Competition Groups | 202.5198 | 24263170.6166 | 24.2632 | 1269.574 | 0.15952 | 1 | Industrial_2027_Achievable_GWh_After Competition Groups_1 | Pump System Optimization | 15.95% | 24.2632 | 202.5198 | Industrial_2027_Achievable_GWh_After Competition Groups_Pump System Optimization
Industrial | Ind ¦ Pump System Optimization | 2027 | Technical | GWh | After Competition Groups | 843.9304 | 24263170.6166 | 24.2632 | 5771.8187 | 0.14622 | 1 | Industrial_2027_Technical_GWh_After Competition Groups_1 | Pump System Optimization | 14.62% | 24.2632 | 843.9304 | Industrial_2027_Technical_GWh_After Competition Groups_Pump System Optimization
Industrial | Ind ¦ Air Leak Survey and Repair | 2027 | Achievable | GWh | After Competition Groups | 164.8382 | 704642.1981 | 0.70464 | 1269.574 | 0.12984 | 2 | Industrial_2027_Achievable_GWh_After Competition Groups_2 | Air Leak Survey and Repair | 12.98% | 0.70464 | 164.8382 | Industrial_2027_Achievable_GWh_After Competition Groups_Air Leak Survey and Repair
Industrial | Ind ¦ Air Leak Survey and Repair | 2027 | Economic | GWh | After Competition Groups | 586.316 | 704642.1981 | 0.70464 | 4831.278 | 0.12136 | 2 | Industrial_2027_Economic_GWh_After Competition Groups_2 | Air Leak Survey and Repair | 12.14% | 0.70464 | 586.316 | Industrial_2027_Economic_GWh_After Competition Groups_Air Leak Survey and Repair
Industrial | Ind ¦ Air Compressor Optimization | 2027 | Achievable | GWh | After Competition Groups | 141.9874 | 1645417.4277 | 1.6454 | 1269.574 | 0.11184 | 3 | Industrial_2027_Achievable_GWh_After Competition Groups_3 | Air Compressor Optimization | 11.18% | 1.6454 | 141.9874 | Industrial_2027_Achievable_GWh_After Competition Groups_Air Compressor Optimization
Industrial | Ind ¦ HE Lighting | 2027 | Technical | GWh | After Competition Groups | 596.6532 | 4639868.4937 | 4.6399 | 5771.8187 | 0.10337 | 2 | Industrial_2027_Technical_GWh_After Competition Groups_2 | HE Lighting | 10.34% | 4.6399 | 596.6532 | Industrial_2027_Technical_GWh_After Competition Groups_HE Lighting
Industrial | Ind ¦ Air Leak Survey and Repair | 2027 | Technical | GWh | After Competition Groups | 586.316 | 704642.1981 | 0.70464 | 5771.8187 | 0.10158 | 3 | Industrial_2027_Technical_GWh_After Competition Groups_3 | Air Leak Survey and Repair | 10.16% | 0.70464 | 586.316 | Industrial_2027_Technical_GWh_After Competition Groups_Air Leak Survey and Repair
Industrial | Ind ¦ Recommissioning | 2027 | Achievable | GWh | After Competition Groups | 128.8771 | 3312521.6353 | 3.3125 | 1269.574 | 0.10151 | 4 | Industrial_2027_Achievable_GWh_After Competition Groups_4 | Recommissioning | 10.15% | 3.3125 | 128.8771 | Industrial_2027_Achievable_GWh_After Competition Groups_Recommissioning
Industrial | Ind ¦ SEM | 2027 | Achievable | GWh | After Competition Groups | 128.8771 | 3312521.6353 | 3.3125 | 1269.574 | 0.10151 | 5 | Industrial_2027_Achievable_GWh_After Competition Groups_5 | SEM | 10.15% | 3.3125 | 128.8771 | Industrial_2027_Achievable_GWh_After Competition Groups_SEM
Industrial | Ind ¦ Recommissioning | 2027 | Economic | GWh | After Competition Groups | 455.9782 | 3312521.6353 | 3.3125 | 4831.278 | 0.09438 | 3 | Industrial_2027_Economic_GWh_After Competition Groups_3 | Recommissioning | 9.438% | 3.3125 | 455.9782 | Industrial_2027_Economic_GWh_After Competition Groups_Recommissioning
Industrial | Ind ¦ SEM | 2027 | Economic | GWh | After Competition Groups | 455.9782 | 3312521.6353 | 3.3125 | 4831.278 | 0.09438 | 4 | Industrial_2027_Economic_GWh_After Competition Groups_4 | SEM | 9.438% | 3.3125 | 455.9782 | Industrial_2027_Economic_GWh_After Competition Groups_SEM
Industrial | Ind ¦ Air Compressor Optimization | 2027 | Economic | GWh | After Competition Groups | 397.7153 | 1645417.4277 | 1.6454 | 4831.278 | 0.082321 | 5 | Industrial_2027_Economic_GWh_After Competition Groups_5 | Air Compressor Optimization | 8.232% | 1.6454 | 397.7153 | Industrial_2027_Economic_GWh_After Competition Groups_Air Compressor Optimization
Industrial | Ind ¦ Pump Equipment Upgrade | 2027 | Economic | GWh | After Competition Groups | 385.6304 | 14410848.0338 | 14.4108 | 4831.278 | 0.07982 | 6 | Industrial_2027_Economic_GWh_After Competition Groups_6 | Pump Equipment Upgrade | 7.982% | 14.4108 | 385.6304 | Industrial_2027_Economic_GWh_After Competition Groups_Pump Equipment Upgrade
Industrial | Ind ¦ Recommissioning | 2027 | Technical | GWh | After Competition Groups | 455.9782 | 3312521.6353 | 3.3125 | 5771.8187 | 0.079001 | 4 | Industrial_2027_Technical_GWh_After Competition Groups_4 | Recommissioning | 7.9% | 3.3125 | 455.9782 | Industrial_2027_Technical_GWh_After Competition Groups_Recommissioning
Industrial | Ind ¦ SEM | 2027 | Technical | GWh | After Competition Groups | 455.9782 | 3312521.6353 | 3.3125 | 5771.8187 | 0.079001 | 5 | Industrial_2027_Technical_GWh_After Competition Groups_5 | SEM | 7.9% | 3.3125 | 455.9782 | Industrial_2027_Technical_GWh_After Competition Groups_SEM
Industrial | Ind ¦ Greenhouse Grow Lights | 2027 | Economic | GWh | After Competition Groups | 370.4462 | 15014679.6865 | 15.0147 | 4831.278 | 0.076677 | 7 | Industrial_2027_Economic_GWh_After Competition Groups_7 | Greenhouse Grow Lights | 7.668% | 15.0147 | 370.4462 | Industrial_2027_Economic_GWh_After Competition Groups_Greenhouse Grow Lights
Industrial | Ind ¦ Pump Equipment Upgrade | 2027 | Achievable | GWh | After Competition Groups | 97.164 | 14410848.0338 | 14.4108 | 1269.574 | 0.076533 | 6 | Industrial_2027_Achievable_GWh_After Competition Groups_6 | Pump Equipment Upgrade | 7.653% | 14.4108 | 97.164 | Industrial_2027_Achievable_GWh_After Competition Groups_Pump Equipment Upgrade
Industrial | Ind ¦ Greenhouse Grow Lights | 2027 | Achievable | GWh | After Competition Groups | 96.9657 | 15014679.6865 | 15.0147 | 1269.574 | 0.076377 | 7 | Industrial_2027_Achievable_GWh_After Competition Groups_7 | Greenhouse Grow Lights | 7.638% | 15.0147 | 96.9657 | Industrial_2027_Achievable_GWh_After Competition Groups_Greenhouse Grow Lights
Industrial | Ind ¦ Efficient Compressed Air Nozzles | 2027 | Economic | GWh | After Competition Groups | 344.3403 | 517722.1409 | 0.51772 | 4831.278 | 0.071273 | 8 | Industrial_2027_Economic_GWh_After Competition Groups_8 | Efficient Compressed Air Nozzles | 7.127% | 0.51772 | 344.3403 | Industrial_2027_Economic_GWh_After Competition Groups_Efficient Compressed Air Nozzles
Industrial | Ind ¦ Air Compressor Optimization | 2027 | Technical | GWh | After Competition Groups | 397.7153 | 1645417.4277 | 1.6454 | 5771.8187 | 0.068906 | 6 | Industrial_2027_Technical_GWh_After Competition Groups_6 | Air Compressor Optimization | 6.891% | 1.6454 | 397.7153 | Industrial_2027_Technical_GWh_After Competition Groups_Air Compressor Optimization
Industrial | Ind ¦ Pump Equipment Upgrade | 2027 | Technical | GWh | After Competition Groups | 385.6304 | 14410848.0338 | 14.4108 | 5771.8187 | 0.066813 | 7 | Industrial_2027_Technical_GWh_After Competition Groups_7 | Pump Equipment Upgrade | 6.681% | 14.4108 | 385.6304 | Industrial_2027_Technical_GWh_After Competition Groups_Pump Equipment Upgrade
Industrial | Ind ¦ High Efficiency HVAC Fans | 2027 | Achievable | GWh | After Competition Groups | 84.2975 | 3689163.5799 | 3.6892 | 1269.574 | 0.066398 | 8 | Industrial_2027_Achievable_GWh_After Competition Groups_8 | High Efficiency HVAC Fans | 6.64% | 3.6892 | 84.2975 | Industrial_2027_Achievable_GWh_After Competition Groups_High Efficiency HVAC Fans
Industrial | Ind ¦ Greenhouse Grow Lights | 2027 | Technical | GWh | After Competition Groups | 370.4462 | 15014679.6865 | 15.0147 | 5771.8187 | 0.064182 | 8 | Industrial_2027_Technical_GWh_After Competition Groups_8 | Greenhouse Grow Lights | 6.418% | 15.0147 | 370.4462 | Industrial_2027_Technical_GWh_After Competition Groups_Greenhouse Grow Lights
Industrial | Ind ¦ Efficient Compressed Air Nozzles | 2027 | Achievable | GWh | After Competition Groups | 76.8252 | 517722.1409 | 0.51772 | 1269.574 | 0.060513 | 9 | Industrial_2027_Achievable_GWh_After Competition Groups_9 | Efficient Compressed Air Nozzles | 6.051% | 0.51772 | 76.8252 | Industrial_2027_Achievable_GWh_After Competition Groups_Efficient Compressed Air Nozzles
Industrial | Ind ¦ Efficient Compressed Air Nozzles | 2027 | Technical | GWh | After Competition Groups | 344.3403 | 517722.1409 | 0.51772 | 5771.8187 | 0.059659 | 9 | Industrial_2027_Technical_GWh_After Competition Groups_9 | Efficient Compressed Air Nozzles | 5.966% | 0.51772 | 344.3403 | Industrial_2027_Technical_GWh_After Competition Groups_Efficient Compressed Air Nozzles
Industrial | Ind ¦ High Efficiency HVAC Fans | 2027 | Economic | GWh | After Competition Groups | 269.1048 | 3689163.5799 | 3.6892 | 4831.278 | 0.055701 | 9 | Industrial_2027_Economic_GWh_After Competition Groups_9 | High Efficiency HVAC Fans | 5.57% | 3.6892 | 269.1048 | Industrial_2027_Economic_GWh_After Competition Groups_High Efficiency HVAC Fans
Industrial | Ind ¦ High Efficiency HVAC Fans | 2027 | Technical | GWh | After Competition Groups | 269.1048 | 3689163.5799 | 3.6892 | 5771.8187 | 0.046624 | 10 | Industrial_2027_Technical_GWh_After Competition Groups_10 | High Efficiency HVAC Fans | 4.662% | 3.6892 | 269.1048 | Industrial_2027_Technical_GWh_After Competition Groups_High Efficiency HVAC Fans
Industrial | Ind ¦ Process Optimization (Elec) | 2027 | Economic | GWh | After Competition Groups | 168.5353 | 199746.4244 | 0.19975 | 4831.278 | 0.034884 | 10 | Industrial_2027_Economic_GWh_After Competition Groups_10 | Process Optimization (Elec) | 3.488% | 0.19975 | 168.5353 | Industrial_2027_Economic_GWh_After Competition Groups_Process Optimization (Elec)
Industrial | Ind ¦ HE Lighting | 2027 | Economic | GWh | After Competition Groups | 161.3996 | 4639868.4937 | 4.6399 | 4831.278 | 0.033407 | 11 | Industrial_2027_Economic_GWh_After Competition Groups_11 | HE Lighting | 3.341% | 4.6399 | 161.3996 | Industrial_2027_Economic_GWh_After Competition Groups_HE Lighting
Industrial | Ind ¦ Process Optimization (Elec) | 2027 | Technical | GWh | After Competition Groups | 168.5353 | 199746.4244 | 0.19975 | 5771.8187 | 0.0292 | 11 | Industrial_2027_Technical_GWh_After Competition Groups_11 | Process Optimization (Elec) | 2.92% | 0.19975 | 168.5353 | Industrial_2027_Technical_GWh_After Competition Groups_Process Optimization (Elec)
Industrial | Ind ¦ Premium Efficient Motors | 2027 | Technical | GWh | After Competition Groups | 148.1952 | 0 | 0 | 5771.8187 | 0.025676 | 12 | Industrial_2027_Technical_GWh_After Competition Groups_12 | Premium Efficient Motors | 2.568% | 0 | 148.1952 | Industrial_2027_Technical_GWh_After Competition Groups_Premium Efficient Motors
Industrial | Ind ¦ Fan System Optimization | 2027 | Achievable | GWh | After Competition Groups | 20.1483 | 1921103.1805 | 1.9211 | 1269.574 | 0.01587 | 10 | Industrial_2027_Achievable_GWh_After Competition Groups_10 | Fan System Optimization | 1.587% | 1.9211 | 20.1483 | Industrial_2027_Achievable_GWh_After Competition Groups_Fan System Optimization
Industrial | Ind ¦ Material Handling Improvements | 2027 | Achievable | GWh | After Competition Groups | 19.9388 | 198953.9063 | 0.19895 | 1269.574 | 0.015705 | 11 | Industrial_2027_Achievable_GWh_After Competition Groups_11 | Material Handling Improvements | 1.571% | 0.19895 | 19.9388 | Industrial_2027_Achievable_GWh_After Competition Groups_Material Handling Improvements
Industrial | Ind ¦ HE Lighting | 2027 | Achievable | GWh | After Competition Groups | 19.3028 | 4639868.4937 | 4.6399 | 1269.574 | 0.015204 | 12 | Industrial_2027_Achievable_GWh_After Competition Groups_12 | HE Lighting | 1.52% | 4.6399 | 19.3028 | Industrial_2027_Achievable_GWh_After Competition Groups_HE Lighting
Industrial | Ind ¦ HE HVAC Controls | 2027 | Technical | GWh | After Competition Groups | 74.9388 | 0 | 0 | 5771.8187 | 0.012984 | 13 | Industrial_2027_Technical_GWh_After Competition Groups_13 | HE HVAC Controls | 1.298% | 0 | 74.9388 | Industrial_2027_Technical_GWh_After Competition Groups_HE HVAC Controls
Industrial | Ind ¦ Pulp and Paper Process Improvements | 2027 | Achievable | GWh | After Competition Groups | 16.4613 | 1916328.9851 | 1.9163 | 1269.574 | 0.012966 | 13 | Industrial_2027_Achievable_GWh_After Competition Groups_13 | Pulp and Paper Process Improvements | 1.297% | 1.9163 | 16.4613 | Industrial_2027_Achievable_GWh_After Competition Groups_Pulp and Paper Process Improvements
Industrial | Ind ¦ Pulp and Paper Process Improvements | 2027 | Economic | GWh | After Competition Groups | 62.1073 | 1916328.9851 | 1.9163 | 4831.278 | 0.012855 | 12 | Industrial_2027_Economic_GWh_After Competition Groups_12 | Pulp and Paper Process Improvements | 1.286% | 1.9163 | 62.1073 | Industrial_2027_Economic_GWh_After Competition Groups_Pulp and Paper Process Improvements
Industrial | Ind ¦ Fan System Optimization | 2027 | Economic | GWh | After Competition Groups | 59.6554 | 1921103.1805 | 1.9211 | 4831.278 | 0.012348 | 13 | Industrial_2027_Economic_GWh_After Competition Groups_13 | Fan System Optimization | 1.235% | 1.9211 | 59.6554 | Industrial_2027_Economic_GWh_After Competition Groups_Fan System Optimization
Industrial | Ind ¦ Material Handling Improvements | 2027 | Economic | GWh | After Competition Groups | 53.6972 | 198953.9063 | 0.19895 | 4831.278 | 0.011115 | 14 | Industrial_2027_Economic_GWh_After Competition Groups_14 | Material Handling Improvements | 1.111% | 0.19895 | 53.6972 | Industrial_2027_Economic_GWh_After Competition Groups_Material Handling Improvements
Industrial | Ind ¦ Pulp and Paper Process Improvements | 2027 | Technical | GWh | After Competition Groups | 62.1073 | 1916328.9851 | 1.9163 | 5771.8187 | 0.01076 | 14 | Industrial_2027_Technical_GWh_After Competition Groups_14 | Pulp and Paper Process Improvements | 1.076% | 1.9163 | 62.1073 | Industrial_2027_Technical_GWh_After Competition Groups_Pulp and Paper Process Improvements
Industrial | Ind ¦ Fan System Optimization | 2027 | Technical | GWh | After Competition Groups | 59.6554 | 1921103.1805 | 1.9211 | 5771.8187 | 0.010336 | 15 | Industrial_2027_Technical_GWh_After Competition Groups_15 | Fan System Optimization | 1.034% | 1.9211 | 59.6554 | Industrial_2027_Technical_GWh_After Competition Groups_Fan System Optimization
Industrial | Ind ¦ HE HVAC Units | 2027 | Technical | GWh | After Competition Groups | 56.1248 | 0 | 0 | 5771.8187 | 0.0097239 | 16 | Industrial_2027_Technical_GWh_After Competition Groups_16 | HE HVAC Units | 0.9724% | 0 | 56.1248 | Industrial_2027_Technical_GWh_After Competition Groups_HE HVAC Units
Industrial | Ind ¦ Material Handling Improvements | 2027 | Technical | GWh | After Competition Groups | 53.6972 | 198953.9063 | 0.19895 | 5771.8187 | 0.0093033 | 17 | Industrial_2027_Technical_GWh_After Competition Groups_17 | Material Handling Improvements | 0.9303% | 0.19895 | 53.6972 | Industrial_2027_Technical_GWh_After Competition Groups_Material Handling Improvements
Industrial | Ind ¦ Refiner Plate Improvements | 2027 | Economic | GWh | After Competition Groups | 40.4463 | 202669.6065 | 0.20267 | 4831.278 | 0.0083718 | 15 | Industrial_2027_Economic_GWh_After Competition Groups_15 | Refiner Plate Improvements | 0.8372% | 0.20267 | 40.4463 | Industrial_2027_Economic_GWh_After Competition Groups_Refiner Plate Improvements
Industrial | Ind ¦ Efficient Irrigation | 2027 | Technical | GWh | After Competition Groups | 45.2509 | 372773.1353 | 0.37277 | 5771.8187 | 0.00784 | 18 | Industrial_2027_Technical_GWh_After Competition Groups_18 | Efficient Irrigation | 0.784% | 0.37277 | 45.2509 | Industrial_2027_Technical_GWh_After Competition Groups_Efficient Irrigation
Industrial | Ind ¦ Process Heat Recovery | 2027 | Achievable | GWh | After Competition Groups | 9.3869 | 520447.7876 | 0.52045 | 1269.574 | 0.0073938 | 14 | Industrial_2027_Achievable_GWh_After Competition Groups_14 | Process Heat Recovery | 0.7394% | 0.52045 | 9.3869 | Industrial_2027_Achievable_GWh_After Competition Groups_Process Heat Recovery
Industrial | Ind ¦ VAV Conversion Project | 2027 | Achievable | GWh | After Competition Groups | 9.3254 | 760554.5892 | 0.76055 | 1269.574 | 0.0073453 | 15 | Industrial_2027_Achievable_GWh_After Competition Groups_15 | VAV Conversion Project | 0.7345% | 0.76055 | 9.3254 | Industrial_2027_Achievable_GWh_After Competition Groups_VAV Conversion Project
Industrial | Ind ¦ Process Heat Recovery | 2027 | Economic | GWh | After Competition Groups | 34.5205 | 520447.7876 | 0.52045 | 4831.278 | 0.0071452 | 16 | Industrial_2027_Economic_GWh_After Competition Groups_16 | Process Heat Recovery | 0.7145% | 0.52045 | 34.5205 | Industrial_2027_Economic_GWh_After Competition Groups_Process Heat Recovery
Industrial | Ind ¦ Cold Storage Retrofit | 2027 | Technical | GWh | After Competition Groups | 40.6264 | 0 | 0 | 5771.8187 | 0.0070388 | 19 | Industrial_2027_Technical_GWh_After Competition Groups_19 | Cold Storage Retrofit | 0.7039% | 0 | 40.6264 | Industrial_2027_Technical_GWh_After Competition Groups_Cold Storage Retrofit
Industrial | Ind ¦ Refiner Plate Improvements | 2027 | Achievable | GWh | After Competition Groups | 8.8969 | 202669.6065 | 0.20267 | 1269.574 | 0.0070078 | 16 | Industrial_2027_Achievable_GWh_After Competition Groups_16 | Refiner Plate Improvements | 0.7008% | 0.20267 | 8.8969 | Industrial_2027_Achievable_GWh_After Competition Groups_Refiner Plate Improvements
Industrial | Ind ¦ Refiner Plate Improvements | 2027 | Technical | GWh | After Competition Groups | 40.4463 | 202669.6065 | 0.20267 | 5771.8187 | 0.0070076 | 20 | Industrial_2027_Technical_GWh_After Competition Groups_20 | Refiner Plate Improvements | 0.7008% | 0.20267 | 40.4463 | Industrial_2027_Technical_GWh_After Competition Groups_Refiner Plate Improvements
Industrial | Ind ¦ VAV Conversion Project | 2027 | Economic | GWh | After Competition Groups | 32.6275 | 760554.5892 | 0.76055 | 4831.278 | 0.0067534 | 17 | Industrial_2027_Economic_GWh_After Competition Groups_17 | VAV Conversion Project | 0.6753% | 0.76055 | 32.6275 | Industrial_2027_Economic_GWh_After Competition Groups_VAV Conversion Project
Industrial | Ind ¦ Process Optimization (Elec) | 2027 | Achievable | GWh | After Competition Groups | 8.0374 | 199746.4244 | 0.19975 | 1269.574 | 0.0063308 | 17 | Industrial_2027_Achievable_GWh_After Competition Groups_17 | Process Optimization (Elec) | 0.6331% | 0.19975 | 8.0374 | Industrial_2027_Achievable_GWh_After Competition Groups_Process Optimization (Elec)
Industrial | Ind ¦ Process Heat Recovery | 2027 | Technical | GWh | After Competition Groups | 34.5205 | 520447.7876 | 0.52045 | 5771.8187 | 0.0059809 | 21 | Industrial_2027_Technical_GWh_After Competition Groups_21 | Process Heat Recovery | 0.5981% | 0.52045 | 34.5205 | Industrial_2027_Technical_GWh_After Competition Groups_Process Heat Recovery
Industrial | Ind ¦ VAV Conversion Project | 2027 | Technical | GWh | After Competition Groups | 32.6275 | 760554.5892 | 0.76055 | 5771.8187 | 0.0056529 | 22 | Industrial_2027_Technical_GWh_After Competition Groups_22 | VAV Conversion Project | 0.5653% | 0.76055 | 32.6275 | Industrial_2027_Technical_GWh_After Competition Groups_VAV Conversion Project
Industrial | Ind ¦ Improved Controls - Process Cooling | 2027 | Achievable | GWh | After Competition Groups | 6.8675 | 340935.4695 | 0.34094 | 1269.574 | 0.0054093 | 18 | Industrial_2027_Achievable_GWh_After Competition Groups_18 | Improved Controls - Process Cooling | 0.5409% | 0.34094 | 6.8675 | Industrial_2027_Achievable_GWh_After Competition Groups_Improved Controls - Process Cooling
Industrial | Ind ¦ Improved Controls - Process Cooling | 2027 | Economic | GWh | After Competition Groups | 24.2434 | 340935.4695 | 0.34094 | 4831.278 | 0.005018 | 18 | Industrial_2027_Economic_GWh_After Competition Groups_18 | Improved Controls - Process Cooling | 0.5018% | 0.34094 | 24.2434 | Industrial_2027_Economic_GWh_After Competition Groups_Improved Controls - Process Cooling
Industrial | Ind ¦ Ventilation Optimization | 2027 | Technical | GWh | After Competition Groups | 26.2766 | 475195.8999 | 0.4752 | 5771.8187 | 0.0045526 | 23 | Industrial_2027_Technical_GWh_After Competition Groups_23 | Ventilation Optimization | 0.4553% | 0.4752 | 26.2766 | Industrial_2027_Technical_GWh_After Competition Groups_Ventilation Optimization
Industrial | Ind ¦ High Efficiency Battery Charger | 2027 | Achievable | GWh | After Competition Groups | 5.7367 | 576624.0362 | 0.57662 | 1269.574 | 0.0045186 | 19 | Industrial_2027_Achievable_GWh_After Competition Groups_19 | High Efficiency Battery Charger | 0.4519% | 0.57662 | 5.7367 | Industrial_2027_Achievable_GWh_After Competition Groups_High Efficiency Battery Charger
Industrial | Ind ¦ Improved Controls - Process Cooling | 2027 | Technical | GWh | After Competition Groups | 24.2434 | 340935.4695 | 0.34094 | 5771.8187 | 0.0042003 | 24 | Industrial_2027_Technical_GWh_After Competition Groups_24 | Improved Controls - Process Cooling | 0.42% | 0.34094 | 24.2434 | Industrial_2027_Technical_GWh_After Competition Groups_Improved Controls - Process Cooling
Industrial | Ind ¦ High Efficiency Battery Charger | 2027 | Economic | GWh | After Competition Groups | 19.6841 | 576624.0362 | 0.57662 | 4831.278 | 0.0040743 | 19 | Industrial_2027_Economic_GWh_After Competition Groups_19 | High Efficiency Battery Charger | 0.4074% | 0.57662 | 19.6841 | Industrial_2027_Economic_GWh_After Competition Groups_High Efficiency Battery Charger
Industrial | Ind ¦ Efficient Irrigation | 2027 | Economic | GWh | After Competition Groups | 18.5423 | 372773.1353 | 0.37277 | 4831.278 | 0.003838 | 20 | Industrial_2027_Economic_GWh_After Competition Groups_20 | Efficient Irrigation | 0.3838% | 0.37277 | 18.5423 | Industrial_2027_Economic_GWh_After Competition Groups_Efficient Irrigation
Industrial | Ind ¦ Process Improvements | 2027 | Achievable | GWh | After Competition Groups | 4.7488 | 182980.5051 | 0.18298 | 1269.574 | 0.0037405 | 20 | Industrial_2027_Achievable_GWh_After Competition Groups_20 | Process Improvements | 0.374% | 0.18298 | 4.7488 | Industrial_2027_Achievable_GWh_After Competition Groups_Process Improvements
Industrial | Ind ¦ Synchronous Belts | 2027 | Technical | GWh | After Competition Groups | 20.804 | 0 | 0 | 5771.8187 | 0.0036044 | 25 | Industrial_2027_Technical_GWh_After Competition Groups_25 | Synchronous Belts | 0.3604% | 0 | 20.804 | Industrial_2027_Technical_GWh_After Competition Groups_Synchronous Belts
Industrial | Ind ¦ HVLS Fans | 2027 | Technical | GWh | After Competition Groups | 20.4816 | 0 | 0 | 5771.8187 | 0.0035486 | 26 | Industrial_2027_Technical_GWh_After Competition Groups_26 | HVLS Fans | 0.3549% | 0 | 20.4816 | Industrial_2027_Technical_GWh_After Competition Groups_HVLS Fans
Industrial | Ind ¦ Process Improvements | 2027 | Economic | GWh | After Competition Groups | 17.0151 | 182980.5051 | 0.18298 | 4831.278 | 0.0035219 | 21 | Industrial_2027_Economic_GWh_After Competition Groups_21 | Process Improvements | 0.3522% | 0.18298 | 17.0151 | Industrial_2027_Economic_GWh_After Competition Groups_Process Improvements
Industrial | Ind ¦ High Efficiency Battery Charger | 2027 | Technical | GWh | After Competition Groups | 19.6841 | 576624.0362 | 0.57662 | 5771.8187 | 0.0034104 | 27 | Industrial_2027_Technical_GWh_After Competition Groups_27 | High Efficiency Battery Charger | 0.341% | 0.57662 | 19.6841 | Industrial_2027_Technical_GWh_After Competition Groups_High Efficiency Battery Charger
Industrial | Ind ¦ Process Improvements | 2027 | Technical | GWh | After Competition Groups | 17.0151 | 182980.5051 | 0.18298 | 5771.8187 | 0.002948 | 28 | Industrial_2027_Technical_GWh_After Competition Groups_28 | Process Improvements | 0.2948% | 0.18298 | 17.0151 | Industrial_2027_Technical_GWh_After Competition Groups_Process Improvements
Industrial | Ind ¦ Refrigeration Compressor VFD | 2027 | Achievable | GWh | After Competition Groups | 3.581 | 411322.4446 | 0.41132 | 1269.574 | 0.0028206 | 21 | Industrial_2027_Achievable_GWh_After Competition Groups_21 | Refrigeration Compressor VFD | 0.2821% | 0.41132 | 3.581 | Industrial_2027_Achievable_GWh_After Competition Groups_Refrigeration Compressor VFD
Industrial | Ind ¦ Ventilation Optimization | 2027 | Achievable | GWh | After Competition Groups | 3.5262 | 475195.8999 | 0.4752 | 1269.574 | 0.0027775 | 22 | Industrial_2027_Achievable_GWh_After Competition Groups_22 | Ventilation Optimization | 0.2777% | 0.4752 | 3.5262 | Industrial_2027_Achievable_GWh_After Competition Groups_Ventilation Optimization
Industrial | Ind ¦ Low Energy Livestock Waterers | 2027 | Technical | GWh | After Competition Groups | 15.6771 | 0 | 0 | 5771.8187 | 0.0027161 | 29 | Industrial_2027_Technical_GWh_After Competition Groups_29 | Low Energy Livestock Waterers | 0.2716% | 0 | 15.6771 | Industrial_2027_Technical_GWh_After Competition Groups_Low Energy Livestock Waterers
Industrial | Ind ¦ Refrigeration Compressor VFD | 2027 | Economic | GWh | After Competition Groups | 12.1017 | 411322.4446 | 0.41132 | 4831.278 | 0.0025049 | 22 | Industrial_2027_Economic_GWh_After Competition Groups_22 | Refrigeration Compressor VFD | 0.2505% | 0.41132 | 12.1017 | Industrial_2027_Economic_GWh_After Competition Groups_Refrigeration Compressor VFD
Industrial | Ind ¦ Improved Controls - Process Heating | 2027 | Achievable | GWh | After Competition Groups | 2.9805 | 149581.6062 | 0.14958 | 1269.574 | 0.0023477 | 23 | Industrial_2027_Achievable_GWh_After Competition Groups_23 | Improved Controls - Process Heating | 0.2348% | 0.14958 | 2.9805 | Industrial_2027_Achievable_GWh_After Competition Groups_Improved Controls - Process Heating
Industrial | Ind ¦ Improved Controls - Process Heating | 2027 | Economic | GWh | After Competition Groups | 10.3344 | 149581.6062 | 0.14958 | 4831.278 | 0.0021391 | 23 | Industrial_2027_Economic_GWh_After Competition Groups_23 | Improved Controls - Process Heating | 0.2139% | 0.14958 | 10.3344 | Industrial_2027_Economic_GWh_After Competition Groups_Improved Controls - Process Heating
Industrial | Ind ¦ Dairy Pre-Cooler | 2027 | Technical | GWh | After Competition Groups | 12.1702 | 251037.6233 | 0.25104 | 5771.8187 | 0.0021086 | 30 | Industrial_2027_Technical_GWh_After Competition Groups_30 | Dairy Pre-Cooler | 0.2109% | 0.25104 | 12.1702 | Industrial_2027_Technical_GWh_After Competition Groups_Dairy Pre-Cooler
Industrial | Ind ¦ Refrigeration Compressor VFD | 2027 | Technical | GWh | After Competition Groups | 12.1017 | 411322.4446 | 0.41132 | 5771.8187 | 0.0020967 | 31 | Industrial_2027_Technical_GWh_After Competition Groups_31 | Refrigeration Compressor VFD | 0.2097% | 0.41132 | 12.1017 | Industrial_2027_Technical_GWh_After Competition Groups_Refrigeration Compressor VFD
Industrial | Ind ¦ Chiller Optimization | 2027 | Technical | GWh | After Competition Groups | 11.3999 | 0 | 0 | 5771.8187 | 0.0019751 | 32 | Industrial_2027_Technical_GWh_After Competition Groups_32 | Chiller Optimization | 0.1975% | 0 | 11.3999 | Industrial_2027_Technical_GWh_After Competition Groups_Chiller Optimization
Industrial | Ind ¦ Free Cooling | 2027 | Technical | GWh | After Competition Groups | 10.4889 | 0 | 0 | 5771.8187 | 0.0018173 | 33 | Industrial_2027_Technical_GWh_After Competition Groups_33 | Free Cooling | 0.1817% | 0 | 10.4889 | Industrial_2027_Technical_GWh_After Competition Groups_Free Cooling
Industrial | Ind ¦ Improved Controls - Process Heating | 2027 | Technical | GWh | After Competition Groups | 10.3344 | 149581.6062 | 0.14958 | 5771.8187 | 0.0017905 | 34 | Industrial_2027_Technical_GWh_After Competition Groups_34 | Improved Controls - Process Heating | 0.179% | 0.14958 | 10.3344 | Industrial_2027_Technical_GWh_After Competition Groups_Improved Controls - Process Heating
Industrial | Ind ¦ Dairy Pre-Cooler | 2027 | Achievable | GWh | After Competition Groups | 2.2074 | 251037.6233 | 0.25104 | 1269.574 | 0.0017387 | 24 | Industrial_2027_Achievable_GWh_After Competition Groups_24 | Dairy Pre-Cooler | 0.1739% | 0.25104 | 2.2074 | Industrial_2027_Achievable_GWh_After Competition Groups_Dairy Pre-Cooler
Industrial | Ind ¦ Efficient Transformer | 2027 | Technical | GWh | After Competition Groups | 9.842 | 0 | 0 | 5771.8187 | 0.0017052 | 35 | Industrial_2027_Technical_GWh_After Competition Groups_35 | Efficient Transformer | 0.1705% | 0 | 9.842 | Industrial_2027_Technical_GWh_After Competition Groups_Efficient Transformer
Industrial | Ind ¦ Efficient Irrigation | 2027 | Achievable | GWh | After Competition Groups | 2.0777 | 372773.1353 | 0.37277 | 1269.574 | 0.0016365 | 25 | Industrial_2027_Achievable_GWh_After Competition Groups_25 | Efficient Irrigation | 0.1637% | 0.37277 | 2.0777 | Industrial_2027_Achievable_GWh_After Competition Groups_Efficient Irrigation
Industrial | Ind ¦ Cooling Tower Optimization | 2027 | Technical | GWh | After Competition Groups | 8.6452 | 0 | 0 | 5771.8187 | 0.0014978 | 36 | Industrial_2027_Technical_GWh_After Competition Groups_36 | Cooling Tower Optimization | 0.1498% | 0 | 8.6452 | Industrial_2027_Technical_GWh_After Competition Groups_Cooling Tower Optimization
Industrial | Ind ¦ High Efficiency Welders | 2027 | Technical | GWh | After Competition Groups | 8.6254 | 0 | 0 | 5771.8187 | 0.0014944 | 37 | Industrial_2027_Technical_GWh_After Competition Groups_37 | High Efficiency Welders | 0.1494% | 0 | 8.6254 | Industrial_2027_Technical_GWh_After Competition Groups_High Efficiency Welders
Industrial | Ind ¦ Engine Block Heater Timer | 2027 | Achievable | GWh | After Competition Groups | 1.8548 | 52506.6414 | 0.052507 | 1269.574 | 0.0014609 | 26 | Industrial_2027_Achievable_GWh_After Competition Groups_26 | Engine Block Heater Timer | 0.1461% | 0.052507 | 1.8548 | Industrial_2027_Achievable_GWh_After Competition Groups_Engine Block Heater Timer
Industrial | Ind ¦ Ventilation Optimization | 2027 | Economic | GWh | After Competition Groups | 6.7722 | 475195.8999 | 0.4752 | 4831.278 | 0.0014017 | 24 | Industrial_2027_Economic_GWh_After Competition Groups_24 | Ventilation Optimization | 0.1402% | 0.4752 | 6.7722 | Industrial_2027_Economic_GWh_After Competition Groups_Ventilation Optimization
Industrial | Ind ¦ Engine Block Heater Timer | 2027 | Economic | GWh | After Competition Groups | 6.6999 | 52506.6414 | 0.052507 | 4831.278 | 0.0013868 | 25 | Industrial_2027_Economic_GWh_After Competition Groups_25 | Engine Block Heater Timer | 0.1387% | 0.052507 | 6.6999 | Industrial_2027_Economic_GWh_After Competition Groups_Engine Block Heater Timer
Industrial | Ind ¦ Engine Block Heater Timer | 2027 | Technical | GWh | After Competition Groups | 6.6999 | 52506.6414 | 0.052507 | 5771.8187 | 0.0011608 | 38 | Industrial_2027_Technical_GWh_After Competition Groups_38 | Engine Block Heater Timer | 0.1161% | 0.052507 | 6.6999 | Industrial_2027_Technical_GWh_After Competition Groups_Engine Block Heater Timer
Industrial | Ind ¦ Dairy Pre-Cooler | 2027 | Economic | GWh | After Competition Groups | 5.4542 | 251037.6233 | 0.25104 | 4831.278 | 0.0011289 | 26 | Industrial_2027_Economic_GWh_After Competition Groups_26 | Dairy Pre-Cooler | 0.1129% | 0.25104 | 5.4542 | Industrial_2027_Economic_GWh_After Competition Groups_Dairy Pre-Cooler
Industrial | Ind ¦ Efficient Refrigeration Compressor | 2027 | Achievable | GWh | After Competition Groups | 1.2114 | 40979.2661 | 0.040979 | 1269.574 | 0.00095417 | 27 | Industrial_2027_Achievable_GWh_After Competition Groups_27 | Efficient Refrigeration Compressor | 0.09542% | 0.040979 | 1.2114 | Industrial_2027_Achievable_GWh_After Competition Groups_Efficient Refrigeration Compressor
Industrial | Ind ¦ Air Compressor Heat Recovery | 2027 | Achievable | GWh | After Competition Groups | 0.77001 | 43742.481 | 0.043742 | 1269.574 | 0.00060651 | 28 | Industrial_2027_Achievable_GWh_After Competition Groups_28 | Air Compressor Heat Recovery | 0.06065% | 0.043742 | 0.77001 | Industrial_2027_Achievable_GWh_After Competition Groups_Air Compressor Heat Recovery
Industrial | Ind ¦ Heat Lamps/Heat Pad | 2027 | Technical | GWh | After Competition Groups | 3.2745 | 0 | 0 | 5771.8187 | 0.00056733 | 39 | Industrial_2027_Technical_GWh_After Competition Groups_39 | Heat Lamps/Heat Pad | 0.05673% | 0 | 3.2745 | Industrial_2027_Technical_GWh_After Competition Groups_Heat Lamps/Heat Pad
Industrial | Ind ¦ Air Compressor Heat Recovery | 2027 | Economic | GWh | After Competition Groups | 2.7269 | 43742.481 | 0.043742 | 4831.278 | 0.00056443 | 27 | Industrial_2027_Economic_GWh_After Competition Groups_27 | Air Compressor Heat Recovery | 0.05644% | 0.043742 | 2.7269 | Industrial_2027_Economic_GWh_After Competition Groups_Air Compressor Heat Recovery
Industrial | Ind ¦ Efficient Refrigeration Compressor | 2027 | Economic | GWh | After Competition Groups | 2.4457 | 40979.2661 | 0.040979 | 4831.278 | 0.00050621 | 28 | Industrial_2027_Economic_GWh_After Competition Groups_28 | Efficient Refrigeration Compressor | 0.05062% | 0.040979 | 2.4457 | Industrial_2027_Economic_GWh_After Competition Groups_Efficient Refrigeration Compressor
Industrial | Ind ¦ Air Compressor Heat Recovery | 2027 | Technical | GWh | After Competition Groups | 2.7269 | 43742.481 | 0.043742 | 5771.8187 | 0.00047246 | 40 | Industrial_2027_Technical_GWh_After Competition Groups_40 | Air Compressor Heat Recovery | 0.04725% | 0.043742 | 2.7269 | Industrial_2027_Technical_GWh_After Competition Groups_Air Compressor Heat Recovery
Industrial | Ind ¦ Creep Heat Controller | 2027 | Technical | GWh | After Competition Groups | 2.5535 | 0 | 0 | 5771.8187 | 0.00044241 | 41 | Industrial_2027_Technical_GWh_After Competition Groups_41 | Creep Heat Controller | 0.04424% | 0 | 2.5535 | Industrial_2027_Technical_GWh_After Competition Groups_Creep Heat Controller
Industrial | Ind ¦ Efficient Refrigeration Compressor | 2027 | Technical | GWh | After Competition Groups | 2.4457 | 40979.2661 | 0.040979 | 5771.8187 | 0.00042372 | 42 | Industrial_2027_Technical_GWh_After Competition Groups_42 | Efficient Refrigeration Compressor | 0.04237% | 0.040979 | 2.4457 | Industrial_2027_Technical_GWh_After Competition Groups_Efficient Refrigeration Compressor
Industrial | Ind ¦ Optimize Compressed Air Dryer | 2027 | Technical | GWh | After Competition Groups | 1.9705 | 0 | 0 | 5771.8187 | 0.0003414 | 43 | Industrial_2027_Technical_GWh_After Competition Groups_43 | Optimize Compressed Air Dryer | 0.03414% | 0 | 1.9705 | Industrial_2027_Technical_GWh_After Competition Groups_Optimize Compressed Air Dryer
Industrial | Ind ¦ Dual and Natural Exhaust Ventilation Systems | 2027 | Technical | GWh | After Competition Groups | 0.96171 | 0 | 0 | 5771.8187 | 0.00016662 | 44 | Industrial_2027_Technical_GWh_After Competition Groups_44 | Dual and Natural Exhaust Ventilation Systems | 0.01666% | 0 | 0.96171 | Industrial_2027_Technical_GWh_After Competition Groups_Dual and Natural Exhaust Ventilation Systems
Industrial | Ind ¦ Dairy Water Heater | 2027 | Achievable | GWh | After Competition Groups | 0.16215 | 20751.6289 | 0.020752 | 1269.574 | 0.00012772 | 29 | Industrial_2027_Achievable_GWh_After Competition Groups_29 | Dairy Water Heater | 0.01277% | 0.020752 | 0.16215 | Industrial_2027_Achievable_GWh_After Competition Groups_Dairy Water Heater
Industrial | Ind ¦ Dairy Water Heater | 2027 | Technical | GWh | After Competition Groups | 0.57768 | 20751.6289 | 0.020752 | 5771.8187 | 0.00010009 | 45 | Industrial_2027_Technical_GWh_After Competition Groups_45 | Dairy Water Heater | 0.01001% | 0.020752 | 0.57768 | Industrial_2027_Technical_GWh_After Competition Groups_Dairy Water Heater
Industrial | Ind ¦ Dairy Water Heater | 2027 | Economic | GWh | After Competition Groups | 0.26903 | 20751.6289 | 0.020752 | 4831.278 | 5.5685e-05 | 29 | Industrial_2027_Economic_GWh_After Competition Groups_29 | Dairy Water Heater | 0.005569% | 0.020752 | 0.26903 | Industrial_2027_Economic_GWh_After Competition Groups_Dairy Water Heater
Industrial | Ind ¦ Cooling Tower Optimization | 2027 | Achievable | GWh | After Competition Groups | 0 | 0 | 0 | 1269.574 | 0 | 30 | Industrial_2027_Achievable_GWh_After Competition Groups_30 | Cooling Tower Optimization | 0% | 0 | 0 | Industrial_2027_Achievable_GWh_After Competition Groups_Cooling Tower Optimization
Industrial | Ind ¦ Cooling Tower Optimization | 2027 | Economic | GWh | After Competition Groups | 0 | 0 | 0 | 4831.278 | 0 | 30 | Industrial_2027_Economic_GWh_After Competition Groups_30 | Cooling Tower Optimization | 0% | 0 | 0 | Industrial_2027_Economic_GWh_After Competition Groups_Cooling Tower Optimization
Industrial | Ind ¦ Creep Heat Controller | 2027 | Achievable | GWh | After Competition Groups | 0 | 0 | 0 | 1269.574 | 0 | 31 | Industrial_2027_Achievable_GWh_After Competition Groups_31 | Creep Heat Controller | 0% | 0 | 0 | Industrial_2027_Achievable_GWh_After Competition Groups_Creep Heat Controller
Industrial | Ind ¦ Creep Heat Controller | 2027 | Economic | GWh | After Competition Groups | 0 | 0 | 0 | 4831.278 | 0 | 31 | Industrial_2027_Economic_GWh_After Competition Groups_31 | Creep Heat Controller | 0% | 0 | 0 | Industrial_2027_Economic_GWh_After Competition Groups_Creep Heat Controller
Industrial | Ind ¦ Dual and Natural Exhaust Ventilation Systems | 2027 | Achievable | GWh | After Competition Groups | 0 | 0 | 0 | 1269.574 | 0 | 32 | Industrial_2027_Achievable_GWh_After Competition Groups_32 | Dual and Natural Exhaust Ventilation Systems | 0% | 0 | 0 | Industrial_2027_Achievable_GWh_After Competition Groups_Dual and Natural Exhaust Ventilation Systems
Industrial | Ind ¦ Dual and Natural Exhaust Ventilation Systems | 2027 | Economic | GWh | After Competition Groups | 0 | 0 | 0 | 4831.278 | 0 | 32 | Industrial_2027_Economic_GWh_After Competition Groups_32 | Dual and Natural Exhaust Ventilation Systems | 0% | 0 | 0 | Industrial_2027_Economic_GWh_After Competition Groups_Dual and Natural Exhaust Ventilation Systems
Industrial | Ind ¦ Efficient Transformer | 2027 | Achievable | GWh | After Competition Groups | 0 | 0 | 0 | 1269.574 | 0 | 33 | Industrial_2027_Achievable_GWh_After Competition Groups_33 | Efficient Transformer | 0% | 0 | 0 | Industrial_2027_Achievable_GWh_After Competition Groups_Efficient Transformer
Industrial | Ind ¦ Efficient Transformer | 2027 | Economic | GWh | After Competition Groups | 0 | 0 | 0 | 4831.278 | 0 | 33 | Industrial_2027_Economic_GWh_After Competition Groups_33 | Efficient Transformer | 0% | 0 | 0 | Industrial_2027_Economic_GWh_After Competition Groups_Efficient Transformer
Industrial | Ind ¦ Free Cooling | 2027 | Achievable | GWh | After Competition Groups | 0 | 0 | 0 | 1269.574 | 0 | 34 | Industrial_2027_Achievable_GWh_After Competition Groups_34 | Free Cooling | 0% | 0 | 0 | Industrial_2027_Achievable_GWh_After Competition Groups_Free Cooling
Industrial | Ind ¦ Free Cooling | 2027 | Economic | GWh | After Competition Groups | 0 | 0 | 0 | 4831.278 | 0 | 34 | Industrial_2027_Economic_GWh_After Competition Groups_34 | Free Cooling | 0% | 0 | 0 | Industrial_2027_Economic_GWh_After Competition Groups_Free Cooling
Industrial | Ind ¦ Heat Lamps/Heat Pad | 2027 | Achievable | GWh | After Competition Groups | 0 | 0 | 0 | 1269.574 | 0 | 35 | Industrial_2027_Achievable_GWh_After Competition Groups_35 | Heat Lamps/Heat Pad | 0% | 0 | 0 | Industrial_2027_Achievable_GWh_After Competition Groups_Heat Lamps/Heat Pad
Industrial | Ind ¦ Heat Lamps/Heat Pad | 2027 | Economic | GWh | After Competition Groups | 0 | 0 | 0 | 4831.278 | 0 | 35 | Industrial_2027_Economic_GWh_After Competition Groups_35 | Heat Lamps/Heat Pad | 0% | 0 | 0 | Industrial_2027_Economic_GWh_After Competition Groups_Heat Lamps/Heat Pad
Industrial | Ind ¦ High Efficiency Welders | 2027 | Achievable | GWh | After Competition Groups | 0 | 0 | 0 | 1269.574 | 0 | 36 | Industrial_2027_Achievable_GWh_After Competition Groups_36 | High Efficiency Welders | 0% | 0 | 0 | Industrial_2027_Achievable_GWh_After Competition Groups_High Efficiency Welders
Industrial | Ind ¦ High Efficiency Welders | 2027 | Economic | GWh | After Competition Groups | 0 | 0 | 0 | 4831.278 | 0 | 36 | Industrial_2027_Economic_GWh_After Competition Groups_36 | High Efficiency Welders | 0% | 0 | 0 | Industrial_2027_Economic_GWh_After Competition Groups_High Efficiency Welders
Industrial | Ind ¦ HVLS Fans | 2027 | Achievable | GWh | After Competition Groups | 0 | 0 | 0 | 1269.574 | 0 | 37 | Industrial_2027_Achievable_GWh_After Competition Groups_37 | HVLS Fans | 0% | 0 | 0 | Industrial_2027_Achievable_GWh_After Competition Groups_HVLS Fans
Industrial | Ind ¦ HVLS Fans | 2027 | Economic | GWh | After Competition Groups | 0 | 0 | 0 | 4831.278 | 0 | 37 | Industrial_2027_Economic_GWh_After Competition Groups_37 | HVLS Fans | 0% | 0 | 0 | Industrial_2027_Economic_GWh_After Competition Groups_HVLS Fans
Industrial | Ind ¦ Low Energy Livestock Waterers | 2027 | Achievable | GWh | After Competition Groups | 0 | 0 | 0 | 1269.574 | 0 | 38 | Industrial_2027_Achievable_GWh_After Competition Groups_38 | Low Energy Livestock Waterers | 0% | 0 | 0 | Industrial_2027_Achievable_GWh_After Competition Groups_Low Energy Livestock Waterers
Industrial | Ind ¦ Low Energy Livestock Waterers | 2027 | Economic | GWh | After Competition Groups | 0 | 0 | 0 | 4831.278 | 0 | 38 | Industrial_2027_Economic_GWh_After Competition Groups_38 | Low Energy Livestock Waterers | 0% | 0 | 0 | Industrial_2027_Economic_GWh_After Competition Groups_Low Energy Livestock Waterers
Industrial | Ind ¦ Optimize Compressed Air Dryer | 2027 | Achievable | GWh | After Competition Groups | 0 | 0 | 0 | 1269.574 | 0 | 39 | Industrial_2027_Achievable_GWh_After Competition Groups_39 | Optimize Compressed Air Dryer | 0% | 0 | 0 | Industrial_2027_Achievable_GWh_After Competition Groups_Optimize Compressed Air Dryer
Industrial | Ind ¦ Optimize Compressed Air Dryer | 2027 | Economic | GWh | After Competition Groups | 0 | 0 | 0 | 4831.278 | 0 | 39 | Industrial_2027_Economic_GWh_After Competition Groups_39 | Optimize Compressed Air Dryer | 0% | 0 | 0 | Industrial_2027_Economic_GWh_After Competition Groups_Optimize Compressed Air Dryer
Industrial | Ind ¦ Premium Efficient Motors | 2027 | Achievable | GWh | After Competition Groups | 0 | 0 | 0 | 1269.574 | 0 | 40 | Industrial_2027_Achievable_GWh_After Competition Groups_40 | Premium Efficient Motors | 0% | 0 | 0 | Industrial_2027_Achievable_GWh_After Competition Groups_Premium Efficient Motors
Industrial | Ind ¦ Premium Efficient Motors | 2027 | Economic | GWh | After Competition Groups | 0 | 0 | 0 | 4831.278 | 0 | 40 | Industrial_2027_Economic_GWh_After Competition Groups_40 | Premium Efficient Motors | 0% | 0 | 0 | Industrial_2027_Economic_GWh_After Competition Groups_Premium Efficient Motors
Industrial | Ind ¦ Synchronous Belts | 2027 | Achievable | GWh | After Competition Groups | 0 | 0 | 0 | 1269.574 | 0 | 41 | Industrial_2027_Achievable_GWh_After Competition Groups_41 | Synchronous Belts | 0% | 0 | 0 | Industrial_2027_Achievable_GWh_After Competition Groups_Synchronous Belts
Industrial | Ind ¦ Synchronous Belts | 2027 | Economic | GWh | After Competition Groups | 0 | 0 | 0 | 4831.278 | 0 | 41 | Industrial_2027_Economic_GWh_After Competition Groups_41 | Synchronous Belts | 0% | 0 | 0 | Industrial_2027_Economic_GWh_After Competition Groups_Synchronous Belts
Industrial | Ind ¦ Pump System Optimization | 2028 | Economic | GWh | After Competition Groups | 876.2975 | 28043034.0129 | 28.043 | 5058.422 | 0.17324 | 1 | Industrial_2028_Economic_GWh_After Competition Groups_1 | Pump System Optimization | 17.32% | 28.043 | 876.2975 | Industrial_2028_Economic_GWh_After Competition Groups_Pump System Optimization
Industrial | Ind ¦ Pump System Optimization | 2028 | Achievable | GWh | After Competition Groups | 267.7558 | 28043034.0129 | 28.043 | 1648.7849 | 0.1624 | 1 | Industrial_2028_Achievable_GWh_After Competition Groups_1 | Pump System Optimization | 16.24% | 28.043 | 267.7558 | Industrial_2028_Achievable_GWh_After Competition Groups_Pump System Optimization
Industrial | Ind ¦ Pump System Optimization | 2028 | Technical | GWh | After Competition Groups | 894.5081 | 28043034.0129 | 28.043 | 5970.6942 | 0.14982 | 1 | Industrial_2028_Technical_GWh_After Competition Groups_1 | Pump System Optimization | 14.98% | 28.043 | 894.5081 | Industrial_2028_Technical_GWh_After Competition Groups_Pump System Optimization
Industrial | Ind ¦ Air Leak Survey and Repair | 2028 | Achievable | GWh | After Competition Groups | 207.1899 | 761267.8635 | 0.76127 | 1648.7849 | 0.12566 | 2 | Industrial_2028_Achievable_GWh_After Competition Groups_2 | Air Leak Survey and Repair | 12.57% | 0.76127 | 207.1899 | Industrial_2028_Achievable_GWh_After Competition Groups_Air Leak Survey and Repair
Industrial | Ind ¦ Air Leak Survey and Repair | 2028 | Economic | GWh | After Competition Groups | 585.2705 | 761267.8635 | 0.76127 | 5058.422 | 0.1157 | 2 | Industrial_2028_Economic_GWh_After Competition Groups_2 | Air Leak Survey and Repair | 11.57% | 0.76127 | 585.2705 | Industrial_2028_Economic_GWh_After Competition Groups_Air Leak Survey and Repair
Industrial | Ind ¦ Air Compressor Optimization | 2028 | Achievable | GWh | After Competition Groups | 178.0285 | 1801130.2538 | 1.8011 | 1648.7849 | 0.10798 | 3 | Industrial_2028_Achievable_GWh_After Competition Groups_3 | Air Compressor Optimization | 10.8% | 1.8011 | 178.0285 | Industrial_2028_Achievable_GWh_After Competition Groups_Air Compressor Optimization
Industrial | Ind ¦ HE Lighting | 2028 | Technical | GWh | After Competition Groups | 619.9092 | 6578906.8796 | 6.5789 | 5970.6942 | 0.10383 | 2 | Industrial_2028_Technical_GWh_After Competition Groups_2 | HE Lighting | 10.38% | 6.5789 | 619.9092 | Industrial_2028_Technical_GWh_After Competition Groups_HE Lighting
Industrial | Ind ¦ Recommissioning | 2028 | Achievable | GWh | After Competition Groups | 161.7366 | 3574015.803 | 3.574 | 1648.7849 | 0.098094 | 4 | Industrial_2028_Achievable_GWh_After Competition Groups_4 | Recommissioning | 9.809% | 3.574 | 161.7366 | Industrial_2028_Achievable_GWh_After Competition Groups_Recommissioning
Industrial | Ind ¦ SEM | 2028 | Achievable | GWh | After Competition Groups | 161.7366 | 3574015.803 | 3.574 | 1648.7849 | 0.098094 | 5 | Industrial_2028_Achievable_GWh_After Competition Groups_5 | SEM | 9.809% | 3.574 | 161.7366 | Industrial_2028_Achievable_GWh_After Competition Groups_SEM
Industrial | Ind ¦ Air Leak Survey and Repair | 2028 | Technical | GWh | After Competition Groups | 585.2705 | 761267.8635 | 0.76127 | 5970.6942 | 0.098024 | 3 | Industrial_2028_Technical_GWh_After Competition Groups_3 | Air Leak Survey and Repair | 9.802% | 0.76127 | 585.2705 | Industrial_2028_Technical_GWh_After Competition Groups_Air Leak Survey and Repair
Industrial | Ind ¦ Recommissioning | 2028 | Economic | GWh | After Competition Groups | 451.577 | 3574015.803 | 3.574 | 5058.422 | 0.089272 | 3 | Industrial_2028_Economic_GWh_After Competition Groups_3 | Recommissioning | 8.927% | 3.574 | 451.577 | Industrial_2028_Economic_GWh_After Competition Groups_Recommissioning
Industrial | Ind ¦ SEM | 2028 | Economic | GWh | After Competition Groups | 451.577 | 3574015.803 | 3.574 | 5058.422 | 0.089272 | 4 | Industrial_2028_Economic_GWh_After Competition Groups_4 | SEM | 8.927% | 3.574 | 451.577 | Industrial_2028_Economic_GWh_After Competition Groups_SEM
Industrial | Ind ¦ Greenhouse Grow Lights | 2028 | Achievable | GWh | After Competition Groups | 137.9717 | 17571078.1158 | 17.5711 | 1648.7849 | 0.083681 | 6 | Industrial_2028_Achievable_GWh_After Competition Groups_6 | Greenhouse Grow Lights | 8.368% | 17.5711 | 137.9717 | Industrial_2028_Achievable_GWh_After Competition Groups_Greenhouse Grow Lights
Industrial | Ind ¦ Air Compressor Optimization | 2028 | Economic | GWh | After Competition Groups | 417.2293 | 1801130.2538 | 1.8011 | 5058.422 | 0.082482 | 5 | Industrial_2028_Economic_GWh_After Competition Groups_5 | Air Compressor Optimization | 8.248% | 1.8011 | 417.2293 | Industrial_2028_Economic_GWh_After Competition Groups_Air Compressor Optimization
Industrial | Ind ¦ Pump Equipment Upgrade | 2028 | Economic | GWh | After Competition Groups | 412.0939 | 16353612.0796 | 16.3536 | 5058.422 | 0.081467 | 6 | Industrial_2028_Economic_GWh_After Competition Groups_6 | Pump Equipment Upgrade | 8.147% | 16.3536 | 412.0939 | Industrial_2028_Economic_GWh_After Competition Groups_Pump Equipment Upgrade
Industrial | Ind ¦ Greenhouse Grow Lights | 2028 | Economic | GWh | After Competition Groups | 411.4167 | 17571078.1158 | 17.5711 | 5058.422 | 0.081333 | 7 | Industrial_2028_Economic_GWh_After Competition Groups_7 | Greenhouse Grow Lights | 8.133% | 17.5711 | 411.4167 | Industrial_2028_Economic_GWh_After Competition Groups_Greenhouse Grow Lights
Industrial | Ind ¦ Pump Equipment Upgrade | 2028 | Achievable | GWh | After Competition Groups | 132.2754 | 16353612.0796 | 16.3536 | 1648.7849 | 0.080226 | 7 | Industrial_2028_Achievable_GWh_After Competition Groups_7 | Pump Equipment Upgrade | 8.023% | 16.3536 | 132.2754 | Industrial_2028_Achievable_GWh_After Competition Groups_Pump Equipment Upgrade
Industrial | Ind ¦ Recommissioning | 2028 | Technical | GWh | After Competition Groups | 451.577 | 3574015.803 | 3.574 | 5970.6942 | 0.075632 | 4 | Industrial_2028_Technical_GWh_After Competition Groups_4 | Recommissioning | 7.563% | 3.574 | 451.577 | Industrial_2028_Technical_GWh_After Competition Groups_Recommissioning
Industrial | Ind ¦ SEM | 2028 | Technical | GWh | After Competition Groups | 451.577 | 3574015.803 | 3.574 | 5970.6942 | 0.075632 | 5 | Industrial_2028_Technical_GWh_After Competition Groups_5 | SEM | 7.563% | 3.574 | 451.577 | Industrial_2028_Technical_GWh_After Competition Groups_SEM
Industrial | Ind ¦ Efficient Compressed Air Nozzles | 2028 | Economic | GWh | After Competition Groups | 362.4181 | 583578.3562 | 0.58358 | 5058.422 | 0.071646 | 8 | Industrial_2028_Economic_GWh_After Competition Groups_8 | Efficient Compressed Air Nozzles | 7.165% | 0.58358 | 362.4181 | Industrial_2028_Economic_GWh_After Competition Groups_Efficient Compressed Air Nozzles
Industrial | Ind ¦ Air Compressor Optimization | 2028 | Technical | GWh | After Competition Groups | 417.2293 | 1801130.2538 | 1.8011 | 5970.6942 | 0.06988 | 6 | Industrial_2028_Technical_GWh_After Competition Groups_6 | Air Compressor Optimization | 6.988% | 1.8011 | 417.2293 | Industrial_2028_Technical_GWh_After Competition Groups_Air Compressor Optimization
Industrial | Ind ¦ Pump Equipment Upgrade | 2028 | Technical | GWh | After Competition Groups | 412.0939 | 16353612.0796 | 16.3536 | 5970.6942 | 0.069019 | 7 | Industrial_2028_Technical_GWh_After Competition Groups_7 | Pump Equipment Upgrade | 6.902% | 16.3536 | 412.0939 | Industrial_2028_Technical_GWh_After Competition Groups_Pump Equipment Upgrade
Industrial | Ind ¦ Greenhouse Grow Lights | 2028 | Technical | GWh | After Competition Groups | 411.4167 | 17571078.1158 | 17.5711 | 5970.6942 | 0.068906 | 8 | Industrial_2028_Technical_GWh_After Competition Groups_8 | Greenhouse Grow Lights | 6.891% | 17.5711 | 411.4167 | Industrial_2028_Technical_GWh_After Competition Groups_Greenhouse Grow Lights
Industrial | Ind ¦ High Efficiency HVAC Fans | 2028 | Achievable | GWh | After Competition Groups | 108.1245 | 4113773.1452 | 4.1138 | 1648.7849 | 0.065578 | 8 | Industrial_2028_Achievable_GWh_After Competition Groups_8 | High Efficiency HVAC Fans | 6.558% | 4.1138 | 108.1245 | Industrial_2028_Achievable_GWh_After Competition Groups_High Efficiency HVAC Fans
Industrial | Ind ¦ Efficient Compressed Air Nozzles | 2028 | Achievable | GWh | After Competition Groups | 100.7015 | 583578.3562 | 0.58358 | 1648.7849 | 0.061076 | 9 | Industrial_2028_Achievable_GWh_After Competition Groups_9 | Efficient Compressed Air Nozzles | 6.108% | 0.58358 | 100.7015 | Industrial_2028_Achievable_GWh_After Competition Groups_Efficient Compressed Air Nozzles
Industrial | Ind ¦ Efficient Compressed Air Nozzles | 2028 | Technical | GWh | After Competition Groups | 362.4181 | 583578.3562 | 0.58358 | 5970.6942 | 0.060699 | 9 | Industrial_2028_Technical_GWh_After Competition Groups_9 | Efficient Compressed Air Nozzles | 6.07% | 0.58358 | 362.4181 | Industrial_2028_Technical_GWh_After Competition Groups_Efficient Compressed Air Nozzles
Industrial | Ind ¦ High Efficiency HVAC Fans | 2028 | Economic | GWh | After Competition Groups | 284.0951 | 4113773.1452 | 4.1138 | 5058.422 | 0.056163 | 9 | Industrial_2028_Economic_GWh_After Competition Groups_9 | High Efficiency HVAC Fans | 5.616% | 4.1138 | 284.0951 | Industrial_2028_Economic_GWh_After Competition Groups_High Efficiency HVAC Fans
Industrial | Ind ¦ High Efficiency HVAC Fans | 2028 | Technical | GWh | After Competition Groups | 284.0951 | 4113773.1452 | 4.1138 | 5970.6942 | 0.047582 | 10 | Industrial_2028_Technical_GWh_After Competition Groups_10 | High Efficiency HVAC Fans | 4.758% | 4.1138 | 284.0951 | Industrial_2028_Technical_GWh_After Competition Groups_High Efficiency HVAC Fans
Industrial | Ind ¦ HE Lighting | 2028 | Economic | GWh | After Competition Groups | 192.2549 | 6578906.8796 | 6.5789 | 5058.422 | 0.038007 | 10 | Industrial_2028_Economic_GWh_After Competition Groups_10 | HE Lighting | 3.801% | 6.5789 | 192.2549 | Industrial_2028_Economic_GWh_After Competition Groups_HE Lighting
Industrial | Ind ¦ Process Optimization (Elec) | 2028 | Economic | GWh | After Competition Groups | 166.64 | 220744.4246 | 0.22074 | 5058.422 | 0.032943 | 11 | Industrial_2028_Economic_GWh_After Competition Groups_11 | Process Optimization (Elec) | 3.294% | 0.22074 | 166.64 | Industrial_2028_Economic_GWh_After Competition Groups_Process Optimization (Elec)
Industrial | Ind ¦ Process Optimization (Elec) | 2028 | Technical | GWh | After Competition Groups | 166.64 | 220744.4246 | 0.22074 | 5970.6942 | 0.02791 | 11 | Industrial_2028_Technical_GWh_After Competition Groups_11 | Process Optimization (Elec) | 2.791% | 0.22074 | 166.64 | Industrial_2028_Technical_GWh_After Competition Groups_Process Optimization (Elec)
Industrial | Ind ¦ Premium Efficient Motors | 2028 | Technical | GWh | After Competition Groups | 146.9769 | 0 | 0 | 5970.6942 | 0.024616 | 12 | Industrial_2028_Technical_GWh_After Competition Groups_12 | Premium Efficient Motors | 2.462% | 0 | 146.9769 | Industrial_2028_Technical_GWh_After Competition Groups_Premium Efficient Motors
Industrial | Ind ¦ HE Lighting | 2028 | Achievable | GWh | After Competition Groups | 30.6553 | 6578906.8796 | 6.5789 | 1648.7849 | 0.018593 | 10 | Industrial_2028_Achievable_GWh_After Competition Groups_10 | HE Lighting | 1.859% | 6.5789 | 30.6553 | Industrial_2028_Achievable_GWh_After Competition Groups_HE Lighting
Industrial | Ind ¦ Fan System Optimization | 2028 | Achievable | GWh | After Competition Groups | 25.2881 | 2089788.5432 | 2.0898 | 1648.7849 | 0.015337 | 11 | Industrial_2028_Achievable_GWh_After Competition Groups_11 | Fan System Optimization | 1.534% | 2.0898 | 25.2881 | Industrial_2028_Achievable_GWh_After Competition Groups_Fan System Optimization
Industrial | Ind ¦ Material Handling Improvements | 2028 | Achievable | GWh | After Competition Groups | 24.202 | 214010.8164 | 0.21401 | 1648.7849 | 0.014679 | 12 | Industrial_2028_Achievable_GWh_After Competition Groups_12 | Material Handling Improvements | 1.468% | 0.21401 | 24.202 | Industrial_2028_Achievable_GWh_After Competition Groups_Material Handling Improvements
Industrial | Ind ¦ Pulp and Paper Process Improvements | 2028 | Achievable | GWh | After Competition Groups | 20.6937 | 2076897.7635 | 2.0769 | 1648.7849 | 0.012551 | 13 | Industrial_2028_Achievable_GWh_After Competition Groups_13 | Pulp and Paper Process Improvements | 1.255% | 2.0769 | 20.6937 | Industrial_2028_Achievable_GWh_After Competition Groups_Pulp and Paper Process Improvements
Industrial | Ind ¦ HE HVAC Controls | 2028 | Technical | GWh | After Competition Groups | 74.8049 | 0 | 0 | 5970.6942 | 0.012529 | 13 | Industrial_2028_Technical_GWh_After Competition Groups_13 | HE HVAC Controls | 1.253% | 0 | 74.8049 | Industrial_2028_Technical_GWh_After Competition Groups_HE HVAC Controls
Industrial | Ind ¦ Pulp and Paper Process Improvements | 2028 | Economic | GWh | After Competition Groups | 62.1073 | 2076897.7635 | 2.0769 | 5058.422 | 0.012278 | 12 | Industrial_2028_Economic_GWh_After Competition Groups_12 | Pulp and Paper Process Improvements | 1.228% | 2.0769 | 62.1073 | Industrial_2028_Economic_GWh_After Competition Groups_Pulp and Paper Process Improvements
Industrial | Ind ¦ Fan System Optimization | 2028 | Economic | GWh | After Competition Groups | 61.7358 | 2089788.5432 | 2.0898 | 5058.422 | 0.012205 | 13 | Industrial_2028_Economic_GWh_After Competition Groups_13 | Fan System Optimization | 1.22% | 2.0898 | 61.7358 | Industrial_2028_Economic_GWh_After Competition Groups_Fan System Optimization
Industrial | Ind ¦ Material Handling Improvements | 2028 | Economic | GWh | After Competition Groups | 55.5044 | 214010.8164 | 0.21401 | 5058.422 | 0.010973 | 14 | Industrial_2028_Economic_GWh_After Competition Groups_14 | Material Handling Improvements | 1.097% | 0.21401 | 55.5044 | Industrial_2028_Economic_GWh_After Competition Groups_Material Handling Improvements
Industrial | Ind ¦ Pulp and Paper Process Improvements | 2028 | Technical | GWh | After Competition Groups | 62.1073 | 2076897.7635 | 2.0769 | 5970.6942 | 0.010402 | 14 | Industrial_2028_Technical_GWh_After Competition Groups_14 | Pulp and Paper Process Improvements | 1.04% | 2.0769 | 62.1073 | Industrial_2028_Technical_GWh_After Competition Groups_Pulp and Paper Process Improvements
Industrial | Ind ¦ Fan System Optimization | 2028 | Technical | GWh | After Competition Groups | 61.7358 | 2089788.5432 | 2.0898 | 5970.6942 | 0.01034 | 15 | Industrial_2028_Technical_GWh_After Competition Groups_15 | Fan System Optimization | 1.034% | 2.0898 | 61.7358 | Industrial_2028_Technical_GWh_After Competition Groups_Fan System Optimization
Industrial | Ind ¦ Efficient Irrigation | 2028 | Economic | GWh | After Competition Groups | 49.9102 | 1433284.691 | 1.4333 | 5058.422 | 0.0098668 | 15 | Industrial_2028_Economic_GWh_After Competition Groups_15 | Efficient Irrigation | 0.9867% | 1.4333 | 49.9102 | Industrial_2028_Economic_GWh_After Competition Groups_Efficient Irrigation
Industrial | Ind ¦ HE HVAC Units | 2028 | Technical | GWh | After Competition Groups | 58.4703 | 0 | 0 | 5970.6942 | 0.0097929 | 16 | Industrial_2028_Technical_GWh_After Competition Groups_16 | HE HVAC Units | 0.9793% | 0 | 58.4703 | Industrial_2028_Technical_GWh_After Competition Groups_HE HVAC Units
Industrial | Ind ¦ Material Handling Improvements | 2028 | Technical | GWh | After Competition Groups | 55.5044 | 214010.8164 | 0.21401 | 5970.6942 | 0.0092961 | 17 | Industrial_2028_Technical_GWh_After Competition Groups_17 | Material Handling Improvements | 0.9296% | 0.21401 | 55.5044 | Industrial_2028_Technical_GWh_After Competition Groups_Material Handling Improvements
Industrial | Ind ¦ Efficient Irrigation | 2028 | Technical | GWh | After Competition Groups | 49.9102 | 1433284.691 | 1.4333 | 5970.6942 | 0.0083592 | 18 | Industrial_2028_Technical_GWh_After Competition Groups_18 | Efficient Irrigation | 0.8359% | 1.4333 | 49.9102 | Industrial_2028_Technical_GWh_After Competition Groups_Efficient Irrigation
Industrial | Ind ¦ Refiner Plate Improvements | 2028 | Economic | GWh | After Competition Groups | 42.0625 | 226105.8117 | 0.22611 | 5058.422 | 0.0083153 | 16 | Industrial_2028_Economic_GWh_After Competition Groups_16 | Refiner Plate Improvements | 0.8315% | 0.22611 | 42.0625 | Industrial_2028_Economic_GWh_After Competition Groups_Refiner Plate Improvements
Industrial | Ind ¦ Process Heat Recovery | 2028 | Achievable | GWh | After Competition Groups | 11.7432 | 561619.9572 | 0.56162 | 1648.7849 | 0.0071224 | 14 | Industrial_2028_Achievable_GWh_After Competition Groups_14 | Process Heat Recovery | 0.7122% | 0.56162 | 11.7432 | Industrial_2028_Achievable_GWh_After Competition Groups_Process Heat Recovery
Industrial | Ind ¦ VAV Conversion Project | 2028 | Achievable | GWh | After Competition Groups | 11.6795 | 819137.8923 | 0.81914 | 1648.7849 | 0.0070837 | 15 | Industrial_2028_Achievable_GWh_After Competition Groups_15 | VAV Conversion Project | 0.7084% | 0.81914 | 11.6795 | Industrial_2028_Achievable_GWh_After Competition Groups_VAV Conversion Project
Industrial | Ind ¦ Refiner Plate Improvements | 2028 | Technical | GWh | After Competition Groups | 42.0625 | 226105.8117 | 0.22611 | 5970.6942 | 0.0070448 | 19 | Industrial_2028_Technical_GWh_After Competition Groups_19 | Refiner Plate Improvements | 0.7045% | 0.22611 | 42.0625 | Industrial_2028_Technical_GWh_After Competition Groups_Refiner Plate Improvements
Industrial | Ind ¦ Refiner Plate Improvements | 2028 | Achievable | GWh | After Competition Groups | 11.4891 | 226105.8117 | 0.22611 | 1648.7849 | 0.0069682 | 16 | Industrial_2028_Achievable_GWh_After Competition Groups_16 | Refiner Plate Improvements | 0.6968% | 0.22611 | 11.4891 | Industrial_2028_Achievable_GWh_After Competition Groups_Refiner Plate Improvements
Industrial | Ind ¦ Cold Storage Retrofit | 2028 | Technical | GWh | After Competition Groups | 40.626 | 0 | 0 | 5970.6942 | 0.0068042 | 20 | Industrial_2028_Technical_GWh_After Competition Groups_20 | Cold Storage Retrofit | 0.6804% | 0 | 40.626 | Industrial_2028_Technical_GWh_After Competition Groups_Cold Storage Retrofit
Industrial | Ind ¦ Process Heat Recovery | 2028 | Economic | GWh | After Competition Groups | 33.6992 | 561619.9572 | 0.56162 | 5058.422 | 0.006662 | 17 | Industrial_2028_Economic_GWh_After Competition Groups_17 | Process Heat Recovery | 0.6662% | 0.56162 | 33.6992 | Industrial_2028_Economic_GWh_After Competition Groups_Process Heat Recovery
Industrial | Ind ¦ VAV Conversion Project | 2028 | Economic | GWh | After Competition Groups | 31.9636 | 819137.8923 | 0.81914 | 5058.422 | 0.0063189 | 18 | Industrial_2028_Economic_GWh_After Competition Groups_18 | VAV Conversion Project | 0.6319% | 0.81914 | 31.9636 | Industrial_2028_Economic_GWh_After Competition Groups_VAV Conversion Project
Industrial | Ind ¦ Process Optimization (Elec) | 2028 | Achievable | GWh | After Competition Groups | 10.0669 | 220744.4246 | 0.22074 | 1648.7849 | 0.0061056 | 17 | Industrial_2028_Achievable_GWh_After Competition Groups_17 | Process Optimization (Elec) | 0.6106% | 0.22074 | 10.0669 | Industrial_2028_Achievable_GWh_After Competition Groups_Process Optimization (Elec)
Industrial | Ind ¦ Process Heat Recovery | 2028 | Technical | GWh | After Competition Groups | 33.6992 | 561619.9572 | 0.56162 | 5970.6942 | 0.0056441 | 21 | Industrial_2028_Technical_GWh_After Competition Groups_21 | Process Heat Recovery | 0.5644% | 0.56162 | 33.6992 | Industrial_2028_Technical_GWh_After Competition Groups_Process Heat Recovery
Industrial | Ind ¦ VAV Conversion Project | 2028 | Technical | GWh | After Competition Groups | 31.9636 | 819137.8923 | 0.81914 | 5970.6942 | 0.0053534 | 22 | Industrial_2028_Technical_GWh_After Competition Groups_22 | VAV Conversion Project | 0.5353% | 0.81914 | 31.9636 | Industrial_2028_Technical_GWh_After Competition Groups_VAV Conversion Project
Industrial | Ind ¦ Improved Controls - Process Cooling | 2028 | Achievable | GWh | After Competition Groups | 8.6167 | 367879.444 | 0.36788 | 1648.7849 | 0.0052261 | 18 | Industrial_2028_Achievable_GWh_After Competition Groups_18 | Improved Controls - Process Cooling | 0.5226% | 0.36788 | 8.6167 | Industrial_2028_Achievable_GWh_After Competition Groups_Improved Controls - Process Cooling
Industrial | Ind ¦ Improved Controls - Process Cooling | 2028 | Economic | GWh | After Competition Groups | 23.9967 | 367879.444 | 0.36788 | 5058.422 | 0.0047439 | 19 | Industrial_2028_Economic_GWh_After Competition Groups_19 | Improved Controls - Process Cooling | 0.4744% | 0.36788 | 23.9967 | Industrial_2028_Economic_GWh_After Competition Groups_Improved Controls - Process Cooling
Industrial | Ind ¦ Ventilation Optimization | 2028 | Technical | GWh | After Competition Groups | 27.3847 | 534799.4224 | 0.5348 | 5970.6942 | 0.0045865 | 23 | Industrial_2028_Technical_GWh_After Competition Groups_23 | Ventilation Optimization | 0.4587% | 0.5348 | 27.3847 | Industrial_2028_Technical_GWh_After Competition Groups_Ventilation Optimization
Industrial | Ind ¦ High Efficiency Battery Charger | 2028 | Achievable | GWh | After Competition Groups | 7.1394 | 633408.4452 | 0.63341 | 1648.7849 | 0.0043301 | 19 | Industrial_2028_Achievable_GWh_After Competition Groups_19 | High Efficiency Battery Charger | 0.433% | 0.63341 | 7.1394 | Industrial_2028_Achievable_GWh_After Competition Groups_High Efficiency Battery Charger
Industrial | Ind ¦ Improved Controls - Process Cooling | 2028 | Technical | GWh | After Competition Groups | 23.9967 | 367879.444 | 0.36788 | 5970.6942 | 0.0040191 | 24 | Industrial_2028_Technical_GWh_After Competition Groups_24 | Improved Controls - Process Cooling | 0.4019% | 0.36788 | 23.9967 | Industrial_2028_Technical_GWh_After Competition Groups_Improved Controls - Process Cooling
Industrial | Ind ¦ High Efficiency Battery Charger | 2028 | Economic | GWh | After Competition Groups | 20.0614 | 633408.4452 | 0.63341 | 5058.422 | 0.0039659 | 20 | Industrial_2028_Economic_GWh_After Competition Groups_20 | High Efficiency Battery Charger | 0.3966% | 0.63341 | 20.0614 | Industrial_2028_Economic_GWh_After Competition Groups_High Efficiency Battery Charger
Industrial | Ind ¦ HVLS Fans | 2028 | Technical | GWh | After Competition Groups | 22.0488 | 0 | 0 | 5970.6942 | 0.0036928 | 25 | Industrial_2028_Technical_GWh_After Competition Groups_25 | HVLS Fans | 0.3693% | 0 | 22.0488 | Industrial_2028_Technical_GWh_After Competition Groups_HVLS Fans
Industrial | Ind ¦ Process Improvements | 2028 | Achievable | GWh | After Competition Groups | 5.9393 | 197135.4116 | 0.19714 | 1648.7849 | 0.0036022 | 20 | Industrial_2028_Achievable_GWh_After Competition Groups_20 | Process Improvements | 0.3602% | 0.19714 | 5.9393 | Industrial_2028_Achievable_GWh_After Competition Groups_Process Improvements
Industrial | Ind ¦ Synchronous Belts | 2028 | Technical | GWh | After Competition Groups | 20.8039 | 0 | 0 | 5970.6942 | 0.0034843 | 26 | Industrial_2028_Technical_GWh_After Competition Groups_26 | Synchronous Belts | 0.3484% | 0 | 20.8039 | Industrial_2028_Technical_GWh_After Competition Groups_Synchronous Belts
Industrial | Ind ¦ High Efficiency Battery Charger | 2028 | Technical | GWh | After Competition Groups | 20.0614 | 633408.4452 | 0.63341 | 5970.6942 | 0.00336 | 27 | Industrial_2028_Technical_GWh_After Competition Groups_27 | High Efficiency Battery Charger | 0.336% | 0.63341 | 20.0614 | Industrial_2028_Technical_GWh_After Competition Groups_High Efficiency Battery Charger
Industrial | Ind ¦ Process Improvements | 2028 | Economic | GWh | After Competition Groups | 16.5661 | 197135.4116 | 0.19714 | 5058.422 | 0.003275 | 21 | Industrial_2028_Economic_GWh_After Competition Groups_21 | Process Improvements | 0.3275% | 0.19714 | 16.5661 | Industrial_2028_Economic_GWh_After Competition Groups_Process Improvements
Industrial | Ind ¦ Efficient Irrigation | 2028 | Achievable | GWh | After Competition Groups | 4.9025 | 1433284.691 | 1.4333 | 1648.7849 | 0.0029734 | 21 | Industrial_2028_Achievable_GWh_After Competition Groups_21 | Efficient Irrigation | 0.2973% | 1.4333 | 4.9025 | Industrial_2028_Achievable_GWh_After Competition Groups_Efficient Irrigation
Industrial | Ind ¦ Low Energy Livestock Waterers | 2028 | Technical | GWh | After Competition Groups | 17.3474 | 0 | 0 | 5970.6942 | 0.0029054 | 28 | Industrial_2028_Technical_GWh_After Competition Groups_28 | Low Energy Livestock Waterers | 0.2905% | 0 | 17.3474 | Industrial_2028_Technical_GWh_After Competition Groups_Low Energy Livestock Waterers
Industrial | Ind ¦ Refrigeration Compressor VFD | 2028 | Achievable | GWh | After Competition Groups | 4.6157 | 471317.2691 | 0.47132 | 1648.7849 | 0.0027994 | 22 | Industrial_2028_Achievable_GWh_After Competition Groups_22 | Refrigeration Compressor VFD | 0.2799% | 0.47132 | 4.6157 | Industrial_2028_Achievable_GWh_After Competition Groups_Refrigeration Compressor VFD
Industrial | Ind ¦ Process Improvements | 2028 | Technical | GWh | After Competition Groups | 16.5661 | 197135.4116 | 0.19714 | 5970.6942 | 0.0027746 | 29 | Industrial_2028_Technical_GWh_After Competition Groups_29 | Process Improvements | 0.2775% | 0.19714 | 16.5661 | Industrial_2028_Technical_GWh_After Competition Groups_Process Improvements
Industrial | Ind ¦ Ventilation Optimization | 2028 | Achievable | GWh | After Competition Groups | 4.3616 | 534799.4224 | 0.5348 | 1648.7849 | 0.0026453 | 23 | Industrial_2028_Achievable_GWh_After Competition Groups_23 | Ventilation Optimization | 0.2645% | 0.5348 | 4.3616 | Industrial_2028_Achievable_GWh_After Competition Groups_Ventilation Optimization
Industrial | Ind ¦ Refrigeration Compressor VFD | 2028 | Economic | GWh | After Competition Groups | 12.7258 | 471317.2691 | 0.47132 | 5058.422 | 0.0025158 | 22 | Industrial_2028_Economic_GWh_After Competition Groups_22 | Refrigeration Compressor VFD | 0.2516% | 0.47132 | 12.7258 | Industrial_2028_Economic_GWh_After Competition Groups_Refrigeration Compressor VFD
Industrial | Ind ¦ Improved Controls - Process Heating | 2028 | Achievable | GWh | After Competition Groups | 3.748 | 161393.9816 | 0.16139 | 1648.7849 | 0.0022732 | 24 | Industrial_2028_Achievable_GWh_After Competition Groups_24 | Improved Controls - Process Heating | 0.2273% | 0.16139 | 3.748 | Industrial_2028_Achievable_GWh_After Competition Groups_Improved Controls - Process Heating
Industrial | Ind ¦ Dairy Pre-Cooler | 2028 | Technical | GWh | After Competition Groups | 13.4213 | 299577.0314 | 0.29958 | 5970.6942 | 0.0022479 | 30 | Industrial_2028_Technical_GWh_After Competition Groups_30 | Dairy Pre-Cooler | 0.2248% | 0.29958 | 13.4213 | Industrial_2028_Technical_GWh_After Competition Groups_Dairy Pre-Cooler
Industrial | Ind ¦ Refrigeration Compressor VFD | 2028 | Technical | GWh | After Competition Groups | 12.7258 | 471317.2691 | 0.47132 | 5970.6942 | 0.0021314 | 31 | Industrial_2028_Technical_GWh_After Competition Groups_31 | Refrigeration Compressor VFD | 0.2131% | 0.47132 | 12.7258 | Industrial_2028_Technical_GWh_After Competition Groups_Refrigeration Compressor VFD
Industrial | Ind ¦ Improved Controls - Process Heating | 2028 | Economic | GWh | After Competition Groups | 10.3344 | 161393.9816 | 0.16139 | 5058.422 | 0.002043 | 23 | Industrial_2028_Economic_GWh_After Competition Groups_23 | Improved Controls - Process Heating | 0.2043% | 0.16139 | 10.3344 | Industrial_2028_Economic_GWh_After Competition Groups_Improved Controls - Process Heating
Industrial | Ind ¦ Chiller Optimization | 2028 | Technical | GWh | After Competition Groups | 11.3999 | 0 | 0 | 5970.6942 | 0.0019093 | 32 | Industrial_2028_Technical_GWh_After Competition Groups_32 | Chiller Optimization | 0.1909% | 0 | 11.3999 | Industrial_2028_Technical_GWh_After Competition Groups_Chiller Optimization
Industrial | Ind ¦ Dairy Pre-Cooler | 2028 | Achievable | GWh | After Competition Groups | 3.0728 | 299577.0314 | 0.29958 | 1648.7849 | 0.0018636 | 25 | Industrial_2028_Achievable_GWh_After Competition Groups_25 | Dairy Pre-Cooler | 0.1864% | 0.29958 | 3.0728 | Industrial_2028_Achievable_GWh_After Competition Groups_Dairy Pre-Cooler
Industrial | Ind ¦ Free Cooling | 2028 | Technical | GWh | After Competition Groups | 10.4887 | 0 | 0 | 5970.6942 | 0.0017567 | 33 | Industrial_2028_Technical_GWh_After Competition Groups_33 | Free Cooling | 0.1757% | 0 | 10.4887 | Industrial_2028_Technical_GWh_After Competition Groups_Free Cooling
Industrial | Ind ¦ Improved Controls - Process Heating | 2028 | Technical | GWh | After Competition Groups | 10.3344 | 161393.9816 | 0.16139 | 5970.6942 | 0.0017308 | 34 | Industrial_2028_Technical_GWh_After Competition Groups_34 | Improved Controls - Process Heating | 0.1731% | 0.16139 | 10.3344 | Industrial_2028_Technical_GWh_After Competition Groups_Improved Controls - Process Heating
Industrial | Ind ¦ Efficient Transformer | 2028 | Technical | GWh | After Competition Groups | 10.0307 | 0 | 0 | 5970.6942 | 0.00168 | 35 | Industrial_2028_Technical_GWh_After Competition Groups_35 | Efficient Transformer | 0.168% | 0 | 10.0307 | Industrial_2028_Technical_GWh_After Competition Groups_Efficient Transformer
Industrial | Ind ¦ Ventilation Optimization | 2028 | Economic | GWh | After Competition Groups | 7.8803 | 534799.4224 | 0.5348 | 5058.422 | 0.0015579 | 24 | Industrial_2028_Economic_GWh_After Competition Groups_24 | Ventilation Optimization | 0.1558% | 0.5348 | 7.8803 | Industrial_2028_Economic_GWh_After Competition Groups_Ventilation Optimization
Industrial | Ind ¦ High Efficiency Welders | 2028 | Technical | GWh | After Competition Groups | 9.0223 | 0 | 0 | 5970.6942 | 0.0015111 | 36 | Industrial_2028_Technical_GWh_After Competition Groups_36 | High Efficiency Welders | 0.1511% | 0 | 9.0223 | Industrial_2028_Technical_GWh_After Competition Groups_High Efficiency Welders
Industrial | Ind ¦ Cooling Tower Optimization | 2028 | Technical | GWh | After Competition Groups | 8.6452 | 0 | 0 | 5970.6942 | 0.0014479 | 37 | Industrial_2028_Technical_GWh_After Competition Groups_37 | Cooling Tower Optimization | 0.1448% | 0 | 8.6452 | Industrial_2028_Technical_GWh_After Competition Groups_Cooling Tower Optimization
Industrial | Ind ¦ Engine Block Heater Timer | 2028 | Achievable | GWh | After Competition Groups | 2.3198 | 56595.3868 | 0.056595 | 1648.7849 | 0.001407 | 26 | Industrial_2028_Achievable_GWh_After Competition Groups_26 | Engine Block Heater Timer | 0.1407% | 0.056595 | 2.3198 | Industrial_2028_Achievable_GWh_After Competition Groups_Engine Block Heater Timer
Industrial | Ind ¦ Dairy Pre-Cooler | 2028 | Economic | GWh | After Competition Groups | 6.7055 | 299577.0314 | 0.29958 | 5058.422 | 0.0013256 | 25 | Industrial_2028_Economic_GWh_After Competition Groups_25 | Dairy Pre-Cooler | 0.1326% | 0.29958 | 6.7055 | Industrial_2028_Economic_GWh_After Competition Groups_Dairy Pre-Cooler
Industrial | Ind ¦ Engine Block Heater Timer | 2028 | Economic | GWh | After Competition Groups | 6.5262 | 56595.3868 | 0.056595 | 5058.422 | 0.0012902 | 26 | Industrial_2028_Economic_GWh_After Competition Groups_26 | Engine Block Heater Timer | 0.129% | 0.056595 | 6.5262 | Industrial_2028_Economic_GWh_After Competition Groups_Engine Block Heater Timer
Industrial | Ind ¦ Engine Block Heater Timer | 2028 | Technical | GWh | After Competition Groups | 6.5262 | 56595.3868 | 0.056595 | 5970.6942 | 0.001093 | 38 | Industrial_2028_Technical_GWh_After Competition Groups_38 | Engine Block Heater Timer | 0.1093% | 0.056595 | 6.5262 | Industrial_2028_Technical_GWh_After Competition Groups_Engine Block Heater Timer
Industrial | Ind ¦ Efficient Refrigeration Compressor | 2028 | Achievable | GWh | After Competition Groups | 1.5454 | 43814.8118 | 0.043815 | 1648.7849 | 0.00093729 | 27 | Industrial_2028_Achievable_GWh_After Competition Groups_27 | Efficient Refrigeration Compressor | 0.09373% | 0.043815 | 1.5454 | Industrial_2028_Achievable_GWh_After Competition Groups_Efficient Refrigeration Compressor
Industrial | Ind ¦ Heat Lamps/Heat Pad | 2028 | Technical | GWh | After Competition Groups | 3.6285 | 0 | 0 | 5970.6942 | 0.00060772 | 39 | Industrial_2028_Technical_GWh_After Competition Groups_39 | Heat Lamps/Heat Pad | 0.06077% | 0 | 3.6285 | Industrial_2028_Technical_GWh_After Competition Groups_Heat Lamps/Heat Pad
Industrial | Ind ¦ Air Compressor Heat Recovery | 2028 | Achievable | GWh | After Competition Groups | 0.96829 | 47260.9943 | 0.047261 | 1648.7849 | 0.00058728 | 28 | Industrial_2028_Achievable_GWh_After Competition Groups_28 | Air Compressor Heat Recovery | 0.05873% | 0.047261 | 0.96829 | Industrial_2028_Achievable_GWh_After Competition Groups_Air Compressor Heat Recovery
Industrial | Ind ¦ Air Compressor Heat Recovery | 2028 | Economic | GWh | After Competition Groups | 2.7269 | 47260.9943 | 0.047261 | 5058.422 | 0.00053909 | 27 | Industrial_2028_Economic_GWh_After Competition Groups_27 | Air Compressor Heat Recovery | 0.05391% | 0.047261 | 2.7269 | Industrial_2028_Economic_GWh_After Competition Groups_Air Compressor Heat Recovery
Industrial | Ind ¦ Efficient Refrigeration Compressor | 2028 | Economic | GWh | After Competition Groups | 2.7072 | 43814.8118 | 0.043815 | 5058.422 | 0.00053519 | 28 | Industrial_2028_Economic_GWh_After Competition Groups_28 | Efficient Refrigeration Compressor | 0.05352% | 0.043815 | 2.7072 | Industrial_2028_Economic_GWh_After Competition Groups_Efficient Refrigeration Compressor
Industrial | Ind ¦ Air Compressor Heat Recovery | 2028 | Technical | GWh | After Competition Groups | 2.7269 | 47260.9943 | 0.047261 | 5970.6942 | 0.00045672 | 40 | Industrial_2028_Technical_GWh_After Competition Groups_40 | Air Compressor Heat Recovery | 0.04567% | 0.047261 | 2.7269 | Industrial_2028_Technical_GWh_After Competition Groups_Air Compressor Heat Recovery
Industrial | Ind ¦ Efficient Refrigeration Compressor | 2028 | Technical | GWh | After Competition Groups | 2.7072 | 43814.8118 | 0.043815 | 5970.6942 | 0.00045342 | 41 | Industrial_2028_Technical_GWh_After Competition Groups_41 | Efficient Refrigeration Compressor | 0.04534% | 0.043815 | 2.7072 | Industrial_2028_Technical_GWh_After Competition Groups_Efficient Refrigeration Compressor
Industrial | Ind ¦ Creep Heat Controller | 2028 | Technical | GWh | After Competition Groups | 2.5535 | 0 | 0 | 5970.6942 | 0.00042767 | 42 | Industrial_2028_Technical_GWh_After Competition Groups_42 | Creep Heat Controller | 0.04277% | 0 | 2.5535 | Industrial_2028_Technical_GWh_After Competition Groups_Creep Heat Controller
Industrial | Ind ¦ Optimize Compressed Air Dryer | 2028 | Technical | GWh | After Competition Groups | 1.9705 | 0 | 0 | 5970.6942 | 0.00033003 | 43 | Industrial_2028_Technical_GWh_After Competition Groups_43 | Optimize Compressed Air Dryer | 0.033% | 0 | 1.9705 | Industrial_2028_Technical_GWh_After Competition Groups_Optimize Compressed Air Dryer
Industrial | Ind ¦ Dual and Natural Exhaust Ventilation Systems | 2028 | Technical | GWh | After Competition Groups | 1.0607 | 0 | 0 | 5970.6942 | 0.00017766 | 44 | Industrial_2028_Technical_GWh_After Competition Groups_44 | Dual and Natural Exhaust Ventilation Systems | 0.01777% | 0 | 1.0607 | Industrial_2028_Technical_GWh_After Competition Groups_Dual and Natural Exhaust Ventilation Systems
Industrial | Ind ¦ Dairy Water Heater | 2028 | Achievable | GWh | After Competition Groups | 0.21719 | 23154.3849 | 0.023154 | 1648.7849 | 0.00013173 | 29 | Industrial_2028_Achievable_GWh_After Competition Groups_29 | Dairy Water Heater | 0.01317% | 0.023154 | 0.21719 | Industrial_2028_Achievable_GWh_After Competition Groups_Dairy Water Heater
Industrial | Ind ¦ Dairy Water Heater | 2028 | Technical | GWh | After Competition Groups | 0.64725 | 23154.3849 | 0.023154 | 5970.6942 | 0.0001084 | 45 | Industrial_2028_Technical_GWh_After Competition Groups_45 | Dairy Water Heater | 0.01084% | 0.023154 | 0.64725 | Industrial_2028_Technical_GWh_After Competition Groups_Dairy Water Heater
Industrial | Ind ¦ Dairy Water Heater | 2028 | Economic | GWh | After Competition Groups | 0.3386 | 23154.3849 | 0.023154 | 5058.422 | 6.6938e-05 | 29 | Industrial_2028_Economic_GWh_After Competition Groups_29 | Dairy Water Heater | 0.006694% | 0.023154 | 0.3386 | Industrial_2028_Economic_GWh_After Competition Groups_Dairy Water Heater
Industrial | Ind ¦ Cooling Tower Optimization | 2028 | Achievable | GWh | After Competition Groups | 0 | 0 | 0 | 1648.7849 | 0 | 30 | Industrial_2028_Achievable_GWh_After Competition Groups_30 | Cooling Tower Optimization | 0% | 0 | 0 | Industrial_2028_Achievable_GWh_After Competition Groups_Cooling Tower Optimization
Industrial | Ind ¦ Cooling Tower Optimization | 2028 | Economic | GWh | After Competition Groups | 0 | 0 | 0 | 5058.422 | 0 | 30 | Industrial_2028_Economic_GWh_After Competition Groups_30 | Cooling Tower Optimization | 0% | 0 | 0 | Industrial_2028_Economic_GWh_After Competition Groups_Cooling Tower Optimization
Industrial | Ind ¦ Creep Heat Controller | 2028 | Achievable | GWh | After Competition Groups | 0 | 0 | 0 | 1648.7849 | 0 | 31 | Industrial_2028_Achievable_GWh_After Competition Groups_31 | Creep Heat Controller | 0% | 0 | 0 | Industrial_2028_Achievable_GWh_After Competition Groups_Creep Heat Controller
Industrial | Ind ¦ Creep Heat Controller | 2028 | Economic | GWh | After Competition Groups | 0 | 0 | 0 | 5058.422 | 0 | 31 | Industrial_2028_Economic_GWh_After Competition Groups_31 | Creep Heat Controller | 0% | 0 | 0 | Industrial_2028_Economic_GWh_After Competition Groups_Creep Heat Controller
Industrial | Ind ¦ Dual and Natural Exhaust Ventilation Systems | 2028 | Achievable | GWh | After Competition Groups | 0 | 0 | 0 | 1648.7849 | 0 | 32 | Industrial_2028_Achievable_GWh_After Competition Groups_32 | Dual and Natural Exhaust Ventilation Systems | 0% | 0 | 0 | Industrial_2028_Achievable_GWh_After Competition Groups_Dual and Natural Exhaust Ventilation Systems
Industrial | Ind ¦ Dual and Natural Exhaust Ventilation Systems | 2028 | Economic | GWh | After Competition Groups | 0 | 0 | 0 | 5058.422 | 0 | 32 | Industrial_2028_Economic_GWh_After Competition Groups_32 | Dual and Natural Exhaust Ventilation Systems | 0% | 0 | 0 | Industrial_2028_Economic_GWh_After Competition Groups_Dual and Natural Exhaust Ventilation Systems
Industrial | Ind ¦ Efficient Transformer | 2028 | Achievable | GWh | After Competition Groups | 0 | 0 | 0 | 1648.7849 | 0 | 33 | Industrial_2028_Achievable_GWh_After Competition Groups_33 | Efficient Transformer | 0% | 0 | 0 | Industrial_2028_Achievable_GWh_After Competition Groups_Efficient Transformer
Industrial | Ind ¦ Efficient Transformer | 2028 | Economic | GWh | After Competition Groups | 0 | 0 | 0 | 5058.422 | 0 | 33 | Industrial_2028_Economic_GWh_After Competition Groups_33 | Efficient Transformer | 0% | 0 | 0 | Industrial_2028_Economic_GWh_After Competition Groups_Efficient Transformer
Industrial | Ind ¦ Free Cooling | 2028 | Achievable | GWh | After Competition Groups | 0 | 0 | 0 | 1648.7849 | 0 | 34 | Industrial_2028_Achievable_GWh_After Competition Groups_34 | Free Cooling | 0% | 0 | 0 | Industrial_2028_Achievable_GWh_After Competition Groups_Free Cooling
Industrial | Ind ¦ Free Cooling | 2028 | Economic | GWh | After Competition Groups | 0 | 0 | 0 | 5058.422 | 0 | 34 | Industrial_2028_Economic_GWh_After Competition Groups_34 | Free Cooling | 0% | 0 | 0 | Industrial_2028_Economic_GWh_After Competition Groups_Free Cooling
Industrial | Ind ¦ Heat Lamps/Heat Pad | 2028 | Achievable | GWh | After Competition Groups | 0 | 0 | 0 | 1648.7849 | 0 | 35 | Industrial_2028_Achievable_GWh_After Competition Groups_35 | Heat Lamps/Heat Pad | 0% | 0 | 0 | Industrial_2028_Achievable_GWh_After Competition Groups_Heat Lamps/Heat Pad
Industrial | Ind ¦ Heat Lamps/Heat Pad | 2028 | Economic | GWh | After Competition Groups | 0 | 0 | 0 | 5058.422 | 0 | 35 | Industrial_2028_Economic_GWh_After Competition Groups_35 | Heat Lamps/Heat Pad | 0% | 0 | 0 | Industrial_2028_Economic_GWh_After Competition Groups_Heat Lamps/Heat Pad
Industrial | Ind ¦ High Efficiency Welders | 2028 | Achievable | GWh | After Competition Groups | 0 | 0 | 0 | 1648.7849 | 0 | 36 | Industrial_2028_Achievable_GWh_After Competition Groups_36 | High Efficiency Welders | 0% | 0 | 0 | Industrial_2028_Achievable_GWh_After Competition Groups_High Efficiency Welders
Industrial | Ind ¦ High Efficiency Welders | 2028 | Economic | GWh | After Competition Groups | 0 | 0 | 0 | 5058.422 | 0 | 36 | Industrial_2028_Economic_GWh_After Competition Groups_36 | High Efficiency Welders | 0% | 0 | 0 | Industrial_2028_Economic_GWh_After Competition Groups_High Efficiency Welders
Industrial | Ind ¦ HVLS Fans | 2028 | Achievable | GWh | After Competition Groups | 0 | 0 | 0 | 1648.7849 | 0 | 37 | Industrial_2028_Achievable_GWh_After Competition Groups_37 | HVLS Fans | 0% | 0 | 0 | Industrial_2028_Achievable_GWh_After Competition Groups_HVLS Fans
Industrial | Ind ¦ HVLS Fans | 2028 | Economic | GWh | After Competition Groups | 0 | 0 | 0 | 5058.422 | 0 | 37 | Industrial_2028_Economic_GWh_After Competition Groups_37 | HVLS Fans | 0% | 0 | 0 | Industrial_2028_Economic_GWh_After Competition Groups_HVLS Fans
Industrial | Ind ¦ Low Energy Livestock Waterers | 2028 | Achievable | GWh | After Competition Groups | 0 | 0 | 0 | 1648.7849 | 0 | 38 | Industrial_2028_Achievable_GWh_After Competition Groups_38 | Low Energy Livestock Waterers | 0% | 0 | 0 | Industrial_2028_Achievable_GWh_After Competition Groups_Low Energy Livestock Waterers
Industrial | Ind ¦ Low Energy Livestock Waterers | 2028 | Economic | GWh | After Competition Groups | 0 | 0 | 0 | 5058.422 | 0 | 38 | Industrial_2028_Economic_GWh_After Competition Groups_38 | Low Energy Livestock Waterers | 0% | 0 | 0 | Industrial_2028_Economic_GWh_After Competition Groups_Low Energy Livestock Waterers
Industrial | Ind ¦ Optimize Compressed Air Dryer | 2028 | Achievable | GWh | After Competition Groups | 0 | 0 | 0 | 1648.7849 | 0 | 39 | Industrial_2028_Achievable_GWh_After Competition Groups_39 | Optimize Compressed Air Dryer | 0% | 0 | 0 | Industrial_2028_Achievable_GWh_After Competition Groups_Optimize Compressed Air Dryer
Industrial | Ind ¦ Optimize Compressed Air Dryer | 2028 | Economic | GWh | After Competition Groups | 0 | 0 | 0 | 5058.422 | 0 | 39 | Industrial_2028_Economic_GWh_After Competition Groups_39 | Optimize Compressed Air Dryer | 0% | 0 | 0 | Industrial_2028_Economic_GWh_After Competition Groups_Optimize Compressed Air Dryer
Industrial | Ind ¦ Premium Efficient Motors | 2028 | Achievable | GWh | After Competition Groups | 0 | 0 | 0 | 1648.7849 | 0 | 40 | Industrial_2028_Achievable_GWh_After Competition Groups_40 | Premium Efficient Motors | 0% | 0 | 0 | Industrial_2028_Achievable_GWh_After Competition Groups_Premium Efficient Motors
Industrial | Ind ¦ Premium Efficient Motors | 2028 | Economic | GWh | After Competition Groups | 0 | 0 | 0 | 5058.422 | 0 | 40 | Industrial_2028_Economic_GWh_After Competition Groups_40 | Premium Efficient Motors | 0% | 0 | 0 | Industrial_2028_Economic_GWh_After Competition Groups_Premium Efficient Motors
Industrial | Ind ¦ Synchronous Belts | 2028 | Achievable | GWh | After Competition Groups | 0 | 0 | 0 | 1648.7849 | 0 | 41 | Industrial_2028_Achievable_GWh_After Competition Groups_41 | Synchronous Belts | 0% | 0 | 0 | Industrial_2028_Achievable_GWh_After Competition Groups_Synchronous Belts
Industrial | Ind ¦ Synchronous Belts | 2028 | Economic | GWh | After Competition Groups | 0 | 0 | 0 | 5058.422 | 0 | 41 | Industrial_2028_Economic_GWh_After Competition Groups_41 | Synchronous Belts | 0% | 0 | 0 | Industrial_2028_Economic_GWh_After Competition Groups_Synchronous Belts
Industrial | Ind ¦ Pump System Optimization | 2029 | Economic | GWh | After Competition Groups | 923.2877 | 30340219.5009 | 30.3402 | 5634.3292 | 0.16387 | 1 | Industrial_2029_Economic_GWh_After Competition Groups_1 | Pump System Optimization | 16.39% | 30.3402 | 923.2877 | Industrial_2029_Economic_GWh_After Competition Groups_Pump System Optimization
Industrial | Ind ¦ Pump System Optimization | 2029 | Achievable | GWh | After Competition Groups | 334.9716 | 30340219.5009 | 30.3402 | 2058.5857 | 0.16272 | 1 | Industrial_2029_Achievable_GWh_After Competition Groups_1 | Pump System Optimization | 16.27% | 30.3402 | 334.9716 | Industrial_2029_Achievable_GWh_After Competition Groups_Pump System Optimization
Industrial | Ind ¦ Pump System Optimization | 2029 | Technical | GWh | After Competition Groups | 942.2753 | 30340219.5009 | 30.3402 | 6177.9697 | 0.15252 | 1 | Industrial_2029_Technical_GWh_After Competition Groups_1 | Pump System Optimization | 15.25% | 30.3402 | 942.2753 | Industrial_2029_Technical_GWh_After Competition Groups_Pump System Optimization
Industrial | Ind ¦ Air Leak Survey and Repair | 2029 | Achievable | GWh | After Competition Groups | 250.8157 | 799853.317 | 0.79985 | 2058.5857 | 0.12184 | 2 | Industrial_2029_Achievable_GWh_After Competition Groups_2 | Air Leak Survey and Repair | 12.18% | 0.79985 | 250.8157 | Industrial_2029_Achievable_GWh_After Competition Groups_Air Leak Survey and Repair
Industrial | Ind ¦ HE Lighting | 2029 | Economic | GWh | After Competition Groups | 597.6142 | 21130087.7632 | 21.1301 | 5634.3292 | 0.10607 | 2 | Industrial_2029_Economic_GWh_After Competition Groups_2 | HE Lighting | 10.61% | 21.1301 | 597.6142 | Industrial_2029_Economic_GWh_After Competition Groups_HE Lighting
Industrial | Ind ¦ HE Lighting | 2029 | Technical | GWh | After Competition Groups | 647.3533 | 21130087.7632 | 21.1301 | 6177.9697 | 0.10478 | 2 | Industrial_2029_Technical_GWh_After Competition Groups_2 | HE Lighting | 10.48% | 21.1301 | 647.3533 | Industrial_2029_Technical_GWh_After Competition Groups_HE Lighting
Industrial | Ind ¦ Air Compressor Optimization | 2029 | Achievable | GWh | After Competition Groups | 214.4402 | 1867273.0011 | 1.8673 | 2058.5857 | 0.10417 | 3 | Industrial_2029_Achievable_GWh_After Competition Groups_3 | Air Compressor Optimization | 10.42% | 1.8673 | 214.4402 | Industrial_2029_Achievable_GWh_After Competition Groups_Air Compressor Optimization
Industrial | Ind ¦ Air Leak Survey and Repair | 2029 | Economic | GWh | After Competition Groups | 585.1357 | 799853.317 | 0.79985 | 5634.3292 | 0.10385 | 3 | Industrial_2029_Economic_GWh_After Competition Groups_3 | Air Leak Survey and Repair | 10.39% | 0.79985 | 585.1357 | Industrial_2029_Economic_GWh_After Competition Groups_Air Leak Survey and Repair
Industrial | Ind ¦ Recommissioning | 2029 | Achievable | GWh | After Competition Groups | 195.5217 | 3748178.1989 | 3.7482 | 2058.5857 | 0.094979 | 4 | Industrial_2029_Achievable_GWh_After Competition Groups_4 | Recommissioning | 9.498% | 3.7482 | 195.5217 | Industrial_2029_Achievable_GWh_After Competition Groups_Recommissioning
Industrial | Ind ¦ SEM | 2029 | Achievable | GWh | After Competition Groups | 195.5217 | 3748178.1989 | 3.7482 | 2058.5857 | 0.094979 | 5 | Industrial_2029_Achievable_GWh_After Competition Groups_5 | SEM | 9.498% | 3.7482 | 195.5217 | Industrial_2029_Achievable_GWh_After Competition Groups_SEM
Industrial | Ind ¦ Air Leak Survey and Repair | 2029 | Technical | GWh | After Competition Groups | 585.1357 | 799853.317 | 0.79985 | 6177.9697 | 0.094713 | 3 | Industrial_2029_Technical_GWh_After Competition Groups_3 | Air Leak Survey and Repair | 9.471% | 0.79985 | 585.1357 | Industrial_2029_Technical_GWh_After Competition Groups_Air Leak Survey and Repair
Industrial | Ind ¦ Greenhouse Grow Lights | 2029 | Achievable | GWh | After Competition Groups | 180.3194 | 18754434.7406 | 18.7544 | 2058.5857 | 0.087594 | 6 | Industrial_2029_Achievable_GWh_After Competition Groups_6 | Greenhouse Grow Lights | 8.759% | 18.7544 | 180.3194 | Industrial_2029_Achievable_GWh_After Competition Groups_Greenhouse Grow Lights
Industrial | Ind ¦ Pump Equipment Upgrade | 2029 | Achievable | GWh | After Competition Groups | 167.8414 | 17452208.3704 | 17.4522 | 2058.5857 | 0.081532 | 7 | Industrial_2029_Achievable_GWh_After Competition Groups_7 | Pump Equipment Upgrade | 8.153% | 17.4522 | 167.8414 | Industrial_2029_Achievable_GWh_After Competition Groups_Pump Equipment Upgrade
Industrial | Ind ¦ Recommissioning | 2029 | Economic | GWh | After Competition Groups | 451.0228 | 3748178.1989 | 3.7482 | 5634.3292 | 0.080049 | 4 | Industrial_2029_Economic_GWh_After Competition Groups_4 | Recommissioning | 8.005% | 3.7482 | 451.0228 | Industrial_2029_Economic_GWh_After Competition Groups_Recommissioning
Industrial | Ind ¦ SEM | 2029 | Economic | GWh | After Competition Groups | 451.0228 | 3748178.1989 | 3.7482 | 5634.3292 | 0.080049 | 5 | Industrial_2029_Economic_GWh_After Competition Groups_5 | SEM | 8.005% | 3.7482 | 451.0228 | Industrial_2029_Economic_GWh_After Competition Groups_SEM
Industrial | Ind ¦ Greenhouse Grow Lights | 2029 | Economic | GWh | After Competition Groups | 446.8 | 18754434.7406 | 18.7544 | 5634.3292 | 0.0793 | 6 | Industrial_2029_Economic_GWh_After Competition Groups_6 | Greenhouse Grow Lights | 7.93% | 18.7544 | 446.8 | Industrial_2029_Economic_GWh_After Competition Groups_Greenhouse Grow Lights
Industrial | Ind ¦ Air Compressor Optimization | 2029 | Economic | GWh | After Competition Groups | 436.7923 | 1867273.0011 | 1.8673 | 5634.3292 | 0.077523 | 7 | Industrial_2029_Economic_GWh_After Competition Groups_7 | Air Compressor Optimization | 7.752% | 1.8673 | 436.7923 | Industrial_2029_Economic_GWh_After Competition Groups_Air Compressor Optimization
Industrial | Ind ¦ Pump Equipment Upgrade | 2029 | Economic | GWh | After Competition Groups | 436.1229 | 17452208.3704 | 17.4522 | 5634.3292 | 0.077405 | 8 | Industrial_2029_Economic_GWh_After Competition Groups_8 | Pump Equipment Upgrade | 7.74% | 17.4522 | 436.1229 | Industrial_2029_Economic_GWh_After Competition Groups_Pump Equipment Upgrade
Industrial | Ind ¦ Recommissioning | 2029 | Technical | GWh | After Competition Groups | 451.0228 | 3748178.1989 | 3.7482 | 6177.9697 | 0.073005 | 4 | Industrial_2029_Technical_GWh_After Competition Groups_4 | Recommissioning | 7.301% | 3.7482 | 451.0228 | Industrial_2029_Technical_GWh_After Competition Groups_Recommissioning
Industrial | Ind ¦ SEM | 2029 | Technical | GWh | After Competition Groups | 451.0228 | 3748178.1989 | 3.7482 | 6177.9697 | 0.073005 | 5 | Industrial_2029_Technical_GWh_After Competition Groups_5 | SEM | 7.301% | 3.7482 | 451.0228 | Industrial_2029_Technical_GWh_After Competition Groups_SEM
Industrial | Ind ¦ Greenhouse Grow Lights | 2029 | Technical | GWh | After Competition Groups | 446.8 | 18754434.7406 | 18.7544 | 6177.9697 | 0.072321 | 6 | Industrial_2029_Technical_GWh_After Competition Groups_6 | Greenhouse Grow Lights | 7.232% | 18.7544 | 446.8 | Industrial_2029_Technical_GWh_After Competition Groups_Greenhouse Grow Lights
Industrial | Ind ¦ Air Compressor Optimization | 2029 | Technical | GWh | After Competition Groups | 436.7923 | 1867273.0011 | 1.8673 | 6177.9697 | 0.070702 | 7 | Industrial_2029_Technical_GWh_After Competition Groups_7 | Air Compressor Optimization | 7.07% | 1.8673 | 436.7923 | Industrial_2029_Technical_GWh_After Competition Groups_Air Compressor Optimization
Industrial | Ind ¦ Pump Equipment Upgrade | 2029 | Technical | GWh | After Competition Groups | 436.1229 | 17452208.3704 | 17.4522 | 6177.9697 | 0.070593 | 8 | Industrial_2029_Technical_GWh_After Competition Groups_8 | Pump Equipment Upgrade | 7.059% | 17.4522 | 436.1229 | Industrial_2029_Technical_GWh_After Competition Groups_Pump Equipment Upgrade
Industrial | Ind ¦ Efficient Compressed Air Nozzles | 2029 | Economic | GWh | After Competition Groups | 379.5295 | 636190.6975 | 0.63619 | 5634.3292 | 0.06736 | 9 | Industrial_2029_Economic_GWh_After Competition Groups_9 | Efficient Compressed Air Nozzles | 6.736% | 0.63619 | 379.5295 | Industrial_2029_Economic_GWh_After Competition Groups_Efficient Compressed Air Nozzles
Industrial | Ind ¦ High Efficiency HVAC Fans | 2029 | Achievable | GWh | After Competition Groups | 132.5491 | 4301500.6093 | 4.3015 | 2058.5857 | 0.064388 | 8 | Industrial_2029_Achievable_GWh_After Competition Groups_8 | High Efficiency HVAC Fans | 6.439% | 4.3015 | 132.5491 | Industrial_2029_Achievable_GWh_After Competition Groups_High Efficiency HVAC Fans
Industrial | Ind ¦ Efficient Compressed Air Nozzles | 2029 | Achievable | GWh | After Competition Groups | 126.8529 | 636190.6975 | 0.63619 | 2058.5857 | 0.061621 | 9 | Industrial_2029_Achievable_GWh_After Competition Groups_9 | Efficient Compressed Air Nozzles | 6.162% | 0.63619 | 126.8529 | Industrial_2029_Achievable_GWh_After Competition Groups_Efficient Compressed Air Nozzles
Industrial | Ind ¦ Efficient Compressed Air Nozzles | 2029 | Technical | GWh | After Competition Groups | 379.5295 | 636190.6975 | 0.63619 | 6177.9697 | 0.061433 | 9 | Industrial_2029_Technical_GWh_After Competition Groups_9 | Efficient Compressed Air Nozzles | 6.143% | 0.63619 | 379.5295 | Industrial_2029_Technical_GWh_After Competition Groups_Efficient Compressed Air Nozzles
Industrial | Ind ¦ High Efficiency HVAC Fans | 2029 | Economic | GWh | After Competition Groups | 300.0216 | 4301500.6093 | 4.3015 | 5634.3292 | 0.053249 | 10 | Industrial_2029_Economic_GWh_After Competition Groups_10 | High Efficiency HVAC Fans | 5.325% | 4.3015 | 300.0216 | Industrial_2029_Economic_GWh_After Competition Groups_High Efficiency HVAC Fans
Industrial | Ind ¦ High Efficiency HVAC Fans | 2029 | Technical | GWh | After Competition Groups | 300.0216 | 4301500.6093 | 4.3015 | 6177.9697 | 0.048563 | 10 | Industrial_2029_Technical_GWh_After Competition Groups_10 | High Efficiency HVAC Fans | 4.856% | 4.3015 | 300.0216 | Industrial_2029_Technical_GWh_After Competition Groups_High Efficiency HVAC Fans
Industrial | Ind ¦ HE Lighting | 2029 | Achievable | GWh | After Competition Groups | 60.9777 | 21130087.7632 | 21.1301 | 2058.5857 | 0.029621 | 10 | Industrial_2029_Achievable_GWh_After Competition Groups_10 | HE Lighting | 2.962% | 21.1301 | 60.9777 | Industrial_2029_Achievable_GWh_After Competition Groups_HE Lighting
Industrial | Ind ¦ Process Optimization (Elec) | 2029 | Economic | GWh | After Competition Groups | 166.3967 | 243371.9386 | 0.24337 | 5634.3292 | 0.029533 | 11 | Industrial_2029_Economic_GWh_After Competition Groups_11 | Process Optimization (Elec) | 2.953% | 0.24337 | 166.3967 | Industrial_2029_Economic_GWh_After Competition Groups_Process Optimization (Elec)
Industrial | Ind ¦ Process Optimization (Elec) | 2029 | Technical | GWh | After Competition Groups | 166.3967 | 243371.9386 | 0.24337 | 6177.9697 | 0.026934 | 11 | Industrial_2029_Technical_GWh_After Competition Groups_11 | Process Optimization (Elec) | 2.693% | 0.24337 | 166.3967 | Industrial_2029_Technical_GWh_After Competition Groups_Process Optimization (Elec)
Industrial | Ind ¦ Premium Efficient Motors | 2029 | Technical | GWh | After Competition Groups | 149.452 | 0 | 0 | 6177.9697 | 0.024191 | 12 | Industrial_2029_Technical_GWh_After Competition Groups_12 | Premium Efficient Motors | 2.419% | 0 | 149.452 | Industrial_2029_Technical_GWh_After Competition Groups_Premium Efficient Motors
Industrial | Ind ¦ Fan System Optimization | 2029 | Achievable | GWh | After Competition Groups | 30.4877 | 2156403.5037 | 2.1564 | 2058.5857 | 0.01481 | 11 | Industrial_2029_Achievable_GWh_After Competition Groups_11 | Fan System Optimization | 1.481% | 2.1564 | 30.4877 | Industrial_2029_Achievable_GWh_After Competition Groups_Fan System Optimization
Industrial | Ind ¦ Material Handling Improvements | 2029 | Achievable | GWh | After Competition Groups | 28.5094 | 222099.272 | 0.2221 | 2058.5857 | 0.013849 | 12 | Industrial_2029_Achievable_GWh_After Competition Groups_12 | Material Handling Improvements | 1.385% | 0.2221 | 28.5094 | Industrial_2029_Achievable_GWh_After Competition Groups_Material Handling Improvements
Industrial | Ind ¦ Pulp and Paper Process Improvements | 2029 | Achievable | GWh | After Competition Groups | 25.082 | 2196485.538 | 2.1965 | 2058.5857 | 0.012184 | 13 | Industrial_2029_Achievable_GWh_After Competition Groups_13 | Pulp and Paper Process Improvements | 1.218% | 2.1965 | 25.082 | Industrial_2029_Achievable_GWh_After Competition Groups_Pulp and Paper Process Improvements
Industrial | Ind ¦ HE HVAC Controls | 2029 | Technical | GWh | After Competition Groups | 74.7785 | 0 | 0 | 6177.9697 | 0.012104 | 13 | Industrial_2029_Technical_GWh_After Competition Groups_13 | HE HVAC Controls | 1.21% | 0 | 74.7785 | Industrial_2029_Technical_GWh_After Competition Groups_HE HVAC Controls
Industrial | Ind ¦ Fan System Optimization | 2029 | Economic | GWh | After Competition Groups | 63.6023 | 2156403.5037 | 2.1564 | 5634.3292 | 0.011288 | 12 | Industrial_2029_Economic_GWh_After Competition Groups_12 | Fan System Optimization | 1.129% | 2.1564 | 63.6023 | Industrial_2029_Economic_GWh_After Competition Groups_Fan System Optimization
Industrial | Ind ¦ Pulp and Paper Process Improvements | 2029 | Economic | GWh | After Competition Groups | 62.1073 | 2196485.538 | 2.1965 | 5634.3292 | 0.011023 | 13 | Industrial_2029_Economic_GWh_After Competition Groups_13 | Pulp and Paper Process Improvements | 1.102% | 2.1965 | 62.1073 | Industrial_2029_Economic_GWh_After Competition Groups_Pulp and Paper Process Improvements
Industrial | Ind ¦ Fan System Optimization | 2029 | Technical | GWh | After Competition Groups | 63.6023 | 2156403.5037 | 2.1564 | 6177.9697 | 0.010295 | 14 | Industrial_2029_Technical_GWh_After Competition Groups_14 | Fan System Optimization | 1.03% | 2.1564 | 63.6023 | Industrial_2029_Technical_GWh_After Competition Groups_Fan System Optimization
Industrial | Ind ¦ Material Handling Improvements | 2029 | Economic | GWh | After Competition Groups | 57.617 | 222099.272 | 0.2221 | 5634.3292 | 0.010226 | 14 | Industrial_2029_Economic_GWh_After Competition Groups_14 | Material Handling Improvements | 1.023% | 0.2221 | 57.617 | Industrial_2029_Economic_GWh_After Competition Groups_Material Handling Improvements
Industrial | Ind ¦ Pulp and Paper Process Improvements | 2029 | Technical | GWh | After Competition Groups | 62.1073 | 2196485.538 | 2.1965 | 6177.9697 | 0.010053 | 15 | Industrial_2029_Technical_GWh_After Competition Groups_15 | Pulp and Paper Process Improvements | 1.005% | 2.1965 | 62.1073 | Industrial_2029_Technical_GWh_After Competition Groups_Pulp and Paper Process Improvements
Industrial | Ind ¦ HE HVAC Units | 2029 | Technical | GWh | After Competition Groups | 60.5765 | 0 | 0 | 6177.9697 | 0.0098052 | 16 | Industrial_2029_Technical_GWh_After Competition Groups_16 | HE HVAC Units | 0.9805% | 0 | 60.5765 | Industrial_2029_Technical_GWh_After Competition Groups_HE HVAC Units
Industrial | Ind ¦ Efficient Irrigation | 2029 | Economic | GWh | After Competition Groups | 53.9576 | 1718567.3497 | 1.7186 | 5634.3292 | 0.0095766 | 15 | Industrial_2029_Economic_GWh_After Competition Groups_15 | Efficient Irrigation | 0.9577% | 1.7186 | 53.9576 | Industrial_2029_Economic_GWh_After Competition Groups_Efficient Irrigation
Industrial | Ind ¦ Material Handling Improvements | 2029 | Technical | GWh | After Competition Groups | 57.617 | 222099.272 | 0.2221 | 6177.9697 | 0.0093262 | 17 | Industrial_2029_Technical_GWh_After Competition Groups_17 | Material Handling Improvements | 0.9326% | 0.2221 | 57.617 | Industrial_2029_Technical_GWh_After Competition Groups_Material Handling Improvements
Industrial | Ind ¦ Efficient Irrigation | 2029 | Technical | GWh | After Competition Groups | 53.9576 | 1718567.3497 | 1.7186 | 6177.9697 | 0.0087339 | 18 | Industrial_2029_Technical_GWh_After Competition Groups_18 | Efficient Irrigation | 0.8734% | 1.7186 | 53.9576 | Industrial_2029_Technical_GWh_After Competition Groups_Efficient Irrigation
Industrial | Ind ¦ Refiner Plate Improvements | 2029 | Economic | GWh | After Competition Groups | 43.6834 | 246268.7966 | 0.24627 | 5634.3292 | 0.0077531 | 16 | Industrial_2029_Economic_GWh_After Competition Groups_16 | Refiner Plate Improvements | 0.7753% | 0.24627 | 43.6834 | Industrial_2029_Economic_GWh_After Competition Groups_Refiner Plate Improvements
Industrial | Ind ¦ Refiner Plate Improvements | 2029 | Technical | GWh | After Competition Groups | 43.6834 | 246268.7966 | 0.24627 | 6177.9697 | 0.0070708 | 19 | Industrial_2029_Technical_GWh_After Competition Groups_19 | Refiner Plate Improvements | 0.7071% | 0.24627 | 43.6834 | Industrial_2029_Technical_GWh_After Competition Groups_Refiner Plate Improvements
Industrial | Ind ¦ Refiner Plate Improvements | 2029 | Achievable | GWh | After Competition Groups | 14.3195 | 246268.7966 | 0.24627 | 2058.5857 | 0.006956 | 14 | Industrial_2029_Achievable_GWh_After Competition Groups_14 | Refiner Plate Improvements | 0.6956% | 0.24627 | 14.3195 | Industrial_2029_Achievable_GWh_After Competition Groups_Refiner Plate Improvements
Industrial | Ind ¦ Process Heat Recovery | 2029 | Achievable | GWh | After Competition Groups | 14.1707 | 590147.0548 | 0.59015 | 2058.5857 | 0.0068837 | 15 | Industrial_2029_Achievable_GWh_After Competition Groups_15 | Process Heat Recovery | 0.6884% | 0.59015 | 14.1707 | Industrial_2029_Achievable_GWh_After Competition Groups_Process Heat Recovery
Industrial | Ind ¦ VAV Conversion Project | 2029 | Achievable | GWh | After Competition Groups | 14.0931 | 856603.9687 | 0.8566 | 2058.5857 | 0.006846 | 16 | Industrial_2029_Achievable_GWh_After Competition Groups_16 | VAV Conversion Project | 0.6846% | 0.8566 | 14.0931 | Industrial_2029_Achievable_GWh_After Competition Groups_VAV Conversion Project
Industrial | Ind ¦ Cold Storage Retrofit | 2029 | Technical | GWh | After Competition Groups | 40.6257 | 0 | 0 | 6177.9697 | 0.0065759 | 20 | Industrial_2029_Technical_GWh_After Competition Groups_20 | Cold Storage Retrofit | 0.6576% | 0 | 40.6257 | Industrial_2029_Technical_GWh_After Competition Groups_Cold Storage Retrofit
Industrial | Ind ¦ Process Heat Recovery | 2029 | Economic | GWh | After Competition Groups | 33.5982 | 590147.0548 | 0.59015 | 5634.3292 | 0.0059631 | 17 | Industrial_2029_Economic_GWh_After Competition Groups_17 | Process Heat Recovery | 0.5963% | 0.59015 | 33.5982 | Industrial_2029_Economic_GWh_After Competition Groups_Process Heat Recovery
Industrial | Ind ¦ Process Optimization (Elec) | 2029 | Achievable | GWh | After Competition Groups | 12.2606 | 243371.9386 | 0.24337 | 2058.5857 | 0.0059558 | 17 | Industrial_2029_Achievable_GWh_After Competition Groups_17 | Process Optimization (Elec) | 0.5956% | 0.24337 | 12.2606 | Industrial_2029_Achievable_GWh_After Competition Groups_Process Optimization (Elec)
Industrial | Ind ¦ VAV Conversion Project | 2029 | Economic | GWh | After Competition Groups | 31.8858 | 856603.9687 | 0.8566 | 5634.3292 | 0.0056592 | 18 | Industrial_2029_Economic_GWh_After Competition Groups_18 | VAV Conversion Project | 0.5659% | 0.8566 | 31.8858 | Industrial_2029_Economic_GWh_After Competition Groups_VAV Conversion Project
Industrial | Ind ¦ Process Heat Recovery | 2029 | Technical | GWh | After Competition Groups | 33.5982 | 590147.0548 | 0.59015 | 6177.9697 | 0.0054384 | 21 | Industrial_2029_Technical_GWh_After Competition Groups_21 | Process Heat Recovery | 0.5438% | 0.59015 | 33.5982 | Industrial_2029_Technical_GWh_After Competition Groups_Process Heat Recovery
Industrial | Ind ¦ VAV Conversion Project | 2029 | Technical | GWh | After Competition Groups | 31.8858 | 856603.9687 | 0.8566 | 6177.9697 | 0.0051612 | 22 | Industrial_2029_Technical_GWh_After Competition Groups_22 | VAV Conversion Project | 0.5161% | 0.8566 | 31.8858 | Industrial_2029_Technical_GWh_After Competition Groups_VAV Conversion Project
Industrial | Ind ¦ Improved Controls - Process Cooling | 2029 | Achievable | GWh | After Competition Groups | 10.4153 | 385803.819 | 0.3858 | 2058.5857 | 0.0050594 | 18 | Industrial_2029_Achievable_GWh_After Competition Groups_18 | Improved Controls - Process Cooling | 0.5059% | 0.3858 | 10.4153 | Industrial_2029_Achievable_GWh_After Competition Groups_Improved Controls - Process Cooling
Industrial | Ind ¦ Ventilation Optimization | 2029 | Technical | GWh | After Competition Groups | 28.439 | 556650.2726 | 0.55665 | 6177.9697 | 0.0046033 | 23 | Industrial_2029_Technical_GWh_After Competition Groups_23 | Ventilation Optimization | 0.4603% | 0.55665 | 28.439 | Industrial_2029_Technical_GWh_After Competition Groups_Ventilation Optimization
Industrial | Ind ¦ Improved Controls - Process Cooling | 2029 | Economic | GWh | After Competition Groups | 23.9667 | 385803.819 | 0.3858 | 5634.3292 | 0.0042537 | 19 | Industrial_2029_Economic_GWh_After Competition Groups_19 | Improved Controls - Process Cooling | 0.4254% | 0.3858 | 23.9667 | Industrial_2029_Economic_GWh_After Competition Groups_Improved Controls - Process Cooling
Industrial | Ind ¦ High Efficiency Battery Charger | 2029 | Achievable | GWh | After Competition Groups | 8.597 | 668459.1573 | 0.66846 | 2058.5857 | 0.0041762 | 19 | Industrial_2029_Achievable_GWh_After Competition Groups_19 | High Efficiency Battery Charger | 0.4176% | 0.66846 | 8.597 | Industrial_2029_Achievable_GWh_After Competition Groups_High Efficiency Battery Charger
Industrial | Ind ¦ Efficient Irrigation | 2029 | Achievable | GWh | After Competition Groups | 8.2415 | 1718567.3497 | 1.7186 | 2058.5857 | 0.0040035 | 20 | Industrial_2029_Achievable_GWh_After Competition Groups_20 | Efficient Irrigation | 0.4003% | 1.7186 | 8.2415 | Industrial_2029_Achievable_GWh_After Competition Groups_Efficient Irrigation
Industrial | Ind ¦ Improved Controls - Process Cooling | 2029 | Technical | GWh | After Competition Groups | 23.9667 | 385803.819 | 0.3858 | 6177.9697 | 0.0038794 | 24 | Industrial_2029_Technical_GWh_After Competition Groups_24 | Improved Controls - Process Cooling | 0.3879% | 0.3858 | 23.9667 | Industrial_2029_Technical_GWh_After Competition Groups_Improved Controls - Process Cooling
Industrial | Ind ¦ HVLS Fans | 2029 | Technical | GWh | After Competition Groups | 23.4392 | 0 | 0 | 6177.9697 | 0.003794 | 25 | Industrial_2029_Technical_GWh_After Competition Groups_25 | HVLS Fans | 0.3794% | 0 | 23.4392 | Industrial_2029_Technical_GWh_After Competition Groups_HVLS Fans
Industrial | Ind ¦ High Efficiency Battery Charger | 2029 | Economic | GWh | After Competition Groups | 20.7025 | 668459.1573 | 0.66846 | 5634.3292 | 0.0036744 | 20 | Industrial_2029_Economic_GWh_After Competition Groups_20 | High Efficiency Battery Charger | 0.3674% | 0.66846 | 20.7025 | Industrial_2029_Economic_GWh_After Competition Groups_High Efficiency Battery Charger
Industrial | Ind ¦ Process Improvements | 2029 | Achievable | GWh | After Competition Groups | 7.1618 | 206485.5653 | 0.20649 | 2058.5857 | 0.003479 | 21 | Industrial_2029_Achievable_GWh_After Competition Groups_21 | Process Improvements | 0.3479% | 0.20649 | 7.1618 | Industrial_2029_Achievable_GWh_After Competition Groups_Process Improvements
Industrial | Ind ¦ Synchronous Belts | 2029 | Technical | GWh | After Competition Groups | 20.8034 | 0 | 0 | 6177.9697 | 0.0033674 | 26 | Industrial_2029_Technical_GWh_After Competition Groups_26 | Synchronous Belts | 0.3367% | 0 | 20.8034 | Industrial_2029_Technical_GWh_After Competition Groups_Synchronous Belts
Industrial | Ind ¦ High Efficiency Battery Charger | 2029 | Technical | GWh | After Competition Groups | 20.7025 | 668459.1573 | 0.66846 | 6177.9697 | 0.003351 | 27 | Industrial_2029_Technical_GWh_After Competition Groups_27 | High Efficiency Battery Charger | 0.3351% | 0.66846 | 20.7025 | Industrial_2029_Technical_GWh_After Competition Groups_High Efficiency Battery Charger
Industrial | Ind ¦ Low Energy Livestock Waterers | 2029 | Technical | GWh | After Competition Groups | 18.7838 | 0 | 0 | 6177.9697 | 0.0030405 | 28 | Industrial_2029_Technical_GWh_After Competition Groups_28 | Low Energy Livestock Waterers | 0.304% | 0 | 18.7838 | Industrial_2029_Technical_GWh_After Competition Groups_Low Energy Livestock Waterers
Industrial | Ind ¦ Process Improvements | 2029 | Economic | GWh | After Competition Groups | 16.5108 | 206485.5653 | 0.20649 | 5634.3292 | 0.0029304 | 21 | Industrial_2029_Economic_GWh_After Competition Groups_21 | Process Improvements | 0.293% | 0.20649 | 16.5108 | Industrial_2029_Economic_GWh_After Competition Groups_Process Improvements
Industrial | Ind ¦ Refrigeration Compressor VFD | 2029 | Achievable | GWh | After Competition Groups | 5.6419 | 494009.531 | 0.49401 | 2058.5857 | 0.0027406 | 22 | Industrial_2029_Achievable_GWh_After Competition Groups_22 | Refrigeration Compressor VFD | 0.2741% | 0.49401 | 5.6419 | Industrial_2029_Achievable_GWh_After Competition Groups_Refrigeration Compressor VFD
Industrial | Ind ¦ Process Improvements | 2029 | Technical | GWh | After Competition Groups | 16.5108 | 206485.5653 | 0.20649 | 6177.9697 | 0.0026725 | 29 | Industrial_2029_Technical_GWh_After Competition Groups_29 | Process Improvements | 0.2673% | 0.20649 | 16.5108 | Industrial_2029_Technical_GWh_After Competition Groups_Process Improvements
Industrial | Ind ¦ Ventilation Optimization | 2029 | Achievable | GWh | After Competition Groups | 5.214 | 556650.2726 | 0.55665 | 2058.5857 | 0.0025328 | 23 | Industrial_2029_Achievable_GWh_After Competition Groups_23 | Ventilation Optimization | 0.2533% | 0.55665 | 5.214 | Industrial_2029_Achievable_GWh_After Competition Groups_Ventilation Optimization
Industrial | Ind ¦ Refrigeration Compressor VFD | 2029 | Economic | GWh | After Competition Groups | 13.3342 | 494009.531 | 0.49401 | 5634.3292 | 0.0023666 | 22 | Industrial_2029_Economic_GWh_After Competition Groups_22 | Refrigeration Compressor VFD | 0.2367% | 0.49401 | 13.3342 | Industrial_2029_Economic_GWh_After Competition Groups_Refrigeration Compressor VFD
Industrial | Ind ¦ Dairy Pre-Cooler | 2029 | Technical | GWh | After Competition Groups | 14.5001 | 308669.376 | 0.30867 | 6177.9697 | 0.0023471 | 30 | Industrial_2029_Technical_GWh_After Competition Groups_30 | Dairy Pre-Cooler | 0.2347% | 0.30867 | 14.5001 | Industrial_2029_Technical_GWh_After Competition Groups_Dairy Pre-Cooler
Industrial | Ind ¦ Improved Controls - Process Heating | 2029 | Achievable | GWh | After Competition Groups | 4.5364 | 169130.9549 | 0.16913 | 2058.5857 | 0.0022037 | 24 | Industrial_2029_Achievable_GWh_After Competition Groups_24 | Improved Controls - Process Heating | 0.2204% | 0.16913 | 4.5364 | Industrial_2029_Achievable_GWh_After Competition Groups_Improved Controls - Process Heating
Industrial | Ind ¦ Refrigeration Compressor VFD | 2029 | Technical | GWh | After Competition Groups | 13.3342 | 494009.531 | 0.49401 | 6177.9697 | 0.0021583 | 31 | Industrial_2029_Technical_GWh_After Competition Groups_31 | Refrigeration Compressor VFD | 0.2158% | 0.49401 | 13.3342 | Industrial_2029_Technical_GWh_After Competition Groups_Refrigeration Compressor VFD
Industrial | Ind ¦ Dairy Pre-Cooler | 2029 | Achievable | GWh | After Competition Groups | 3.9469 | 308669.376 | 0.30867 | 2058.5857 | 0.0019173 | 25 | Industrial_2029_Achievable_GWh_After Competition Groups_25 | Dairy Pre-Cooler | 0.1917% | 0.30867 | 3.9469 | Industrial_2029_Achievable_GWh_After Competition Groups_Dairy Pre-Cooler
Industrial | Ind ¦ Chiller Optimization | 2029 | Technical | GWh | After Competition Groups | 11.3998 | 0 | 0 | 6177.9697 | 0.0018452 | 32 | Industrial_2029_Technical_GWh_After Competition Groups_32 | Chiller Optimization | 0.1845% | 0 | 11.3998 | Industrial_2029_Technical_GWh_After Competition Groups_Chiller Optimization
Industrial | Ind ¦ Improved Controls - Process Heating | 2029 | Economic | GWh | After Competition Groups | 10.3333 | 169130.9549 | 0.16913 | 5634.3292 | 0.001834 | 23 | Industrial_2029_Economic_GWh_After Competition Groups_23 | Improved Controls - Process Heating | 0.1834% | 0.16913 | 10.3333 | Industrial_2029_Economic_GWh_After Competition Groups_Improved Controls - Process Heating
Industrial | Ind ¦ Free Cooling | 2029 | Technical | GWh | After Competition Groups | 10.4887 | 0 | 0 | 6177.9697 | 0.0016978 | 33 | Industrial_2029_Technical_GWh_After Competition Groups_33 | Free Cooling | 0.1698% | 0 | 10.4887 | Industrial_2029_Technical_GWh_After Competition Groups_Free Cooling
Industrial | Ind ¦ Efficient Transformer | 2029 | Technical | GWh | After Competition Groups | 10.3513 | 0 | 0 | 6177.9697 | 0.0016755 | 34 | Industrial_2029_Technical_GWh_After Competition Groups_34 | Efficient Transformer | 0.1676% | 0 | 10.3513 | Industrial_2029_Technical_GWh_After Competition Groups_Efficient Transformer
Industrial | Ind ¦ Improved Controls - Process Heating | 2029 | Technical | GWh | After Competition Groups | 10.3333 | 169130.9549 | 0.16913 | 6177.9697 | 0.0016726 | 35 | Industrial_2029_Technical_GWh_After Competition Groups_35 | Improved Controls - Process Heating | 0.1673% | 0.16913 | 10.3333 | Industrial_2029_Technical_GWh_After Competition Groups_Improved Controls - Process Heating
Industrial | Ind ¦ Ventilation Optimization | 2029 | Economic | GWh | After Competition Groups | 8.9363 | 556650.2726 | 0.55665 | 5634.3292 | 0.001586 | 24 | Industrial_2029_Economic_GWh_After Competition Groups_24 | Ventilation Optimization | 0.1586% | 0.55665 | 8.9363 | Industrial_2029_Economic_GWh_After Competition Groups_Ventilation Optimization
Industrial | Ind ¦ High Efficiency Welders | 2029 | Technical | GWh | After Competition Groups | 9.4506 | 0 | 0 | 6177.9697 | 0.0015297 | 36 | Industrial_2029_Technical_GWh_After Competition Groups_36 | High Efficiency Welders | 0.153% | 0 | 9.4506 | Industrial_2029_Technical_GWh_After Competition Groups_High Efficiency Welders
Industrial | Ind ¦ Cooling Tower Optimization | 2029 | Technical | GWh | After Competition Groups | 8.6449 | 0 | 0 | 6177.9697 | 0.0013993 | 37 | Industrial_2029_Technical_GWh_After Competition Groups_37 | Cooling Tower Optimization | 0.1399% | 0 | 8.6449 | Industrial_2029_Technical_GWh_After Competition Groups_Cooling Tower Optimization
Industrial | Ind ¦ Dairy Pre-Cooler | 2029 | Economic | GWh | After Competition Groups | 7.7843 | 308669.376 | 0.30867 | 5634.3292 | 0.0013816 | 25 | Industrial_2029_Economic_GWh_After Competition Groups_25 | Dairy Pre-Cooler | 0.1382% | 0.30867 | 7.7843 | Industrial_2029_Economic_GWh_After Competition Groups_Dairy Pre-Cooler
Industrial | Ind ¦ Engine Block Heater Timer | 2029 | Achievable | GWh | After Competition Groups | 2.7978 | 59334.3488 | 0.059334 | 2058.5857 | 0.0013591 | 26 | Industrial_2029_Achievable_GWh_After Competition Groups_26 | Engine Block Heater Timer | 0.1359% | 0.059334 | 2.7978 | Industrial_2029_Achievable_GWh_After Competition Groups_Engine Block Heater Timer
Industrial | Ind ¦ Engine Block Heater Timer | 2029 | Economic | GWh | After Competition Groups | 6.5049 | 59334.3488 | 0.059334 | 5634.3292 | 0.0011545 | 26 | Industrial_2029_Economic_GWh_After Competition Groups_26 | Engine Block Heater Timer | 0.1155% | 0.059334 | 6.5049 | Industrial_2029_Economic_GWh_After Competition Groups_Engine Block Heater Timer
Industrial | Ind ¦ Engine Block Heater Timer | 2029 | Technical | GWh | After Competition Groups | 6.5049 | 59334.3488 | 0.059334 | 6177.9697 | 0.0010529 | 38 | Industrial_2029_Technical_GWh_After Competition Groups_38 | Engine Block Heater Timer | 0.1053% | 0.059334 | 6.5049 | Industrial_2029_Technical_GWh_After Competition Groups_Engine Block Heater Timer
Industrial | Ind ¦ Efficient Refrigeration Compressor | 2029 | Achievable | GWh | After Competition Groups | 1.8582 | 42794.0519 | 0.042794 | 2058.5857 | 0.00090265 | 27 | Industrial_2029_Achievable_GWh_After Competition Groups_27 | Efficient Refrigeration Compressor | 0.09026% | 0.042794 | 1.8582 | Industrial_2029_Achievable_GWh_After Competition Groups_Efficient Refrigeration Compressor
Industrial | Ind ¦ Heat Lamps/Heat Pad | 2029 | Technical | GWh | After Competition Groups | 3.9214 | 0 | 0 | 6177.9697 | 0.00063474 | 39 | Industrial_2029_Technical_GWh_After Competition Groups_39 | Heat Lamps/Heat Pad | 0.06347% | 0 | 3.9214 | Industrial_2029_Technical_GWh_After Competition Groups_Heat Lamps/Heat Pad
Industrial | Ind ¦ Air Compressor Heat Recovery | 2029 | Achievable | GWh | After Competition Groups | 1.1725 | 49656.9323 | 0.049657 | 2058.5857 | 0.00056959 | 28 | Industrial_2029_Achievable_GWh_After Competition Groups_28 | Air Compressor Heat Recovery | 0.05696% | 0.049657 | 1.1725 | Industrial_2029_Achievable_GWh_After Competition Groups_Air Compressor Heat Recovery
Industrial | Ind ¦ Efficient Refrigeration Compressor | 2029 | Economic | GWh | After Competition Groups | 2.9338 | 42794.0519 | 0.042794 | 5634.3292 | 0.00052069 | 27 | Industrial_2029_Economic_GWh_After Competition Groups_27 | Efficient Refrigeration Compressor | 0.05207% | 0.042794 | 2.9338 | Industrial_2029_Economic_GWh_After Competition Groups_Efficient Refrigeration Compressor
Industrial | Ind ¦ Air Compressor Heat Recovery | 2029 | Economic | GWh | After Competition Groups | 2.7268 | 49656.9323 | 0.049657 | 5634.3292 | 0.00048396 | 28 | Industrial_2029_Economic_GWh_After Competition Groups_28 | Air Compressor Heat Recovery | 0.0484% | 0.049657 | 2.7268 | Industrial_2029_Economic_GWh_After Competition Groups_Air Compressor Heat Recovery
Industrial | Ind ¦ Efficient Refrigeration Compressor | 2029 | Technical | GWh | After Competition Groups | 2.9338 | 42794.0519 | 0.042794 | 6177.9697 | 0.00047487 | 40 | Industrial_2029_Technical_GWh_After Competition Groups_40 | Efficient Refrigeration Compressor | 0.04749% | 0.042794 | 2.9338 | Industrial_2029_Technical_GWh_After Competition Groups_Efficient Refrigeration Compressor
Industrial | Ind ¦ Air Compressor Heat Recovery | 2029 | Technical | GWh | After Competition Groups | 2.7268 | 49656.9323 | 0.049657 | 6177.9697 | 0.00044137 | 41 | Industrial_2029_Technical_GWh_After Competition Groups_41 | Air Compressor Heat Recovery | 0.04414% | 0.049657 | 2.7268 | Industrial_2029_Technical_GWh_After Competition Groups_Air Compressor Heat Recovery
Industrial | Ind ¦ Creep Heat Controller | 2029 | Technical | GWh | After Competition Groups | 2.5535 | 0 | 0 | 6177.9697 | 0.00041332 | 42 | Industrial_2029_Technical_GWh_After Competition Groups_42 | Creep Heat Controller | 0.04133% | 0 | 2.5535 | Industrial_2029_Technical_GWh_After Competition Groups_Creep Heat Controller
Industrial | Ind ¦ Optimize Compressed Air Dryer | 2029 | Technical | GWh | After Competition Groups | 1.9705 | 0 | 0 | 6177.9697 | 0.00031895 | 43 | Industrial_2029_Technical_GWh_After Competition Groups_43 | Optimize Compressed Air Dryer | 0.03189% | 0 | 1.9705 | Industrial_2029_Technical_GWh_After Competition Groups_Optimize Compressed Air Dryer
Industrial | Ind ¦ Dual and Natural Exhaust Ventilation Systems | 2029 | Technical | GWh | After Competition Groups | 1.1467 | 0 | 0 | 6177.9697 | 0.00018562 | 44 | Industrial_2029_Technical_GWh_After Competition Groups_44 | Dual and Natural Exhaust Ventilation Systems | 0.01856% | 0 | 1.1467 | Industrial_2029_Technical_GWh_After Competition Groups_Dual and Natural Exhaust Ventilation Systems
Industrial | Ind ¦ Dairy Water Heater | 2029 | Achievable | GWh | After Competition Groups | 0.26821 | 21888.8254 | 0.021889 | 2058.5857 | 0.00013029 | 29 | Industrial_2029_Achievable_GWh_After Competition Groups_29 | Dairy Water Heater | 0.01303% | 0.021889 | 0.26821 | Industrial_2029_Achievable_GWh_After Competition Groups_Dairy Water Heater
Industrial | Ind ¦ Dairy Water Heater | 2029 | Technical | GWh | After Competition Groups | 0.70687 | 21888.8254 | 0.021889 | 6177.9697 | 0.00011442 | 45 | Industrial_2029_Technical_GWh_After Competition Groups_45 | Dairy Water Heater | 0.01144% | 0.021889 | 0.70687 | Industrial_2029_Technical_GWh_After Competition Groups_Dairy Water Heater
Industrial | Ind ¦ Dairy Water Heater | 2029 | Economic | GWh | After Competition Groups | 0.39823 | 21888.8254 | 0.021889 | 5634.3292 | 7.0679e-05 | 29 | Industrial_2029_Economic_GWh_After Competition Groups_29 | Dairy Water Heater | 0.007068% | 0.021889 | 0.39823 | Industrial_2029_Economic_GWh_After Competition Groups_Dairy Water Heater
Industrial | Ind ¦ Cooling Tower Optimization | 2029 | Achievable | GWh | After Competition Groups | 0 | 0 | 0 | 2058.5857 | 0 | 30 | Industrial_2029_Achievable_GWh_After Competition Groups_30 | Cooling Tower Optimization | 0% | 0 | 0 | Industrial_2029_Achievable_GWh_After Competition Groups_Cooling Tower Optimization
Industrial | Ind ¦ Cooling Tower Optimization | 2029 | Economic | GWh | After Competition Groups | 0 | 0 | 0 | 5634.3292 | 0 | 30 | Industrial_2029_Economic_GWh_After Competition Groups_30 | Cooling Tower Optimization | 0% | 0 | 0 | Industrial_2029_Economic_GWh_After Competition Groups_Cooling Tower Optimization
Industrial | Ind ¦ Creep Heat Controller | 2029 | Achievable | GWh | After Competition Groups | 0 | 0 | 0 | 2058.5857 | 0 | 31 | Industrial_2029_Achievable_GWh_After Competition Groups_31 | Creep Heat Controller | 0% | 0 | 0 | Industrial_2029_Achievable_GWh_After Competition Groups_Creep Heat Controller
Industrial | Ind ¦ Creep Heat Controller | 2029 | Economic | GWh | After Competition Groups | 0 | 0 | 0 | 5634.3292 | 0 | 31 | Industrial_2029_Economic_GWh_After Competition Groups_31 | Creep Heat Controller | 0% | 0 | 0 | Industrial_2029_Economic_GWh_After Competition Groups_Creep Heat Controller
Industrial | Ind ¦ Dual and Natural Exhaust Ventilation Systems | 2029 | Achievable | GWh | After Competition Groups | 0 | 0 | 0 | 2058.5857 | 0 | 32 | Industrial_2029_Achievable_GWh_After Competition Groups_32 | Dual and Natural Exhaust Ventilation Systems | 0% | 0 | 0 | Industrial_2029_Achievable_GWh_After Competition Groups_Dual and Natural Exhaust Ventilation Systems
Industrial | Ind ¦ Dual and Natural Exhaust Ventilation Systems | 2029 | Economic | GWh | After Competition Groups | 0 | 0 | 0 | 5634.3292 | 0 | 32 | Industrial_2029_Economic_GWh_After Competition Groups_32 | Dual and Natural Exhaust Ventilation Systems | 0% | 0 | 0 | Industrial_2029_Economic_GWh_After Competition Groups_Dual and Natural Exhaust Ventilation Systems
Industrial | Ind ¦ Efficient Transformer | 2029 | Achievable | GWh | After Competition Groups | 0 | 0 | 0 | 2058.5857 | 0 | 33 | Industrial_2029_Achievable_GWh_After Competition Groups_33 | Efficient Transformer | 0% | 0 | 0 | Industrial_2029_Achievable_GWh_After Competition Groups_Efficient Transformer
Industrial | Ind ¦ Efficient Transformer | 2029 | Economic | GWh | After Competition Groups | 0 | 0 | 0 | 5634.3292 | 0 | 33 | Industrial_2029_Economic_GWh_After Competition Groups_33 | Efficient Transformer | 0% | 0 | 0 | Industrial_2029_Economic_GWh_After Competition Groups_Efficient Transformer
Industrial | Ind ¦ Free Cooling | 2029 | Achievable | GWh | After Competition Groups | 0 | 0 | 0 | 2058.5857 | 0 | 34 | Industrial_2029_Achievable_GWh_After Competition Groups_34 | Free Cooling | 0% | 0 | 0 | Industrial_2029_Achievable_GWh_After Competition Groups_Free Cooling
Industrial | Ind ¦ Free Cooling | 2029 | Economic | GWh | After Competition Groups | 0 | 0 | 0 | 5634.3292 | 0 | 34 | Industrial_2029_Economic_GWh_After Competition Groups_34 | Free Cooling | 0% | 0 | 0 | Industrial_2029_Economic_GWh_After Competition Groups_Free Cooling
Industrial | Ind ¦ Heat Lamps/Heat Pad | 2029 | Achievable | GWh | After Competition Groups | 0 | 0 | 0 | 2058.5857 | 0 | 35 | Industrial_2029_Achievable_GWh_After Competition Groups_35 | Heat Lamps/Heat Pad | 0% | 0 | 0 | Industrial_2029_Achievable_GWh_After Competition Groups_Heat Lamps/Heat Pad
Industrial | Ind ¦ Heat Lamps/Heat Pad | 2029 | Economic | GWh | After Competition Groups | 0 | 0 | 0 | 5634.3292 | 0 | 35 | Industrial_2029_Economic_GWh_After Competition Groups_35 | Heat Lamps/Heat Pad | 0% | 0 | 0 | Industrial_2029_Economic_GWh_After Competition Groups_Heat Lamps/Heat Pad
Industrial | Ind ¦ High Efficiency Welders | 2029 | Achievable | GWh | After Competition Groups | 0 | 0 | 0 | 2058.5857 | 0 | 36 | Industrial_2029_Achievable_GWh_After Competition Groups_36 | High Efficiency Welders | 0% | 0 | 0 | Industrial_2029_Achievable_GWh_After Competition Groups_High Efficiency Welders
Industrial | Ind ¦ High Efficiency Welders | 2029 | Economic | GWh | After Competition Groups | 0 | 0 | 0 | 5634.3292 | 0 | 36 | Industrial_2029_Economic_GWh_After Competition Groups_36 | High Efficiency Welders | 0% | 0 | 0 | Industrial_2029_Economic_GWh_After Competition Groups_High Efficiency Welders
Industrial | Ind ¦ HVLS Fans | 2029 | Achievable | GWh | After Competition Groups | 0 | 0 | 0 | 2058.5857 | 0 | 37 | Industrial_2029_Achievable_GWh_After Competition Groups_37 | HVLS Fans | 0% | 0 | 0 | Industrial_2029_Achievable_GWh_After Competition Groups_HVLS Fans
Industrial | Ind ¦ HVLS Fans | 2029 | Economic | GWh | After Competition Groups | 0 | 0 | 0 | 5634.3292 | 0 | 37 | Industrial_2029_Economic_GWh_After Competition Groups_37 | HVLS Fans | 0% | 0 | 0 | Industrial_2029_Economic_GWh_After Competition Groups_HVLS Fans
Industrial | Ind ¦ Low Energy Livestock Waterers | 2029 | Achievable | GWh | After Competition Groups | 0 | 0 | 0 | 2058.5857 | 0 | 38 | Industrial_2029_Achievable_GWh_After Competition Groups_38 | Low Energy Livestock Waterers | 0% | 0 | 0 | Industrial_2029_Achievable_GWh_After Competition Groups_Low Energy Livestock Waterers
Industrial | Ind ¦ Low Energy Livestock Waterers | 2029 | Economic | GWh | After Competition Groups | 0 | 0 | 0 | 5634.3292 | 0 | 38 | Industrial_2029_Economic_GWh_After Competition Groups_38 | Low Energy Livestock Waterers | 0% | 0 | 0 | Industrial_2029_Economic_GWh_After Competition Groups_Low Energy Livestock Waterers
Industrial | Ind ¦ Optimize Compressed Air Dryer | 2029 | Achievable | GWh | After Competition Groups | 0 | 0 | 0 | 2058.5857 | 0 | 39 | Industrial_2029_Achievable_GWh_After Competition Groups_39 | Optimize Compressed Air Dryer | 0% | 0 | 0 | Industrial_2029_Achievable_GWh_After Competition Groups_Optimize Compressed Air Dryer
Industrial | Ind ¦ Optimize Compressed Air Dryer | 2029 | Economic | GWh | After Competition Groups | 0 | 0 | 0 | 5634.3292 | 0 | 39 | Industrial_2029_Economic_GWh_After Competition Groups_39 | Optimize Compressed Air Dryer | 0% | 0 | 0 | Industrial_2029_Economic_GWh_After Competition Groups_Optimize Compressed Air Dryer
Industrial | Ind ¦ Premium Efficient Motors | 2029 | Achievable | GWh | After Competition Groups | 0 | 0 | 0 | 2058.5857 | 0 | 40 | Industrial_2029_Achievable_GWh_After Competition Groups_40 | Premium Efficient Motors | 0% | 0 | 0 | Industrial_2029_Achievable_GWh_After Competition Groups_Premium Efficient Motors
Industrial | Ind ¦ Premium Efficient Motors | 2029 | Economic | GWh | After Competition Groups | 0 | 0 | 0 | 5634.3292 | 0 | 40 | Industrial_2029_Economic_GWh_After Competition Groups_40 | Premium Efficient Motors | 0% | 0 | 0 | Industrial_2029_Economic_GWh_After Competition Groups_Premium Efficient Motors
Industrial | Ind ¦ Synchronous Belts | 2029 | Achievable | GWh | After Competition Groups | 0 | 0 | 0 | 2058.5857 | 0 | 41 | Industrial_2029_Achievable_GWh_After Competition Groups_41 | Synchronous Belts | 0% | 0 | 0 | Industrial_2029_Achievable_GWh_After Competition Groups_Synchronous Belts
Industrial | Ind ¦ Synchronous Belts | 2029 | Economic | GWh | After Competition Groups | 0 | 0 | 0 | 5634.3292 | 0 | 41 | Industrial_2029_Economic_GWh_After Competition Groups_41 | Synchronous Belts | 0% | 0 | 0 | Industrial_2029_Economic_GWh_After Competition Groups_Synchronous Belts
Industrial | Ind ¦ Pump System Optimization | 2030 | Economic | GWh | After Competition Groups | 969.8583 | 33480509.6622 | 33.4805 | 5841.4613 | 0.16603 | 1 | Industrial_2030_Economic_GWh_After Competition Groups_1 | Pump System Optimization | 16.6% | 33.4805 | 969.8583 | Industrial_2030_Economic_GWh_After Competition Groups_Pump System Optimization
Industrial | Ind ¦ Pump System Optimization | 2030 | Achievable | GWh | After Competition Groups | 406.3161 | 33480509.6622 | 33.4805 | 2488.3714 | 0.16329 | 1 | Industrial_2030_Achievable_GWh_After Competition Groups_1 | Pump System Optimization | 16.33% | 33.4805 | 406.3161 | Industrial_2030_Achievable_GWh_After Competition Groups_Pump System Optimization
Industrial | Ind ¦ Pump System Optimization | 2030 | Technical | GWh | After Competition Groups | 989.6692 | 33480509.6622 | 33.4805 | 6383.4053 | 0.15504 | 1 | Industrial_2030_Technical_GWh_After Competition Groups_1 | Pump System Optimization | 15.5% | 33.4805 | 989.6692 | Industrial_2030_Technical_GWh_After Competition Groups_Pump System Optimization
Industrial | Ind ¦ Air Leak Survey and Repair | 2030 | Achievable | GWh | After Competition Groups | 294.3954 | 814987.838 | 0.81499 | 2488.3714 | 0.11831 | 2 | Industrial_2030_Achievable_GWh_After Competition Groups_2 | Air Leak Survey and Repair | 11.83% | 0.81499 | 294.3954 | Industrial_2030_Achievable_GWh_After Competition Groups_Air Leak Survey and Repair
Industrial | Ind ¦ HE Lighting | 2030 | Economic | GWh | After Competition Groups | 624.3079 | 25106188.7403 | 25.1062 | 5841.4613 | 0.10688 | 2 | Industrial_2030_Economic_GWh_After Competition Groups_2 | HE Lighting | 10.69% | 25.1062 | 624.3079 | Industrial_2030_Economic_GWh_After Competition Groups_HE Lighting
Industrial | Ind ¦ HE Lighting | 2030 | Technical | GWh | After Competition Groups | 674.0471 | 25106188.7403 | 25.1062 | 6383.4053 | 0.10559 | 2 | Industrial_2030_Technical_GWh_After Competition Groups_2 | HE Lighting | 10.56% | 25.1062 | 674.0471 | Industrial_2030_Technical_GWh_After Competition Groups_HE Lighting
Industrial | Ind ¦ Air Compressor Optimization | 2030 | Achievable | GWh | After Competition Groups | 251.1586 | 1909775.7685 | 1.9098 | 2488.3714 | 0.10093 | 3 | Industrial_2030_Achievable_GWh_After Competition Groups_3 | Air Compressor Optimization | 10.09% | 1.9098 | 251.1586 | Industrial_2030_Achievable_GWh_After Competition Groups_Air Compressor Optimization
Industrial | Ind ¦ Air Leak Survey and Repair | 2030 | Economic | GWh | After Competition Groups | 584.9631 | 814987.838 | 0.81499 | 5841.4613 | 0.10014 | 3 | Industrial_2030_Economic_GWh_After Competition Groups_3 | Air Leak Survey and Repair | 10.01% | 0.81499 | 584.9631 | Industrial_2030_Economic_GWh_After Competition Groups_Air Leak Survey and Repair
Industrial | Ind ¦ Recommissioning | 2030 | Achievable | GWh | After Competition Groups | 229.0567 | 3794844.8094 | 3.7948 | 2488.3714 | 0.092051 | 4 | Industrial_2030_Achievable_GWh_After Competition Groups_4 | Recommissioning | 9.205% | 3.7948 | 229.0567 | Industrial_2030_Achievable_GWh_After Competition Groups_Recommissioning
Industrial | Ind ¦ SEM | 2030 | Achievable | GWh | After Competition Groups | 229.0567 | 3794844.8094 | 3.7948 | 2488.3714 | 0.092051 | 5 | Industrial_2030_Achievable_GWh_After Competition Groups_5 | SEM | 9.205% | 3.7948 | 229.0567 | Industrial_2030_Achievable_GWh_After Competition Groups_SEM
Industrial | Ind ¦ Air Leak Survey and Repair | 2030 | Technical | GWh | After Competition Groups | 584.9631 | 814987.838 | 0.81499 | 6383.4053 | 0.091638 | 3 | Industrial_2030_Technical_GWh_After Competition Groups_3 | Air Leak Survey and Repair | 9.164% | 0.81499 | 584.9631 | Industrial_2030_Technical_GWh_After Competition Groups_Air Leak Survey and Repair
Industrial | Ind ¦ Greenhouse Grow Lights | 2030 | Achievable | GWh | After Competition Groups | 227.0051 | 20829378.8347 | 20.8294 | 2488.3714 | 0.091226 | 6 | Industrial_2030_Achievable_GWh_After Competition Groups_6 | Greenhouse Grow Lights | 9.123% | 20.8294 | 227.0051 | Industrial_2030_Achievable_GWh_After Competition Groups_Greenhouse Grow Lights
Industrial | Ind ¦ Greenhouse Grow Lights | 2030 | Economic | GWh | After Competition Groups | 483.4292 | 20829378.8347 | 20.8294 | 5841.4613 | 0.082758 | 4 | Industrial_2030_Economic_GWh_After Competition Groups_4 | Greenhouse Grow Lights | 8.276% | 20.8294 | 483.4292 | Industrial_2030_Economic_GWh_After Competition Groups_Greenhouse Grow Lights
Industrial | Ind ¦ Pump Equipment Upgrade | 2030 | Achievable | GWh | After Competition Groups | 205.6815 | 19177300.2843 | 19.1773 | 2488.3714 | 0.082657 | 7 | Industrial_2030_Achievable_GWh_After Competition Groups_7 | Pump Equipment Upgrade | 8.266% | 19.1773 | 205.6815 | Industrial_2030_Achievable_GWh_After Competition Groups_Pump Equipment Upgrade
Industrial | Ind ¦ Pump Equipment Upgrade | 2030 | Economic | GWh | After Competition Groups | 460.2459 | 19177300.2843 | 19.1773 | 5841.4613 | 0.07879 | 5 | Industrial_2030_Economic_GWh_After Competition Groups_5 | Pump Equipment Upgrade | 7.879% | 19.1773 | 460.2459 | Industrial_2030_Economic_GWh_After Competition Groups_Pump Equipment Upgrade
Industrial | Ind ¦ Air Compressor Optimization | 2030 | Economic | GWh | After Competition Groups | 455.9178 | 1909775.7685 | 1.9098 | 5841.4613 | 0.078049 | 6 | Industrial_2030_Economic_GWh_After Competition Groups_6 | Air Compressor Optimization | 7.805% | 1.9098 | 455.9178 | Industrial_2030_Economic_GWh_After Competition Groups_Air Compressor Optimization
Industrial | Ind ¦ Recommissioning | 2030 | Economic | GWh | After Competition Groups | 450.3675 | 3794844.8094 | 3.7948 | 5841.4613 | 0.077098 | 7 | Industrial_2030_Economic_GWh_After Competition Groups_7 | Recommissioning | 7.71% | 3.7948 | 450.3675 | Industrial_2030_Economic_GWh_After Competition Groups_Recommissioning
Industrial | Ind ¦ SEM | 2030 | Economic | GWh | After Competition Groups | 450.3675 | 3794844.8094 | 3.7948 | 5841.4613 | 0.077098 | 8 | Industrial_2030_Economic_GWh_After Competition Groups_8 | SEM | 7.71% | 3.7948 | 450.3675 | Industrial_2030_Economic_GWh_After Competition Groups_SEM
Industrial | Ind ¦ Greenhouse Grow Lights | 2030 | Technical | GWh | After Competition Groups | 483.4292 | 20829378.8347 | 20.8294 | 6383.4053 | 0.075732 | 4 | Industrial_2030_Technical_GWh_After Competition Groups_4 | Greenhouse Grow Lights | 7.573% | 20.8294 | 483.4292 | Industrial_2030_Technical_GWh_After Competition Groups_Greenhouse Grow Lights
Industrial | Ind ¦ Pump Equipment Upgrade | 2030 | Technical | GWh | After Competition Groups | 460.2459 | 19177300.2843 | 19.1773 | 6383.4053 | 0.0721 | 5 | Industrial_2030_Technical_GWh_After Competition Groups_5 | Pump Equipment Upgrade | 7.21% | 19.1773 | 460.2459 | Industrial_2030_Technical_GWh_After Competition Groups_Pump Equipment Upgrade
Industrial | Ind ¦ Air Compressor Optimization | 2030 | Technical | GWh | After Competition Groups | 455.9178 | 1909775.7685 | 1.9098 | 6383.4053 | 0.071422 | 6 | Industrial_2030_Technical_GWh_After Competition Groups_6 | Air Compressor Optimization | 7.142% | 1.9098 | 455.9178 | Industrial_2030_Technical_GWh_After Competition Groups_Air Compressor Optimization
Industrial | Ind ¦ Recommissioning | 2030 | Technical | GWh | After Competition Groups | 450.3675 | 3794844.8094 | 3.7948 | 6383.4053 | 0.070553 | 7 | Industrial_2030_Technical_GWh_After Competition Groups_7 | Recommissioning | 7.055% | 3.7948 | 450.3675 | Industrial_2030_Technical_GWh_After Competition Groups_Recommissioning
Industrial | Ind ¦ SEM | 2030 | Technical | GWh | After Competition Groups | 450.3675 | 3794844.8094 | 3.7948 | 6383.4053 | 0.070553 | 8 | Industrial_2030_Technical_GWh_After Competition Groups_8 | SEM | 7.055% | 3.7948 | 450.3675 | Industrial_2030_Technical_GWh_After Competition Groups_SEM
Industrial | Ind ¦ Efficient Compressed Air Nozzles | 2030 | Economic | GWh | After Competition Groups | 395.6598 | 674870.5585 | 0.67487 | 5841.4613 | 0.067733 | 9 | Industrial_2030_Economic_GWh_After Competition Groups_9 | Efficient Compressed Air Nozzles | 6.773% | 0.67487 | 395.6598 | Industrial_2030_Economic_GWh_After Competition Groups_Efficient Compressed Air Nozzles
Industrial | Ind ¦ High Efficiency HVAC Fans | 2030 | Achievable | GWh | After Competition Groups | 157.9353 | 4478982.4858 | 4.479 | 2488.3714 | 0.063469 | 8 | Industrial_2030_Achievable_GWh_After Competition Groups_8 | High Efficiency HVAC Fans | 6.347% | 4.479 | 157.9353 | Industrial_2030_Achievable_GWh_After Competition Groups_High Efficiency HVAC Fans
Industrial | Ind ¦ Efficient Compressed Air Nozzles | 2030 | Achievable | GWh | After Competition Groups | 154.7423 | 674870.5585 | 0.67487 | 2488.3714 | 0.062186 | 9 | Industrial_2030_Achievable_GWh_After Competition Groups_9 | Efficient Compressed Air Nozzles | 6.219% | 0.67487 | 154.7423 | Industrial_2030_Achievable_GWh_After Competition Groups_Efficient Compressed Air Nozzles
Industrial | Ind ¦ Efficient Compressed Air Nozzles | 2030 | Technical | GWh | After Competition Groups | 395.6598 | 674870.5585 | 0.67487 | 6383.4053 | 0.061983 | 9 | Industrial_2030_Technical_GWh_After Competition Groups_9 | Efficient Compressed Air Nozzles | 6.198% | 0.67487 | 395.6598 | Industrial_2030_Technical_GWh_After Competition Groups_Efficient Compressed Air Nozzles
Industrial | Ind ¦ High Efficiency HVAC Fans | 2030 | Economic | GWh | After Competition Groups | 315.9388 | 4478982.4858 | 4.479 | 5841.4613 | 0.054086 | 10 | Industrial_2030_Economic_GWh_After Competition Groups_10 | High Efficiency HVAC Fans | 5.409% | 4.479 | 315.9388 | Industrial_2030_Economic_GWh_After Competition Groups_High Efficiency HVAC Fans
Industrial | Ind ¦ High Efficiency HVAC Fans | 2030 | Technical | GWh | After Competition Groups | 315.9388 | 4478982.4858 | 4.479 | 6383.4053 | 0.049494 | 10 | Industrial_2030_Technical_GWh_After Competition Groups_10 | High Efficiency HVAC Fans | 4.949% | 4.479 | 315.9388 | Industrial_2030_Technical_GWh_After Competition Groups_High Efficiency HVAC Fans
Industrial | Ind ¦ HE Lighting | 2030 | Achievable | GWh | After Competition Groups | 96.4557 | 25106188.7403 | 25.1062 | 2488.3714 | 0.038763 | 10 | Industrial_2030_Achievable_GWh_After Competition Groups_10 | HE Lighting | 3.876% | 25.1062 | 96.4557 | Industrial_2030_Achievable_GWh_After Competition Groups_HE Lighting
Industrial | Ind ¦ Process Optimization (Elec) | 2030 | Economic | GWh | After Competition Groups | 166.1198 | 266188.7234 | 0.26619 | 5841.4613 | 0.028438 | 11 | Industrial_2030_Economic_GWh_After Competition Groups_11 | Process Optimization (Elec) | 2.844% | 0.26619 | 166.1198 | Industrial_2030_Economic_GWh_After Competition Groups_Process Optimization (Elec)
Industrial | Ind ¦ Process Optimization (Elec) | 2030 | Technical | GWh | After Competition Groups | 166.1198 | 266188.7234 | 0.26619 | 6383.4053 | 0.026024 | 11 | Industrial_2030_Technical_GWh_After Competition Groups_11 | Process Optimization (Elec) | 2.602% | 0.26619 | 166.1198 | Industrial_2030_Technical_GWh_After Competition Groups_Process Optimization (Elec)
Industrial | Ind ¦ Premium Efficient Motors | 2030 | Technical | GWh | After Competition Groups | 151.6789 | 0 | 0 | 6383.4053 | 0.023761 | 12 | Industrial_2030_Technical_GWh_After Competition Groups_12 | Premium Efficient Motors | 2.376% | 0 | 151.6789 | Industrial_2030_Technical_GWh_After Competition Groups_Premium Efficient Motors
Industrial | Ind ¦ Fan System Optimization | 2030 | Achievable | GWh | After Competition Groups | 35.6894 | 2200406.7911 | 2.2004 | 2488.3714 | 0.014342 | 11 | Industrial_2030_Achievable_GWh_After Competition Groups_11 | Fan System Optimization | 1.434% | 2.2004 | 35.6894 | Industrial_2030_Achievable_GWh_After Competition Groups_Fan System Optimization
Industrial | Ind ¦ Material Handling Improvements | 2030 | Achievable | GWh | After Competition Groups | 32.7312 | 223065.8134 | 0.22307 | 2488.3714 | 0.013154 | 12 | Industrial_2030_Achievable_GWh_After Competition Groups_12 | Material Handling Improvements | 1.315% | 0.22307 | 32.7312 | Industrial_2030_Achievable_GWh_After Competition Groups_Material Handling Improvements
Industrial | Ind ¦ Pulp and Paper Process Improvements | 2030 | Achievable | GWh | After Competition Groups | 29.5137 | 2262554.8471 | 2.2626 | 2488.3714 | 0.011861 | 13 | Industrial_2030_Achievable_GWh_After Competition Groups_13 | Pulp and Paper Process Improvements | 1.186% | 2.2626 | 29.5137 | Industrial_2030_Achievable_GWh_After Competition Groups_Pulp and Paper Process Improvements
Industrial | Ind ¦ HE HVAC Controls | 2030 | Technical | GWh | After Competition Groups | 74.7569 | 0 | 0 | 6383.4053 | 0.011711 | 13 | Industrial_2030_Technical_GWh_After Competition Groups_13 | HE HVAC Controls | 1.171% | 0 | 74.7569 | Industrial_2030_Technical_GWh_After Competition Groups_HE HVAC Controls
Industrial | Ind ¦ Fan System Optimization | 2030 | Economic | GWh | After Competition Groups | 65.386 | 2200406.7911 | 2.2004 | 5841.4613 | 0.011193 | 12 | Industrial_2030_Economic_GWh_After Competition Groups_12 | Fan System Optimization | 1.119% | 2.2004 | 65.386 | Industrial_2030_Economic_GWh_After Competition Groups_Fan System Optimization
Industrial | Ind ¦ Pulp and Paper Process Improvements | 2030 | Economic | GWh | After Competition Groups | 62.1073 | 2262554.8471 | 2.2626 | 5841.4613 | 0.010632 | 13 | Industrial_2030_Economic_GWh_After Competition Groups_13 | Pulp and Paper Process Improvements | 1.063% | 2.2626 | 62.1073 | Industrial_2030_Economic_GWh_After Competition Groups_Pulp and Paper Process Improvements
Industrial | Ind ¦ Fan System Optimization | 2030 | Technical | GWh | After Competition Groups | 65.386 | 2200406.7911 | 2.2004 | 6383.4053 | 0.010243 | 14 | Industrial_2030_Technical_GWh_After Competition Groups_14 | Fan System Optimization | 1.024% | 2.2004 | 65.386 | Industrial_2030_Technical_GWh_After Competition Groups_Fan System Optimization
Industrial | Ind ¦ Material Handling Improvements | 2030 | Economic | GWh | After Competition Groups | 59.5587 | 223065.8134 | 0.22307 | 5841.4613 | 0.010196 | 14 | Industrial_2030_Economic_GWh_After Competition Groups_14 | Material Handling Improvements | 1.02% | 0.22307 | 59.5587 | Industrial_2030_Economic_GWh_After Competition Groups_Material Handling Improvements
Industrial | Ind ¦ Efficient Irrigation | 2030 | Economic | GWh | After Competition Groups | 58.1103 | 2091465.2482 | 2.0915 | 5841.4613 | 0.0099479 | 15 | Industrial_2030_Economic_GWh_After Competition Groups_15 | Efficient Irrigation | 0.9948% | 2.0915 | 58.1103 | Industrial_2030_Economic_GWh_After Competition Groups_Efficient Irrigation
Industrial | Ind ¦ HE HVAC Units | 2030 | Technical | GWh | After Competition Groups | 62.6983 | 0 | 0 | 6383.4053 | 0.0098221 | 15 | Industrial_2030_Technical_GWh_After Competition Groups_15 | HE HVAC Units | 0.9822% | 0 | 62.6983 | Industrial_2030_Technical_GWh_After Competition Groups_HE HVAC Units
Industrial | Ind ¦ Pulp and Paper Process Improvements | 2030 | Technical | GWh | After Competition Groups | 62.1073 | 2262554.8471 | 2.2626 | 6383.4053 | 0.0097295 | 16 | Industrial_2030_Technical_GWh_After Competition Groups_16 | Pulp and Paper Process Improvements | 0.9729% | 2.2626 | 62.1073 | Industrial_2030_Technical_GWh_After Competition Groups_Pulp and Paper Process Improvements
Industrial | Ind ¦ Material Handling Improvements | 2030 | Technical | GWh | After Competition Groups | 59.5587 | 223065.8134 | 0.22307 | 6383.4053 | 0.0093302 | 17 | Industrial_2030_Technical_GWh_After Competition Groups_17 | Material Handling Improvements | 0.933% | 0.22307 | 59.5587 | Industrial_2030_Technical_GWh_After Competition Groups_Material Handling Improvements
Industrial | Ind ¦ Efficient Irrigation | 2030 | Technical | GWh | After Competition Groups | 58.1103 | 2091465.2482 | 2.0915 | 6383.4053 | 0.0091033 | 18 | Industrial_2030_Technical_GWh_After Competition Groups_18 | Efficient Irrigation | 0.9103% | 2.0915 | 58.1103 | Industrial_2030_Technical_GWh_After Competition Groups_Efficient Irrigation
Industrial | Ind ¦ Refiner Plate Improvements | 2030 | Economic | GWh | After Competition Groups | 45.4426 | 264463.6329 | 0.26446 | 5841.4613 | 0.0077793 | 16 | Industrial_2030_Economic_GWh_After Competition Groups_16 | Refiner Plate Improvements | 0.7779% | 0.26446 | 45.4426 | Industrial_2030_Economic_GWh_After Competition Groups_Refiner Plate Improvements
Industrial | Ind ¦ Refiner Plate Improvements | 2030 | Technical | GWh | After Competition Groups | 45.4426 | 264463.6329 | 0.26446 | 6383.4053 | 0.0071189 | 19 | Industrial_2030_Technical_GWh_After Competition Groups_19 | Refiner Plate Improvements | 0.7119% | 0.26446 | 45.4426 | Industrial_2030_Technical_GWh_After Competition Groups_Refiner Plate Improvements
Industrial | Ind ¦ Refiner Plate Improvements | 2030 | Achievable | GWh | After Competition Groups | 17.3891 | 264463.6329 | 0.26446 | 2488.3714 | 0.0069882 | 14 | Industrial_2030_Achievable_GWh_After Competition Groups_14 | Refiner Plate Improvements | 0.6988% | 0.26446 | 17.3891 | Industrial_2030_Achievable_GWh_After Competition Groups_Refiner Plate Improvements
Industrial | Ind ¦ Process Heat Recovery | 2030 | Achievable | GWh | After Competition Groups | 16.571 | 595234.2735 | 0.59523 | 2488.3714 | 0.0066594 | 15 | Industrial_2030_Achievable_GWh_After Competition Groups_15 | Process Heat Recovery | 0.6659% | 0.59523 | 16.571 | Industrial_2030_Achievable_GWh_After Competition Groups_Process Heat Recovery
Industrial | Ind ¦ VAV Conversion Project | 2030 | Achievable | GWh | After Competition Groups | 16.4664 | 859190.5507 | 0.85919 | 2488.3714 | 0.0066173 | 16 | Industrial_2030_Achievable_GWh_After Competition Groups_16 | VAV Conversion Project | 0.6617% | 0.85919 | 16.4664 | Industrial_2030_Achievable_GWh_After Competition Groups_VAV Conversion Project
Industrial | Ind ¦ Cold Storage Retrofit | 2030 | Technical | GWh | After Competition Groups | 40.6193 | 0 | 0 | 6383.4053 | 0.0063633 | 20 | Industrial_2030_Technical_GWh_After Competition Groups_20 | Cold Storage Retrofit | 0.6363% | 0 | 40.6193 | Industrial_2030_Technical_GWh_After Competition Groups_Cold Storage Retrofit
Industrial | Ind ¦ Process Optimization (Elec) | 2030 | Achievable | GWh | After Competition Groups | 14.6129 | 266188.7234 | 0.26619 | 2488.3714 | 0.0058725 | 17 | Industrial_2030_Achievable_GWh_After Competition Groups_17 | Process Optimization (Elec) | 0.5872% | 0.26619 | 14.6129 | Industrial_2030_Achievable_GWh_After Competition Groups_Process Optimization (Elec)
Industrial | Ind ¦ Process Heat Recovery | 2030 | Economic | GWh | After Competition Groups | 33.4798 | 595234.2735 | 0.59523 | 5841.4613 | 0.0057314 | 17 | Industrial_2030_Economic_GWh_After Competition Groups_17 | Process Heat Recovery | 0.5731% | 0.59523 | 33.4798 | Industrial_2030_Economic_GWh_After Competition Groups_Process Heat Recovery
Industrial | Ind ¦ VAV Conversion Project | 2030 | Economic | GWh | After Competition Groups | 31.79 | 859190.5507 | 0.85919 | 5841.4613 | 0.0054421 | 18 | Industrial_2030_Economic_GWh_After Competition Groups_18 | VAV Conversion Project | 0.5442% | 0.85919 | 31.79 | Industrial_2030_Economic_GWh_After Competition Groups_VAV Conversion Project
Industrial | Ind ¦ Process Heat Recovery | 2030 | Technical | GWh | After Competition Groups | 33.4798 | 595234.2735 | 0.59523 | 6383.4053 | 0.0052448 | 21 | Industrial_2030_Technical_GWh_After Competition Groups_21 | Process Heat Recovery | 0.5245% | 0.59523 | 33.4798 | Industrial_2030_Technical_GWh_After Competition Groups_Process Heat Recovery
Industrial | Ind ¦ VAV Conversion Project | 2030 | Technical | GWh | After Competition Groups | 31.79 | 859190.5507 | 0.85919 | 6383.4053 | 0.0049801 | 22 | Industrial_2030_Technical_GWh_After Competition Groups_22 | VAV Conversion Project | 0.498% | 0.85919 | 31.79 | Industrial_2030_Technical_GWh_After Competition Groups_VAV Conversion Project
Industrial | Ind ¦ Efficient Irrigation | 2030 | Achievable | GWh | After Competition Groups | 12.3054 | 2091465.2482 | 2.0915 | 2488.3714 | 0.0049452 | 18 | Industrial_2030_Achievable_GWh_After Competition Groups_18 | Efficient Irrigation | 0.4945% | 2.0915 | 12.3054 | Industrial_2030_Achievable_GWh_After Competition Groups_Efficient Irrigation
Industrial | Ind ¦ Improved Controls - Process Cooling | 2030 | Achievable | GWh | After Competition Groups | 12.1999 | 390491.7903 | 0.39049 | 2488.3714 | 0.0049028 | 19 | Industrial_2030_Achievable_GWh_After Competition Groups_19 | Improved Controls - Process Cooling | 0.4903% | 0.39049 | 12.1999 | Industrial_2030_Achievable_GWh_After Competition Groups_Improved Controls - Process Cooling
Industrial | Ind ¦ Ventilation Optimization | 2030 | Technical | GWh | After Competition Groups | 29.4617 | 577717.9675 | 0.57772 | 6383.4053 | 0.0046154 | 23 | Industrial_2030_Technical_GWh_After Competition Groups_23 | Ventilation Optimization | 0.4615% | 0.57772 | 29.4617 | Industrial_2030_Technical_GWh_After Competition Groups_Ventilation Optimization
Industrial | Ind ¦ Improved Controls - Process Cooling | 2030 | Economic | GWh | After Competition Groups | 23.9294 | 390491.7903 | 0.39049 | 5841.4613 | 0.0040965 | 19 | Industrial_2030_Economic_GWh_After Competition Groups_19 | Improved Controls - Process Cooling | 0.4096% | 0.39049 | 23.9294 | Industrial_2030_Economic_GWh_After Competition Groups_Improved Controls - Process Cooling
Industrial | Ind ¦ High Efficiency Battery Charger | 2030 | Achievable | GWh | After Competition Groups | 10.0732 | 682878.6047 | 0.68288 | 2488.3714 | 0.0040481 | 20 | Industrial_2030_Achievable_GWh_After Competition Groups_20 | High Efficiency Battery Charger | 0.4048% | 0.68288 | 10.0732 | Industrial_2030_Achievable_GWh_After Competition Groups_High Efficiency Battery Charger
Industrial | Ind ¦ HVLS Fans | 2030 | Technical | GWh | After Competition Groups | 24.8179 | 0 | 0 | 6383.4053 | 0.0038879 | 24 | Industrial_2030_Technical_GWh_After Competition Groups_24 | HVLS Fans | 0.3888% | 0 | 24.8179 | Industrial_2030_Technical_GWh_After Competition Groups_HVLS Fans
Industrial | Ind ¦ Improved Controls - Process Cooling | 2030 | Technical | GWh | After Competition Groups | 23.9294 | 390491.7903 | 0.39049 | 6383.4053 | 0.0037487 | 25 | Industrial_2030_Technical_GWh_After Competition Groups_25 | Improved Controls - Process Cooling | 0.3749% | 0.39049 | 23.9294 | Industrial_2030_Technical_GWh_After Competition Groups_Improved Controls - Process Cooling
Industrial | Ind ¦ High Efficiency Battery Charger | 2030 | Economic | GWh | After Competition Groups | 21.3294 | 682878.6047 | 0.68288 | 5841.4613 | 0.0036514 | 20 | Industrial_2030_Economic_GWh_After Competition Groups_20 | High Efficiency Battery Charger | 0.3651% | 0.68288 | 21.3294 | Industrial_2030_Economic_GWh_After Competition Groups_High Efficiency Battery Charger
Industrial | Ind ¦ Process Improvements | 2030 | Achievable | GWh | After Competition Groups | 8.3633 | 207007.7489 | 0.20701 | 2488.3714 | 0.003361 | 21 | Industrial_2030_Achievable_GWh_After Competition Groups_21 | Process Improvements | 0.3361% | 0.20701 | 8.3633 | Industrial_2030_Achievable_GWh_After Competition Groups_Process Improvements
Industrial | Ind ¦ High Efficiency Battery Charger | 2030 | Technical | GWh | After Competition Groups | 21.3294 | 682878.6047 | 0.68288 | 6383.4053 | 0.0033414 | 26 | Industrial_2030_Technical_GWh_After Competition Groups_26 | High Efficiency Battery Charger | 0.3341% | 0.68288 | 21.3294 | Industrial_2030_Technical_GWh_After Competition Groups_High Efficiency Battery Charger
Industrial | Ind ¦ Synchronous Belts | 2030 | Technical | GWh | After Competition Groups | 20.8032 | 0 | 0 | 6383.4053 | 0.0032589 | 27 | Industrial_2030_Technical_GWh_After Competition Groups_27 | Synchronous Belts | 0.3259% | 0 | 20.8032 | Industrial_2030_Technical_GWh_After Competition Groups_Synchronous Belts
Industrial | Ind ¦ Low Energy Livestock Waterers | 2030 | Technical | GWh | After Competition Groups | 20.2421 | 0 | 0 | 6383.4053 | 0.0031711 | 28 | Industrial_2030_Technical_GWh_After Competition Groups_28 | Low Energy Livestock Waterers | 0.3171% | 0 | 20.2421 | Industrial_2030_Technical_GWh_After Competition Groups_Low Energy Livestock Waterers
Industrial | Ind ¦ Process Improvements | 2030 | Economic | GWh | After Competition Groups | 16.4459 | 207007.7489 | 0.20701 | 5841.4613 | 0.0028154 | 21 | Industrial_2030_Economic_GWh_After Competition Groups_21 | Process Improvements | 0.2815% | 0.20701 | 16.4459 | Industrial_2030_Economic_GWh_After Competition Groups_Process Improvements
Industrial | Ind ¦ Refrigeration Compressor VFD | 2030 | Achievable | GWh | After Competition Groups | 6.6901 | 524116.0397 | 0.52412 | 2488.3714 | 0.0026886 | 22 | Industrial_2030_Achievable_GWh_After Competition Groups_22 | Refrigeration Compressor VFD | 0.2689% | 0.52412 | 6.6901 | Industrial_2030_Achievable_GWh_After Competition Groups_Refrigeration Compressor VFD
Industrial | Ind ¦ Process Improvements | 2030 | Technical | GWh | After Competition Groups | 16.4459 | 207007.7489 | 0.20701 | 6383.4053 | 0.0025764 | 29 | Industrial_2030_Technical_GWh_After Competition Groups_29 | Process Improvements | 0.2576% | 0.20701 | 16.4459 | Industrial_2030_Technical_GWh_After Competition Groups_Process Improvements
Industrial | Ind ¦ Ventilation Optimization | 2030 | Achievable | GWh | After Competition Groups | 6.0814 | 577717.9675 | 0.57772 | 2488.3714 | 0.0024439 | 23 | Industrial_2030_Achievable_GWh_After Competition Groups_23 | Ventilation Optimization | 0.2444% | 0.57772 | 6.0814 | Industrial_2030_Achievable_GWh_After Competition Groups_Ventilation Optimization
Industrial | Ind ¦ Dairy Pre-Cooler | 2030 | Technical | GWh | After Competition Groups | 15.5893 | 348461.854 | 0.34846 | 6383.4053 | 0.0024422 | 30 | Industrial_2030_Technical_GWh_After Competition Groups_30 | Dairy Pre-Cooler | 0.2442% | 0.34846 | 15.5893 | Industrial_2030_Technical_GWh_After Competition Groups_Dairy Pre-Cooler
Industrial | Ind ¦ Refrigeration Compressor VFD | 2030 | Economic | GWh | After Competition Groups | 13.9095 | 524116.0397 | 0.52412 | 5841.4613 | 0.0023812 | 22 | Industrial_2030_Economic_GWh_After Competition Groups_22 | Refrigeration Compressor VFD | 0.2381% | 0.52412 | 13.9095 | Industrial_2030_Economic_GWh_After Competition Groups_Refrigeration Compressor VFD
Industrial | Ind ¦ Refrigeration Compressor VFD | 2030 | Technical | GWh | After Competition Groups | 13.9095 | 524116.0397 | 0.52412 | 6383.4053 | 0.002179 | 31 | Industrial_2030_Technical_GWh_After Competition Groups_31 | Refrigeration Compressor VFD | 0.2179% | 0.52412 | 13.9095 | Industrial_2030_Technical_GWh_After Competition Groups_Refrigeration Compressor VFD
Industrial | Ind ¦ Improved Controls - Process Heating | 2030 | Achievable | GWh | After Competition Groups | 5.3215 | 171768.2972 | 0.17177 | 2488.3714 | 0.0021385 | 24 | Industrial_2030_Achievable_GWh_After Competition Groups_24 | Improved Controls - Process Heating | 0.2139% | 0.17177 | 5.3215 | Industrial_2030_Achievable_GWh_After Competition Groups_Improved Controls - Process Heating
Industrial | Ind ¦ Dairy Pre-Cooler | 2030 | Achievable | GWh | After Competition Groups | 4.9144 | 348461.854 | 0.34846 | 2488.3714 | 0.0019749 | 25 | Industrial_2030_Achievable_GWh_After Competition Groups_25 | Dairy Pre-Cooler | 0.1975% | 0.34846 | 4.9144 | Industrial_2030_Achievable_GWh_After Competition Groups_Dairy Pre-Cooler
Industrial | Ind ¦ Free Cooling | 2030 | Economic | GWh | After Competition Groups | 10.4859 | 600892.4416 | 0.60089 | 5841.4613 | 0.0017951 | 23 | Industrial_2030_Economic_GWh_After Competition Groups_23 | Free Cooling | 0.1795% | 0.60089 | 10.4859 | Industrial_2030_Economic_GWh_After Competition Groups_Free Cooling
Industrial | Ind ¦ Chiller Optimization | 2030 | Technical | GWh | After Competition Groups | 11.3996 | 0 | 0 | 6383.4053 | 0.0017858 | 32 | Industrial_2030_Technical_GWh_After Competition Groups_32 | Chiller Optimization | 0.1786% | 0 | 11.3996 | Industrial_2030_Technical_GWh_After Competition Groups_Chiller Optimization
Industrial | Ind ¦ Improved Controls - Process Heating | 2030 | Economic | GWh | After Competition Groups | 10.3329 | 171768.2972 | 0.17177 | 5841.4613 | 0.0017689 | 24 | Industrial_2030_Economic_GWh_After Competition Groups_24 | Improved Controls - Process Heating | 0.1769% | 0.17177 | 10.3329 | Industrial_2030_Economic_GWh_After Competition Groups_Improved Controls - Process Heating
Industrial | Ind ¦ Ventilation Optimization | 2030 | Economic | GWh | After Competition Groups | 9.9592 | 577717.9675 | 0.57772 | 5841.4613 | 0.0017049 | 25 | Industrial_2030_Economic_GWh_After Competition Groups_25 | Ventilation Optimization | 0.1705% | 0.57772 | 9.9592 | Industrial_2030_Economic_GWh_After Competition Groups_Ventilation Optimization
Industrial | Ind ¦ Efficient Transformer | 2030 | Technical | GWh | After Competition Groups | 10.6647 | 0 | 0 | 6383.4053 | 0.0016707 | 33 | Industrial_2030_Technical_GWh_After Competition Groups_33 | Efficient Transformer | 0.1671% | 0 | 10.6647 | Industrial_2030_Technical_GWh_After Competition Groups_Efficient Transformer
Industrial | Ind ¦ Free Cooling | 2030 | Technical | GWh | After Competition Groups | 10.4859 | 600892.4416 | 0.60089 | 6383.4053 | 0.0016427 | 34 | Industrial_2030_Technical_GWh_After Competition Groups_34 | Free Cooling | 0.1643% | 0.60089 | 10.4859 | Industrial_2030_Technical_GWh_After Competition Groups_Free Cooling
Industrial | Ind ¦ Improved Controls - Process Heating | 2030 | Technical | GWh | After Competition Groups | 10.3329 | 171768.2972 | 0.17177 | 6383.4053 | 0.0016187 | 35 | Industrial_2030_Technical_GWh_After Competition Groups_35 | Improved Controls - Process Heating | 0.1619% | 0.17177 | 10.3329 | Industrial_2030_Technical_GWh_After Competition Groups_Improved Controls - Process Heating
Industrial | Ind ¦ High Efficiency Welders | 2030 | Technical | GWh | After Competition Groups | 9.8781 | 0 | 0 | 6383.4053 | 0.0015475 | 36 | Industrial_2030_Technical_GWh_After Competition Groups_36 | High Efficiency Welders | 0.1547% | 0 | 9.8781 | Industrial_2030_Technical_GWh_After Competition Groups_High Efficiency Welders
Industrial | Ind ¦ Dairy Pre-Cooler | 2030 | Economic | GWh | After Competition Groups | 8.8759 | 348461.854 | 0.34846 | 5841.4613 | 0.0015195 | 26 | Industrial_2030_Economic_GWh_After Competition Groups_26 | Dairy Pre-Cooler | 0.1519% | 0.34846 | 8.8759 | Industrial_2030_Economic_GWh_After Competition Groups_Dairy Pre-Cooler
Industrial | Ind ¦ Cooling Tower Optimization | 2030 | Technical | GWh | After Competition Groups | 8.6449 | 0 | 0 | 6383.4053 | 0.0013543 | 37 | Industrial_2030_Technical_GWh_After Competition Groups_37 | Cooling Tower Optimization | 0.1354% | 0 | 8.6449 | Industrial_2030_Technical_GWh_After Competition Groups_Cooling Tower Optimization
Industrial | Ind ¦ Engine Block Heater Timer | 2030 | Achievable | GWh | After Competition Groups | 3.2683 | 59579.5391 | 0.05958 | 2488.3714 | 0.0013134 | 26 | Industrial_2030_Achievable_GWh_After Competition Groups_26 | Engine Block Heater Timer | 0.1313% | 0.05958 | 3.2683 | Industrial_2030_Achievable_GWh_After Competition Groups_Engine Block Heater Timer
Industrial | Ind ¦ Engine Block Heater Timer | 2030 | Economic | GWh | After Competition Groups | 6.4797 | 59579.5391 | 0.05958 | 5841.4613 | 0.0011093 | 27 | Industrial_2030_Economic_GWh_After Competition Groups_27 | Engine Block Heater Timer | 0.1109% | 0.05958 | 6.4797 | Industrial_2030_Economic_GWh_After Competition Groups_Engine Block Heater Timer
Industrial | Ind ¦ Engine Block Heater Timer | 2030 | Technical | GWh | After Competition Groups | 6.4797 | 59579.5391 | 0.05958 | 6383.4053 | 0.0010151 | 38 | Industrial_2030_Technical_GWh_After Competition Groups_38 | Engine Block Heater Timer | 0.1015% | 0.05958 | 6.4797 | Industrial_2030_Technical_GWh_After Competition Groups_Engine Block Heater Timer
Industrial | Ind ¦ Efficient Refrigeration Compressor | 2030 | Achievable | GWh | After Competition Groups | 2.1788 | 44278.0227 | 0.044278 | 2488.3714 | 0.0008756 | 27 | Industrial_2030_Achievable_GWh_After Competition Groups_27 | Efficient Refrigeration Compressor | 0.08756% | 0.044278 | 2.1788 | Industrial_2030_Achievable_GWh_After Competition Groups_Efficient Refrigeration Compressor
Industrial | Ind ¦ Heat Lamps/Heat Pad | 2030 | Technical | GWh | After Competition Groups | 4.2159 | 0 | 0 | 6383.4053 | 0.00066045 | 39 | Industrial_2030_Technical_GWh_After Competition Groups_39 | Heat Lamps/Heat Pad | 0.06604% | 0 | 4.2159 | Industrial_2030_Technical_GWh_After Competition Groups_Heat Lamps/Heat Pad
Industrial | Ind ¦ Air Compressor Heat Recovery | 2030 | Achievable | GWh | After Competition Groups | 1.3767 | 50632.2007 | 0.050632 | 2488.3714 | 0.00055326 | 28 | Industrial_2030_Achievable_GWh_After Competition Groups_28 | Air Compressor Heat Recovery | 0.05533% | 0.050632 | 1.3767 | Industrial_2030_Achievable_GWh_After Competition Groups_Air Compressor Heat Recovery
Industrial | Ind ¦ Efficient Refrigeration Compressor | 2030 | Economic | GWh | After Competition Groups | 3.1673 | 44278.0227 | 0.044278 | 5841.4613 | 0.00054221 | 28 | Industrial_2030_Economic_GWh_After Competition Groups_28 | Efficient Refrigeration Compressor | 0.05422% | 0.044278 | 3.1673 | Industrial_2030_Economic_GWh_After Competition Groups_Efficient Refrigeration Compressor
Industrial | Ind ¦ Efficient Refrigeration Compressor | 2030 | Technical | GWh | After Competition Groups | 3.1673 | 44278.0227 | 0.044278 | 6383.4053 | 0.00049618 | 40 | Industrial_2030_Technical_GWh_After Competition Groups_40 | Efficient Refrigeration Compressor | 0.04962% | 0.044278 | 3.1673 | Industrial_2030_Technical_GWh_After Competition Groups_Efficient Refrigeration Compressor
Industrial | Ind ¦ Air Compressor Heat Recovery | 2030 | Economic | GWh | After Competition Groups | 2.7268 | 50632.2007 | 0.050632 | 5841.4613 | 0.00046679 | 29 | Industrial_2030_Economic_GWh_After Competition Groups_29 | Air Compressor Heat Recovery | 0.04668% | 0.050632 | 2.7268 | Industrial_2030_Economic_GWh_After Competition Groups_Air Compressor Heat Recovery
Industrial | Ind ¦ Air Compressor Heat Recovery | 2030 | Technical | GWh | After Competition Groups | 2.7268 | 50632.2007 | 0.050632 | 6383.4053 | 0.00042716 | 41 | Industrial_2030_Technical_GWh_After Competition Groups_41 | Air Compressor Heat Recovery | 0.04272% | 0.050632 | 2.7268 | Industrial_2030_Technical_GWh_After Competition Groups_Air Compressor Heat Recovery
Industrial | Ind ¦ Creep Heat Controller | 2030 | Technical | GWh | After Competition Groups | 2.5528 | 0 | 0 | 6383.4053 | 0.00039991 | 42 | Industrial_2030_Technical_GWh_After Competition Groups_42 | Creep Heat Controller | 0.03999% | 0 | 2.5528 | Industrial_2030_Technical_GWh_After Competition Groups_Creep Heat Controller
Industrial | Ind ¦ Optimize Compressed Air Dryer | 2030 | Technical | GWh | After Competition Groups | 1.9704 | 0 | 0 | 6383.4053 | 0.00030868 | 43 | Industrial_2030_Technical_GWh_After Competition Groups_43 | Optimize Compressed Air Dryer | 0.03087% | 0 | 1.9704 | Industrial_2030_Technical_GWh_After Competition Groups_Optimize Compressed Air Dryer
Industrial | Ind ¦ Free Cooling | 2030 | Achievable | GWh | After Competition Groups | 0.48293 | 600892.4416 | 0.60089 | 2488.3714 | 0.00019408 | 29 | Industrial_2030_Achievable_GWh_After Competition Groups_29 | Free Cooling | 0.01941% | 0.60089 | 0.48293 | Industrial_2030_Achievable_GWh_After Competition Groups_Free Cooling
Industrial | Ind ¦ Dual and Natural Exhaust Ventilation Systems | 2030 | Technical | GWh | After Competition Groups | 1.235 | 0 | 0 | 6383.4053 | 0.00019347 | 44 | Industrial_2030_Technical_GWh_After Competition Groups_44 | Dual and Natural Exhaust Ventilation Systems | 0.01935% | 0 | 1.235 | Industrial_2030_Technical_GWh_After Competition Groups_Dual and Natural Exhaust Ventilation Systems
Industrial | Ind ¦ Dairy Water Heater | 2030 | Achievable | GWh | After Competition Groups | 0.33822 | 33876.7015 | 0.033877 | 2488.3714 | 0.00013592 | 30 | Industrial_2030_Achievable_GWh_After Competition Groups_30 | Dairy Water Heater | 0.01359% | 0.033877 | 0.33822 | Industrial_2030_Achievable_GWh_After Competition Groups_Dairy Water Heater
Industrial | Ind ¦ Dairy Water Heater | 2030 | Economic | GWh | After Competition Groups | 0.76895 | 33876.7015 | 0.033877 | 5841.4613 | 0.00013164 | 30 | Industrial_2030_Economic_GWh_After Competition Groups_30 | Dairy Water Heater | 0.01316% | 0.033877 | 0.76895 | Industrial_2030_Economic_GWh_After Competition Groups_Dairy Water Heater
Industrial | Ind ¦ Dairy Water Heater | 2030 | Technical | GWh | After Competition Groups | 0.76895 | 33876.7015 | 0.033877 | 6383.4053 | 0.00012046 | 45 | Industrial_2030_Technical_GWh_After Competition Groups_45 | Dairy Water Heater | 0.01205% | 0.033877 | 0.76895 | Industrial_2030_Technical_GWh_After Competition Groups_Dairy Water Heater
Industrial | Ind ¦ Cooling Tower Optimization | 2030 | Achievable | GWh | After Competition Groups | 0 | 0 | 0 | 2488.3714 | 0 | 31 | Industrial_2030_Achievable_GWh_After Competition Groups_31 | Cooling Tower Optimization | 0% | 0 | 0 | Industrial_2030_Achievable_GWh_After Competition Groups_Cooling Tower Optimization
Industrial | Ind ¦ Cooling Tower Optimization | 2030 | Economic | GWh | After Competition Groups | 0 | 0 | 0 | 5841.4613 | 0 | 31 | Industrial_2030_Economic_GWh_After Competition Groups_31 | Cooling Tower Optimization | 0% | 0 | 0 | Industrial_2030_Economic_GWh_After Competition Groups_Cooling Tower Optimization
Industrial | Ind ¦ Creep Heat Controller | 2030 | Achievable | GWh | After Competition Groups | 0 | 0 | 0 | 2488.3714 | 0 | 32 | Industrial_2030_Achievable_GWh_After Competition Groups_32 | Creep Heat Controller | 0% | 0 | 0 | Industrial_2030_Achievable_GWh_After Competition Groups_Creep Heat Controller
Industrial | Ind ¦ Creep Heat Controller | 2030 | Economic | GWh | After Competition Groups | 0 | 0 | 0 | 5841.4613 | 0 | 32 | Industrial_2030_Economic_GWh_After Competition Groups_32 | Creep Heat Controller | 0% | 0 | 0 | Industrial_2030_Economic_GWh_After Competition Groups_Creep Heat Controller
Industrial | Ind ¦ Dual and Natural Exhaust Ventilation Systems | 2030 | Achievable | GWh | After Competition Groups | 0 | 0 | 0 | 2488.3714 | 0 | 33 | Industrial_2030_Achievable_GWh_After Competition Groups_33 | Dual and Natural Exhaust Ventilation Systems | 0% | 0 | 0 | Industrial_2030_Achievable_GWh_After Competition Groups_Dual and Natural Exhaust Ventilation Systems
Industrial | Ind ¦ Dual and Natural Exhaust Ventilation Systems | 2030 | Economic | GWh | After Competition Groups | 0 | 0 | 0 | 5841.4613 | 0 | 33 | Industrial_2030_Economic_GWh_After Competition Groups_33 | Dual and Natural Exhaust Ventilation Systems | 0% | 0 | 0 | Industrial_2030_Economic_GWh_After Competition Groups_Dual and Natural Exhaust Ventilation Systems
Industrial | Ind ¦ Efficient Transformer | 2030 | Achievable | GWh | After Competition Groups | 0 | 0 | 0 | 2488.3714 | 0 | 34 | Industrial_2030_Achievable_GWh_After Competition Groups_34 | Efficient Transformer | 0% | 0 | 0 | Industrial_2030_Achievable_GWh_After Competition Groups_Efficient Transformer
Industrial | Ind ¦ Efficient Transformer | 2030 | Economic | GWh | After Competition Groups | 0 | 0 | 0 | 5841.4613 | 0 | 34 | Industrial_2030_Economic_GWh_After Competition Groups_34 | Efficient Transformer | 0% | 0 | 0 | Industrial_2030_Economic_GWh_After Competition Groups_Efficient Transformer
Industrial | Ind ¦ Heat Lamps/Heat Pad | 2030 | Achievable | GWh | After Competition Groups | 0 | 0 | 0 | 2488.3714 | 0 | 35 | Industrial_2030_Achievable_GWh_After Competition Groups_35 | Heat Lamps/Heat Pad | 0% | 0 | 0 | Industrial_2030_Achievable_GWh_After Competition Groups_Heat Lamps/Heat Pad
Industrial | Ind ¦ Heat Lamps/Heat Pad | 2030 | Economic | GWh | After Competition Groups | 0 | 0 | 0 | 5841.4613 | 0 | 35 | Industrial_2030_Economic_GWh_After Competition Groups_35 | Heat Lamps/Heat Pad | 0% | 0 | 0 | Industrial_2030_Economic_GWh_After Competition Groups_Heat Lamps/Heat Pad
Industrial | Ind ¦ High Efficiency Welders | 2030 | Achievable | GWh | After Competition Groups | 0 | 0 | 0 | 2488.3714 | 0 | 36 | Industrial_2030_Achievable_GWh_After Competition Groups_36 | High Efficiency Welders | 0% | 0 | 0 | Industrial_2030_Achievable_GWh_After Competition Groups_High Efficiency Welders
Industrial | Ind ¦ High Efficiency Welders | 2030 | Economic | GWh | After Competition Groups | 0 | 0 | 0 | 5841.4613 | 0 | 36 | Industrial_2030_Economic_GWh_After Competition Groups_36 | High Efficiency Welders | 0% | 0 | 0 | Industrial_2030_Economic_GWh_After Competition Groups_High Efficiency Welders
Industrial | Ind ¦ HVLS Fans | 2030 | Achievable | GWh | After Competition Groups | 0 | 0 | 0 | 2488.3714 | 0 | 37 | Industrial_2030_Achievable_GWh_After Competition Groups_37 | HVLS Fans | 0% | 0 | 0 | Industrial_2030_Achievable_GWh_After Competition Groups_HVLS Fans
Industrial | Ind ¦ HVLS Fans | 2030 | Economic | GWh | After Competition Groups | 0 | 0 | 0 | 5841.4613 | 0 | 37 | Industrial_2030_Economic_GWh_After Competition Groups_37 | HVLS Fans | 0% | 0 | 0 | Industrial_2030_Economic_GWh_After Competition Groups_HVLS Fans
Industrial | Ind ¦ Low Energy Livestock Waterers | 2030 | Achievable | GWh | After Competition Groups | 0 | 0 | 0 | 2488.3714 | 0 | 38 | Industrial_2030_Achievable_GWh_After Competition Groups_38 | Low Energy Livestock Waterers | 0% | 0 | 0 | Industrial_2030_Achievable_GWh_After Competition Groups_Low Energy Livestock Waterers
Industrial | Ind ¦ Low Energy Livestock Waterers | 2030 | Economic | GWh | After Competition Groups | 0 | 0 | 0 | 5841.4613 | 0 | 38 | Industrial_2030_Economic_GWh_After Competition Groups_38 | Low Energy Livestock Waterers | 0% | 0 | 0 | Industrial_2030_Economic_GWh_After Competition Groups_Low Energy Livestock Waterers
Industrial | Ind ¦ Optimize Compressed Air Dryer | 2030 | Achievable | GWh | After Competition Groups | 0 | 0 | 0 | 2488.3714 | 0 | 39 | Industrial_2030_Achievable_GWh_After Competition Groups_39 | Optimize Compressed Air Dryer | 0% | 0 | 0 | Industrial_2030_Achievable_GWh_After Competition Groups_Optimize Compressed Air Dryer
Industrial | Ind ¦ Optimize Compressed Air Dryer | 2030 | Economic | GWh | After Competition Groups | 0 | 0 | 0 | 5841.4613 | 0 | 39 | Industrial_2030_Economic_GWh_After Competition Groups_39 | Optimize Compressed Air Dryer | 0% | 0 | 0 | Industrial_2030_Economic_GWh_After Competition Groups_Optimize Compressed Air Dryer
Industrial | Ind ¦ Premium Efficient Motors | 2030 | Achievable | GWh | After Competition Groups | 0 | 0 | 0 | 2488.3714 | 0 | 40 | Industrial_2030_Achievable_GWh_After Competition Groups_40 | Premium Efficient Motors | 0% | 0 | 0 | Industrial_2030_Achievable_GWh_After Competition Groups_Premium Efficient Motors
Industrial | Ind ¦ Premium Efficient Motors | 2030 | Economic | GWh | After Competition Groups | 0 | 0 | 0 | 5841.4613 | 0 | 40 | Industrial_2030_Economic_GWh_After Competition Groups_40 | Premium Efficient Motors | 0% | 0 | 0 | Industrial_2030_Economic_GWh_After Competition Groups_Premium Efficient Motors
Industrial | Ind ¦ Synchronous Belts | 2030 | Achievable | GWh | After Competition Groups | 0 | 0 | 0 | 2488.3714 | 0 | 41 | Industrial_2030_Achievable_GWh_After Competition Groups_41 | Synchronous Belts | 0% | 0 | 0 | Industrial_2030_Achievable_GWh_After Competition Groups_Synchronous Belts
Industrial | Ind ¦ Synchronous Belts | 2030 | Economic | GWh | After Competition Groups | 0 | 0 | 0 | 5841.4613 | 0 | 41 | Industrial_2030_Economic_GWh_After Competition Groups_41 | Synchronous Belts | 0% | 0 | 0 | Industrial_2030_Economic_GWh_After Competition Groups_Synchronous Belts
Industrial | Ind ¦ Pump System Optimization | 2031 | Economic | GWh | After Competition Groups | 1010.289 | 34981167.3061 | 34.9812 | 6016.1679 | 0.16793 | 1 | Industrial_2031_Economic_GWh_After Competition Groups_1 | Pump System Optimization | 16.79% | 34.9812 | 1010.289 | Industrial_2031_Economic_GWh_After Competition Groups_Pump System Optimization
Industrial | Ind ¦ Pump System Optimization | 2031 | Achievable | GWh | After Competition Groups | 477.2374 | 34981167.3061 | 34.9812 | 2915.3044 | 0.1637 | 1 | Industrial_2031_Achievable_GWh_After Competition Groups_1 | Pump System Optimization | 16.37% | 34.9812 | 477.2374 | Industrial_2031_Achievable_GWh_After Competition Groups_Pump System Optimization
Industrial | Ind ¦ Pump System Optimization | 2031 | Technical | GWh | After Competition Groups | 1030.7433 | 34981167.3061 | 34.9812 | 6546.9248 | 0.15744 | 1 | Industrial_2031_Technical_GWh_After Competition Groups_1 | Pump System Optimization | 15.74% | 34.9812 | 1030.7433 | Industrial_2031_Technical_GWh_After Competition Groups_Pump System Optimization
Industrial | Ind ¦ Air Leak Survey and Repair | 2031 | Achievable | GWh | After Competition Groups | 336.5437 | 803983.2424 | 0.80398 | 2915.3044 | 0.11544 | 2 | Industrial_2031_Achievable_GWh_After Competition Groups_2 | Air Leak Survey and Repair | 11.54% | 0.80398 | 336.5437 | Industrial_2031_Achievable_GWh_After Competition Groups_Air Leak Survey and Repair
Industrial | Ind ¦ HE Lighting | 2031 | Economic | GWh | After Competition Groups | 644.296 | 28308410.9506 | 28.3084 | 6016.1679 | 0.10709 | 2 | Industrial_2031_Economic_GWh_After Competition Groups_2 | HE Lighting | 10.71% | 28.3084 | 644.296 | Industrial_2031_Economic_GWh_After Competition Groups_HE Lighting
Industrial | Ind ¦ HE Lighting | 2031 | Technical | GWh | After Competition Groups | 694.0352 | 28308410.9506 | 28.3084 | 6546.9248 | 0.10601 | 2 | Industrial_2031_Technical_GWh_After Competition Groups_2 | HE Lighting | 10.6% | 28.3084 | 694.0352 | Industrial_2031_Technical_GWh_After Competition Groups_HE Lighting
Industrial | Ind ¦ Air Compressor Optimization | 2031 | Achievable | GWh | After Competition Groups | 286.2692 | 1864635.7394 | 1.8646 | 2915.3044 | 0.098195 | 3 | Industrial_2031_Achievable_GWh_After Competition Groups_3 | Air Compressor Optimization | 9.82% | 1.8646 | 286.2692 | Industrial_2031_Achievable_GWh_After Competition Groups_Air Compressor Optimization
Industrial | Ind ¦ Air Leak Survey and Repair | 2031 | Economic | GWh | After Competition Groups | 584.2393 | 803983.2424 | 0.80398 | 6016.1679 | 0.097112 | 3 | Industrial_2031_Economic_GWh_After Competition Groups_3 | Air Leak Survey and Repair | 9.711% | 0.80398 | 584.2393 | Industrial_2031_Economic_GWh_After Competition Groups_Air Leak Survey and Repair
Industrial | Ind ¦ Greenhouse Grow Lights | 2031 | Achievable | GWh | After Competition Groups | 272.8755 | 21079234.3173 | 21.0792 | 2915.3044 | 0.093601 | 4 | Industrial_2031_Achievable_GWh_After Competition Groups_4 | Greenhouse Grow Lights | 9.36% | 21.0792 | 272.8755 | Industrial_2031_Achievable_GWh_After Competition Groups_Greenhouse Grow Lights
Industrial | Ind ¦ Recommissioning | 2031 | Achievable | GWh | After Competition Groups | 261.2137 | 3711695.7739 | 3.7117 | 2915.3044 | 0.089601 | 5 | Industrial_2031_Achievable_GWh_After Competition Groups_5 | Recommissioning | 8.96% | 3.7117 | 261.2137 | Industrial_2031_Achievable_GWh_After Competition Groups_Recommissioning
Industrial | Ind ¦ SEM | 2031 | Achievable | GWh | After Competition Groups | 261.2137 | 3711695.7739 | 3.7117 | 2915.3044 | 0.089601 | 6 | Industrial_2031_Achievable_GWh_After Competition Groups_6 | SEM | 8.96% | 3.7117 | 261.2137 | Industrial_2031_Achievable_GWh_After Competition Groups_SEM
Industrial | Ind ¦ Air Leak Survey and Repair | 2031 | Technical | GWh | After Competition Groups | 584.2393 | 803983.2424 | 0.80398 | 6546.9248 | 0.089239 | 3 | Industrial_2031_Technical_GWh_After Competition Groups_3 | Air Leak Survey and Repair | 8.924% | 0.80398 | 584.2393 | Industrial_2031_Technical_GWh_After Competition Groups_Air Leak Survey and Repair
Industrial | Ind ¦ Greenhouse Grow Lights | 2031 | Economic | GWh | After Competition Groups | 515.4758 | 21079234.3173 | 21.0792 | 6016.1679 | 0.085682 | 4 | Industrial_2031_Economic_GWh_After Competition Groups_4 | Greenhouse Grow Lights | 8.568% | 21.0792 | 515.4758 | Industrial_2031_Economic_GWh_After Competition Groups_Greenhouse Grow Lights
Industrial | Ind ¦ Pump Equipment Upgrade | 2031 | Achievable | GWh | After Competition Groups | 243.142 | 19912008.7779 | 19.912 | 2915.3044 | 0.083402 | 7 | Industrial_2031_Achievable_GWh_After Competition Groups_7 | Pump Equipment Upgrade | 8.34% | 19.912 | 243.142 | Industrial_2031_Achievable_GWh_After Competition Groups_Pump Equipment Upgrade
Industrial | Ind ¦ Pump Equipment Upgrade | 2031 | Economic | GWh | After Competition Groups | 481.5683 | 19912008.7779 | 19.912 | 6016.1679 | 0.080046 | 5 | Industrial_2031_Economic_GWh_After Competition Groups_5 | Pump Equipment Upgrade | 8.005% | 19.912 | 481.5683 | Industrial_2031_Economic_GWh_After Competition Groups_Pump Equipment Upgrade
Industrial | Ind ¦ Greenhouse Grow Lights | 2031 | Technical | GWh | After Competition Groups | 515.4758 | 21079234.3173 | 21.0792 | 6546.9248 | 0.078736 | 4 | Industrial_2031_Technical_GWh_After Competition Groups_4 | Greenhouse Grow Lights | 7.874% | 21.0792 | 515.4758 | Industrial_2031_Technical_GWh_After Competition Groups_Greenhouse Grow Lights
Industrial | Ind ¦ Air Compressor Optimization | 2031 | Economic | GWh | After Competition Groups | 472.2661 | 1864635.7394 | 1.8646 | 6016.1679 | 0.078499 | 6 | Industrial_2031_Economic_GWh_After Competition Groups_6 | Air Compressor Optimization | 7.85% | 1.8646 | 472.2661 | Industrial_2031_Economic_GWh_After Competition Groups_Air Compressor Optimization
Industrial | Ind ¦ Recommissioning | 2031 | Economic | GWh | After Competition Groups | 447.3664 | 3711695.7739 | 3.7117 | 6016.1679 | 0.074361 | 7 | Industrial_2031_Economic_GWh_After Competition Groups_7 | Recommissioning | 7.436% | 3.7117 | 447.3664 | Industrial_2031_Economic_GWh_After Competition Groups_Recommissioning
Industrial | Ind ¦ SEM | 2031 | Economic | GWh | After Competition Groups | 447.3664 | 3711695.7739 | 3.7117 | 6016.1679 | 0.074361 | 8 | Industrial_2031_Economic_GWh_After Competition Groups_8 | SEM | 7.436% | 3.7117 | 447.3664 | Industrial_2031_Economic_GWh_After Competition Groups_SEM
Industrial | Ind ¦ Pump Equipment Upgrade | 2031 | Technical | GWh | After Competition Groups | 481.5683 | 19912008.7779 | 19.912 | 6546.9248 | 0.073556 | 5 | Industrial_2031_Technical_GWh_After Competition Groups_5 | Pump Equipment Upgrade | 7.356% | 19.912 | 481.5683 | Industrial_2031_Technical_GWh_After Competition Groups_Pump Equipment Upgrade
Industrial | Ind ¦ Air Compressor Optimization | 2031 | Technical | GWh | After Competition Groups | 472.2661 | 1864635.7394 | 1.8646 | 6546.9248 | 0.072136 | 6 | Industrial_2031_Technical_GWh_After Competition Groups_6 | Air Compressor Optimization | 7.214% | 1.8646 | 472.2661 | Industrial_2031_Technical_GWh_After Competition Groups_Air Compressor Optimization
Industrial | Ind ¦ Recommissioning | 2031 | Technical | GWh | After Competition Groups | 447.3664 | 3711695.7739 | 3.7117 | 6546.9248 | 0.068332 | 7 | Industrial_2031_Technical_GWh_After Competition Groups_7 | Recommissioning | 6.833% | 3.7117 | 447.3664 | Industrial_2031_Technical_GWh_After Competition Groups_Recommissioning
Industrial | Ind ¦ SEM | 2031 | Technical | GWh | After Competition Groups | 447.3664 | 3711695.7739 | 3.7117 | 6546.9248 | 0.068332 | 8 | Industrial_2031_Technical_GWh_After Competition Groups_8 | SEM | 6.833% | 3.7117 | 447.3664 | Industrial_2031_Technical_GWh_After Competition Groups_SEM
Industrial | Ind ¦ Efficient Compressed Air Nozzles | 2031 | Economic | GWh | After Competition Groups | 409.7572 | 688023.0636 | 0.68802 | 6016.1679 | 0.068109 | 9 | Industrial_2031_Economic_GWh_After Competition Groups_9 | Efficient Compressed Air Nozzles | 6.811% | 0.68802 | 409.7572 | Industrial_2031_Economic_GWh_After Competition Groups_Efficient Compressed Air Nozzles
Industrial | Ind ¦ Efficient Compressed Air Nozzles | 2031 | Achievable | GWh | After Competition Groups | 183.1622 | 688023.0636 | 0.68802 | 2915.3044 | 0.062828 | 8 | Industrial_2031_Achievable_GWh_After Competition Groups_8 | Efficient Compressed Air Nozzles | 6.283% | 0.68802 | 183.1622 | Industrial_2031_Achievable_GWh_After Competition Groups_Efficient Compressed Air Nozzles
Industrial | Ind ¦ Efficient Compressed Air Nozzles | 2031 | Technical | GWh | After Competition Groups | 409.7572 | 688023.0636 | 0.68802 | 6546.9248 | 0.062588 | 9 | Industrial_2031_Technical_GWh_After Competition Groups_9 | Efficient Compressed Air Nozzles | 6.259% | 0.68802 | 409.7572 | Industrial_2031_Technical_GWh_After Competition Groups_Efficient Compressed Air Nozzles
Industrial | Ind ¦ High Efficiency HVAC Fans | 2031 | Achievable | GWh | After Competition Groups | 182.2735 | 4362142.9803 | 4.3621 | 2915.3044 | 0.062523 | 9 | Industrial_2031_Achievable_GWh_After Competition Groups_9 | High Efficiency HVAC Fans | 6.252% | 4.3621 | 182.2735 | Industrial_2031_Achievable_GWh_After Competition Groups_High Efficiency HVAC Fans
Industrial | Ind ¦ High Efficiency HVAC Fans | 2031 | Economic | GWh | After Competition Groups | 328.3302 | 4362142.9803 | 4.3621 | 6016.1679 | 0.054575 | 10 | Industrial_2031_Economic_GWh_After Competition Groups_10 | High Efficiency HVAC Fans | 5.457% | 4.3621 | 328.3302 | Industrial_2031_Economic_GWh_After Competition Groups_High Efficiency HVAC Fans
Industrial | Ind ¦ High Efficiency HVAC Fans | 2031 | Technical | GWh | After Competition Groups | 328.3302 | 4362142.9803 | 4.3621 | 6546.9248 | 0.05015 | 10 | Industrial_2031_Technical_GWh_After Competition Groups_10 | High Efficiency HVAC Fans | 5.015% | 4.3621 | 328.3302 | Industrial_2031_Technical_GWh_After Competition Groups_High Efficiency HVAC Fans
Industrial | Ind ¦ HE Lighting | 2031 | Achievable | GWh | After Competition Groups | 135.6381 | 28308410.9506 | 28.3084 | 2915.3044 | 0.046526 | 10 | Industrial_2031_Achievable_GWh_After Competition Groups_10 | HE Lighting | 4.653% | 28.3084 | 135.6381 | Industrial_2031_Achievable_GWh_After Competition Groups_HE Lighting
Industrial | Ind ¦ Process Optimization (Elec) | 2031 | Economic | GWh | After Competition Groups | 164.8314 | 289573.3512 | 0.28957 | 6016.1679 | 0.027398 | 11 | Industrial_2031_Economic_GWh_After Competition Groups_11 | Process Optimization (Elec) | 2.74% | 0.28957 | 164.8314 | Industrial_2031_Economic_GWh_After Competition Groups_Process Optimization (Elec)
Industrial | Ind ¦ Process Optimization (Elec) | 2031 | Technical | GWh | After Competition Groups | 164.8314 | 289573.3512 | 0.28957 | 6546.9248 | 0.025177 | 11 | Industrial_2031_Technical_GWh_After Competition Groups_11 | Process Optimization (Elec) | 2.518% | 0.28957 | 164.8314 | Industrial_2031_Technical_GWh_After Competition Groups_Process Optimization (Elec)
Industrial | Ind ¦ Premium Efficient Motors | 2031 | Technical | GWh | After Competition Groups | 151.3355 | 0 | 0 | 6546.9248 | 0.023116 | 12 | Industrial_2031_Technical_GWh_After Competition Groups_12 | Premium Efficient Motors | 2.312% | 0 | 151.3355 | Industrial_2031_Technical_GWh_After Competition Groups_Premium Efficient Motors
Industrial | Ind ¦ Fan System Optimization | 2031 | Achievable | GWh | After Competition Groups | 40.6728 | 2150257.5611 | 2.1503 | 2915.3044 | 0.013951 | 11 | Industrial_2031_Achievable_GWh_After Competition Groups_11 | Fan System Optimization | 1.395% | 2.1503 | 40.6728 | Industrial_2031_Achievable_GWh_After Competition Groups_Fan System Optimization
Industrial | Ind ¦ Material Handling Improvements | 2031 | Achievable | GWh | After Competition Groups | 36.7169 | 215988.2552 | 0.21599 | 2915.3044 | 0.012595 | 12 | Industrial_2031_Achievable_GWh_After Competition Groups_12 | Material Handling Improvements | 1.259% | 0.21599 | 36.7169 | Industrial_2031_Achievable_GWh_After Competition Groups_Material Handling Improvements
Industrial | Ind ¦ Pulp and Paper Process Improvements | 2031 | Achievable | GWh | After Competition Groups | 33.867 | 2266955.5484 | 2.267 | 2915.3044 | 0.011617 | 13 | Industrial_2031_Achievable_GWh_After Competition Groups_13 | Pulp and Paper Process Improvements | 1.162% | 2.267 | 33.867 | Industrial_2031_Achievable_GWh_After Competition Groups_Pulp and Paper Process Improvements
Industrial | Ind ¦ HE HVAC Controls | 2031 | Technical | GWh | After Competition Groups | 74.6628 | 0 | 0 | 6546.9248 | 0.011404 | 13 | Industrial_2031_Technical_GWh_After Competition Groups_13 | HE HVAC Controls | 1.14% | 0 | 74.6628 | Industrial_2031_Technical_GWh_After Competition Groups_HE HVAC Controls
Industrial | Ind ¦ Fan System Optimization | 2031 | Economic | GWh | After Competition Groups | 66.9931 | 2150257.5611 | 2.1503 | 6016.1679 | 0.011136 | 12 | Industrial_2031_Economic_GWh_After Competition Groups_12 | Fan System Optimization | 1.114% | 2.1503 | 66.9931 | Industrial_2031_Economic_GWh_After Competition Groups_Fan System Optimization
Industrial | Ind ¦ Pulp and Paper Process Improvements | 2031 | Economic | GWh | After Competition Groups | 62.1073 | 2266955.5484 | 2.267 | 6016.1679 | 0.010323 | 13 | Industrial_2031_Economic_GWh_After Competition Groups_13 | Pulp and Paper Process Improvements | 1.032% | 2.267 | 62.1073 | Industrial_2031_Economic_GWh_After Competition Groups_Pulp and Paper Process Improvements
Industrial | Ind ¦ Efficient Irrigation | 2031 | Economic | GWh | After Competition Groups | 61.7534 | 2356091.5496 | 2.3561 | 6016.1679 | 0.010265 | 14 | Industrial_2031_Economic_GWh_After Competition Groups_14 | Efficient Irrigation | 1.026% | 2.3561 | 61.7534 | Industrial_2031_Economic_GWh_After Competition Groups_Efficient Irrigation
Industrial | Ind ¦ Fan System Optimization | 2031 | Technical | GWh | After Competition Groups | 66.9931 | 2150257.5611 | 2.1503 | 6546.9248 | 0.010233 | 14 | Industrial_2031_Technical_GWh_After Competition Groups_14 | Fan System Optimization | 1.023% | 2.1503 | 66.9931 | Industrial_2031_Technical_GWh_After Competition Groups_Fan System Optimization
Industrial | Ind ¦ Material Handling Improvements | 2031 | Economic | GWh | After Competition Groups | 61.0025 | 215988.2552 | 0.21599 | 6016.1679 | 0.01014 | 15 | Industrial_2031_Economic_GWh_After Competition Groups_15 | Material Handling Improvements | 1.014% | 0.21599 | 61.0025 | Industrial_2031_Economic_GWh_After Competition Groups_Material Handling Improvements
Industrial | Ind ¦ HE HVAC Units | 2031 | Technical | GWh | After Competition Groups | 64.601 | 0 | 0 | 6546.9248 | 0.0098674 | 15 | Industrial_2031_Technical_GWh_After Competition Groups_15 | HE HVAC Units | 0.9867% | 0 | 64.601 | Industrial_2031_Technical_GWh_After Competition Groups_HE HVAC Units
Industrial | Ind ¦ Pulp and Paper Process Improvements | 2031 | Technical | GWh | After Competition Groups | 62.1073 | 2266955.5484 | 2.267 | 6546.9248 | 0.0094865 | 16 | Industrial_2031_Technical_GWh_After Competition Groups_16 | Pulp and Paper Process Improvements | 0.9486% | 2.267 | 62.1073 | Industrial_2031_Technical_GWh_After Competition Groups_Pulp and Paper Process Improvements
Industrial | Ind ¦ Efficient Irrigation | 2031 | Technical | GWh | After Competition Groups | 61.7534 | 2356091.5496 | 2.3561 | 6546.9248 | 0.0094324 | 17 | Industrial_2031_Technical_GWh_After Competition Groups_17 | Efficient Irrigation | 0.9432% | 2.3561 | 61.7534 | Industrial_2031_Technical_GWh_After Competition Groups_Efficient Irrigation
Industrial | Ind ¦ Material Handling Improvements | 2031 | Technical | GWh | After Competition Groups | 61.0025 | 215988.2552 | 0.21599 | 6546.9248 | 0.0093177 | 18 | Industrial_2031_Technical_GWh_After Competition Groups_18 | Material Handling Improvements | 0.9318% | 0.21599 | 61.0025 | Industrial_2031_Technical_GWh_After Competition Groups_Material Handling Improvements
Industrial | Ind ¦ Refiner Plate Improvements | 2031 | Economic | GWh | After Competition Groups | 46.7749 | 265201.2995 | 0.2652 | 6016.1679 | 0.0077749 | 16 | Industrial_2031_Economic_GWh_After Competition Groups_16 | Refiner Plate Improvements | 0.7775% | 0.2652 | 46.7749 | Industrial_2031_Economic_GWh_After Competition Groups_Refiner Plate Improvements
Industrial | Ind ¦ Refiner Plate Improvements | 2031 | Technical | GWh | After Competition Groups | 46.7749 | 265201.2995 | 0.2652 | 6546.9248 | 0.0071446 | 19 | Industrial_2031_Technical_GWh_After Competition Groups_19 | Refiner Plate Improvements | 0.7145% | 0.2652 | 46.7749 | Industrial_2031_Technical_GWh_After Competition Groups_Refiner Plate Improvements
Industrial | Ind ¦ Refiner Plate Improvements | 2031 | Achievable | GWh | After Competition Groups | 20.4088 | 265201.2995 | 0.2652 | 2915.3044 | 0.0070006 | 14 | Industrial_2031_Achievable_GWh_After Competition Groups_14 | Refiner Plate Improvements | 0.7001% | 0.2652 | 20.4088 | Industrial_2031_Achievable_GWh_After Competition Groups_Refiner Plate Improvements
Industrial | Ind ¦ Process Heat Recovery | 2031 | Achievable | GWh | After Competition Groups | 18.8588 | 578655.6491 | 0.57866 | 2915.3044 | 0.0064689 | 15 | Industrial_2031_Achievable_GWh_After Competition Groups_15 | Process Heat Recovery | 0.6469% | 0.57866 | 18.8588 | Industrial_2031_Achievable_GWh_After Competition Groups_Process Heat Recovery
Industrial | Ind ¦ VAV Conversion Project | 2031 | Achievable | GWh | After Competition Groups | 18.7127 | 829460.761 | 0.82946 | 2915.3044 | 0.0064188 | 16 | Industrial_2031_Achievable_GWh_After Competition Groups_16 | VAV Conversion Project | 0.6419% | 0.82946 | 18.7127 | Industrial_2031_Achievable_GWh_After Competition Groups_VAV Conversion Project
Industrial | Ind ¦ Cold Storage Retrofit | 2031 | Technical | GWh | After Competition Groups | 40.6135 | 0 | 0 | 6546.9248 | 0.0062034 | 20 | Industrial_2031_Technical_GWh_After Competition Groups_20 | Cold Storage Retrofit | 0.6203% | 0 | 40.6135 | Industrial_2031_Technical_GWh_After Competition Groups_Cold Storage Retrofit
Industrial | Ind ¦ Process Optimization (Elec) | 2031 | Achievable | GWh | After Competition Groups | 17.1217 | 289573.3512 | 0.28957 | 2915.3044 | 0.005873 | 17 | Industrial_2031_Achievable_GWh_After Competition Groups_17 | Process Optimization (Elec) | 0.5873% | 0.28957 | 17.1217 | Industrial_2031_Achievable_GWh_After Competition Groups_Process Optimization (Elec)
Industrial | Ind ¦ Efficient Irrigation | 2031 | Achievable | GWh | After Competition Groups | 16.7793 | 2356091.5496 | 2.3561 | 2915.3044 | 0.0057556 | 18 | Industrial_2031_Achievable_GWh_After Competition Groups_18 | Efficient Irrigation | 0.5756% | 2.3561 | 16.7793 | Industrial_2031_Achievable_GWh_After Competition Groups_Efficient Irrigation
Industrial | Ind ¦ Process Heat Recovery | 2031 | Economic | GWh | After Competition Groups | 32.9234 | 578655.6491 | 0.57866 | 6016.1679 | 0.0054725 | 17 | Industrial_2031_Economic_GWh_After Competition Groups_17 | Process Heat Recovery | 0.5472% | 0.57866 | 32.9234 | Industrial_2031_Economic_GWh_After Competition Groups_Process Heat Recovery
Industrial | Ind ¦ VAV Conversion Project | 2031 | Economic | GWh | After Competition Groups | 31.3383 | 829460.761 | 0.82946 | 6016.1679 | 0.005209 | 18 | Industrial_2031_Economic_GWh_After Competition Groups_18 | VAV Conversion Project | 0.5209% | 0.82946 | 31.3383 | Industrial_2031_Economic_GWh_After Competition Groups_VAV Conversion Project
Industrial | Ind ¦ Process Heat Recovery | 2031 | Technical | GWh | After Competition Groups | 32.9234 | 578655.6491 | 0.57866 | 6546.9248 | 0.0050288 | 21 | Industrial_2031_Technical_GWh_After Competition Groups_21 | Process Heat Recovery | 0.5029% | 0.57866 | 32.9234 | Industrial_2031_Technical_GWh_After Competition Groups_Process Heat Recovery
Industrial | Ind ¦ VAV Conversion Project | 2031 | Technical | GWh | After Competition Groups | 31.3383 | 829460.761 | 0.82946 | 6546.9248 | 0.0047867 | 22 | Industrial_2031_Technical_GWh_After Competition Groups_22 | VAV Conversion Project | 0.4787% | 0.82946 | 31.3383 | Industrial_2031_Technical_GWh_After Competition Groups_VAV Conversion Project
Industrial | Ind ¦ Improved Controls - Process Cooling | 2031 | Achievable | GWh | After Competition Groups | 13.9105 | 381754.0266 | 0.38175 | 2915.3044 | 0.0047715 | 19 | Industrial_2031_Achievable_GWh_After Competition Groups_19 | Improved Controls - Process Cooling | 0.4772% | 0.38175 | 13.9105 | Industrial_2031_Achievable_GWh_After Competition Groups_Improved Controls - Process Cooling
Industrial | Ind ¦ Ventilation Optimization | 2031 | Technical | GWh | After Competition Groups | 30.4099 | 569506.1905 | 0.56951 | 6546.9248 | 0.0046449 | 23 | Industrial_2031_Technical_GWh_After Competition Groups_23 | Ventilation Optimization | 0.4645% | 0.56951 | 30.4099 | Industrial_2031_Technical_GWh_After Competition Groups_Ventilation Optimization
Industrial | Ind ¦ HVLS Fans | 2031 | Technical | GWh | After Competition Groups | 26.0215 | 0 | 0 | 6546.9248 | 0.0039746 | 24 | Industrial_2031_Technical_GWh_After Competition Groups_24 | HVLS Fans | 0.3975% | 0 | 26.0215 | Industrial_2031_Technical_GWh_After Competition Groups_HVLS Fans
Industrial | Ind ¦ Improved Controls - Process Cooling | 2031 | Economic | GWh | After Competition Groups | 23.7604 | 381754.0266 | 0.38175 | 6016.1679 | 0.0039494 | 19 | Industrial_2031_Economic_GWh_After Competition Groups_19 | Improved Controls - Process Cooling | 0.3949% | 0.38175 | 23.7604 | Industrial_2031_Economic_GWh_After Competition Groups_Improved Controls - Process Cooling
Industrial | Ind ¦ High Efficiency Battery Charger | 2031 | Achievable | GWh | After Competition Groups | 11.4933 | 666262.6236 | 0.66626 | 2915.3044 | 0.0039424 | 20 | Industrial_2031_Achievable_GWh_After Competition Groups_20 | High Efficiency Battery Charger | 0.3942% | 0.66626 | 11.4933 | Industrial_2031_Achievable_GWh_After Competition Groups_High Efficiency Battery Charger
Industrial | Ind ¦ Improved Controls - Process Cooling | 2031 | Technical | GWh | After Competition Groups | 23.7604 | 381754.0266 | 0.38175 | 6546.9248 | 0.0036292 | 25 | Industrial_2031_Technical_GWh_After Competition Groups_25 | Improved Controls - Process Cooling | 0.3629% | 0.38175 | 23.7604 | Industrial_2031_Technical_GWh_After Competition Groups_Improved Controls - Process Cooling
Industrial | Ind ¦ High Efficiency Battery Charger | 2031 | Economic | GWh | After Competition Groups | 21.7226 | 666262.6236 | 0.66626 | 6016.1679 | 0.0036107 | 20 | Industrial_2031_Economic_GWh_After Competition Groups_20 | High Efficiency Battery Charger | 0.3611% | 0.66626 | 21.7226 | Industrial_2031_Economic_GWh_After Competition Groups_High Efficiency Battery Charger
Industrial | Ind ¦ High Efficiency Battery Charger | 2031 | Technical | GWh | After Competition Groups | 21.7226 | 666262.6236 | 0.66626 | 6546.9248 | 0.003318 | 26 | Industrial_2031_Technical_GWh_After Competition Groups_26 | High Efficiency Battery Charger | 0.3318% | 0.66626 | 21.7226 | Industrial_2031_Technical_GWh_After Competition Groups_High Efficiency Battery Charger
Industrial | Ind ¦ Low Energy Livestock Waterers | 2031 | Technical | GWh | After Competition Groups | 21.5092 | 577126.3901 | 0.57713 | 6546.9248 | 0.0032854 | 27 | Industrial_2031_Technical_GWh_After Competition Groups_27 | Low Energy Livestock Waterers | 0.3285% | 0.57713 | 21.5092 | Industrial_2031_Technical_GWh_After Competition Groups_Low Energy Livestock Waterers
Industrial | Ind ¦ Process Improvements | 2031 | Achievable | GWh | After Competition Groups | 9.5001 | 199760.8039 | 0.19976 | 2915.3044 | 0.0032587 | 21 | Industrial_2031_Achievable_GWh_After Competition Groups_21 | Process Improvements | 0.3259% | 0.19976 | 9.5001 | Industrial_2031_Achievable_GWh_After Competition Groups_Process Improvements
Industrial | Ind ¦ Synchronous Belts | 2031 | Technical | GWh | After Competition Groups | 20.8029 | 0 | 0 | 6546.9248 | 0.0031775 | 28 | Industrial_2031_Technical_GWh_After Competition Groups_28 | Synchronous Belts | 0.3178% | 0 | 20.8029 | Industrial_2031_Technical_GWh_After Competition Groups_Synchronous Belts
Industrial | Ind ¦ Dairy Pre-Cooler | 2031 | Economic | GWh | After Competition Groups | 16.5367 | 525224.4665 | 0.52522 | 6016.1679 | 0.0027487 | 21 | Industrial_2031_Economic_GWh_After Competition Groups_21 | Dairy Pre-Cooler | 0.2749% | 0.52522 | 16.5367 | Industrial_2031_Economic_GWh_After Competition Groups_Dairy Pre-Cooler
Industrial | Ind ¦ Process Improvements | 2031 | Economic | GWh | After Competition Groups | 16.1411 | 199760.8039 | 0.19976 | 6016.1679 | 0.002683 | 22 | Industrial_2031_Economic_GWh_After Competition Groups_22 | Process Improvements | 0.2683% | 0.19976 | 16.1411 | Industrial_2031_Economic_GWh_After Competition Groups_Process Improvements
Industrial | Ind ¦ Refrigeration Compressor VFD | 2031 | Achievable | GWh | After Competition Groups | 7.7391 | 543486.5209 | 0.54349 | 2915.3044 | 0.0026546 | 22 | Industrial_2031_Achievable_GWh_After Competition Groups_22 | Refrigeration Compressor VFD | 0.2655% | 0.54349 | 7.7391 | Industrial_2031_Achievable_GWh_After Competition Groups_Refrigeration Compressor VFD
Industrial | Ind ¦ Dairy Pre-Cooler | 2031 | Technical | GWh | After Competition Groups | 16.5367 | 525224.4665 | 0.52522 | 6546.9248 | 0.0025259 | 29 | Industrial_2031_Technical_GWh_After Competition Groups_29 | Dairy Pre-Cooler | 0.2526% | 0.52522 | 16.5367 | Industrial_2031_Technical_GWh_After Competition Groups_Dairy Pre-Cooler
Industrial | Ind ¦ Process Improvements | 2031 | Technical | GWh | After Competition Groups | 16.1411 | 199760.8039 | 0.19976 | 6546.9248 | 0.0024654 | 30 | Industrial_2031_Technical_GWh_After Competition Groups_30 | Process Improvements | 0.2465% | 0.19976 | 16.1411 | Industrial_2031_Technical_GWh_After Competition Groups_Process Improvements
Industrial | Ind ¦ Refrigeration Compressor VFD | 2031 | Economic | GWh | After Competition Groups | 14.4072 | 543486.5209 | 0.54349 | 6016.1679 | 0.0023947 | 23 | Industrial_2031_Economic_GWh_After Competition Groups_23 | Refrigeration Compressor VFD | 0.2395% | 0.54349 | 14.4072 | Industrial_2031_Economic_GWh_After Competition Groups_Refrigeration Compressor VFD
Industrial | Ind ¦ Ventilation Optimization | 2031 | Achievable | GWh | After Competition Groups | 6.9197 | 569506.1905 | 0.56951 | 2915.3044 | 0.0023736 | 23 | Industrial_2031_Achievable_GWh_After Competition Groups_23 | Ventilation Optimization | 0.2374% | 0.56951 | 6.9197 | Industrial_2031_Achievable_GWh_After Competition Groups_Ventilation Optimization
Industrial | Ind ¦ Refrigeration Compressor VFD | 2031 | Technical | GWh | After Competition Groups | 14.4072 | 543486.5209 | 0.54349 | 6546.9248 | 0.0022006 | 31 | Industrial_2031_Technical_GWh_After Competition Groups_31 | Refrigeration Compressor VFD | 0.2201% | 0.54349 | 14.4072 | Industrial_2031_Technical_GWh_After Competition Groups_Refrigeration Compressor VFD
Industrial | Ind ¦ Dairy Pre-Cooler | 2031 | Achievable | GWh | After Competition Groups | 6.1778 | 525224.4665 | 0.52522 | 2915.3044 | 0.0021191 | 24 | Industrial_2031_Achievable_GWh_After Competition Groups_24 | Dairy Pre-Cooler | 0.2119% | 0.52522 | 6.1778 | Industrial_2031_Achievable_GWh_After Competition Groups_Dairy Pre-Cooler
Industrial | Ind ¦ Improved Controls - Process Heating | 2031 | Achievable | GWh | After Competition Groups | 6.0781 | 168858.0946 | 0.16886 | 2915.3044 | 0.0020849 | 25 | Industrial_2031_Achievable_GWh_After Competition Groups_25 | Improved Controls - Process Heating | 0.2085% | 0.16886 | 6.0781 | Industrial_2031_Achievable_GWh_After Competition Groups_Improved Controls - Process Heating
Industrial | Ind ¦ Ventilation Optimization | 2031 | Economic | GWh | After Competition Groups | 10.9079 | 569506.1905 | 0.56951 | 6016.1679 | 0.0018131 | 24 | Industrial_2031_Economic_GWh_After Competition Groups_24 | Ventilation Optimization | 0.1813% | 0.56951 | 10.9079 | Industrial_2031_Economic_GWh_After Competition Groups_Ventilation Optimization
Industrial | Ind ¦ Free Cooling | 2031 | Economic | GWh | After Competition Groups | 10.4833 | 711348.4455 | 0.71135 | 6016.1679 | 0.0017425 | 25 | Industrial_2031_Economic_GWh_After Competition Groups_25 | Free Cooling | 0.1743% | 0.71135 | 10.4833 | Industrial_2031_Economic_GWh_After Competition Groups_Free Cooling
Industrial | Ind ¦ Chiller Optimization | 2031 | Technical | GWh | After Competition Groups | 11.3994 | 0 | 0 | 6546.9248 | 0.0017412 | 32 | Industrial_2031_Technical_GWh_After Competition Groups_32 | Chiller Optimization | 0.1741% | 0 | 11.3994 | Industrial_2031_Technical_GWh_After Competition Groups_Chiller Optimization
Industrial | Ind ¦ Improved Controls - Process Heating | 2031 | Economic | GWh | After Competition Groups | 10.3324 | 168858.0946 | 0.16886 | 6016.1679 | 0.0017174 | 26 | Industrial_2031_Economic_GWh_After Competition Groups_26 | Improved Controls - Process Heating | 0.1717% | 0.16886 | 10.3324 | Industrial_2031_Economic_GWh_After Competition Groups_Improved Controls - Process Heating
Industrial | Ind ¦ Efficient Transformer | 2031 | Technical | GWh | After Competition Groups | 10.8613 | 0 | 0 | 6546.9248 | 0.001659 | 33 | Industrial_2031_Technical_GWh_After Competition Groups_33 | Efficient Transformer | 0.1659% | 0 | 10.8613 | Industrial_2031_Technical_GWh_After Competition Groups_Efficient Transformer
Industrial | Ind ¦ Free Cooling | 2031 | Technical | GWh | After Competition Groups | 10.4833 | 711348.4455 | 0.71135 | 6546.9248 | 0.0016013 | 34 | Industrial_2031_Technical_GWh_After Competition Groups_34 | Free Cooling | 0.1601% | 0.71135 | 10.4833 | Industrial_2031_Technical_GWh_After Competition Groups_Free Cooling
Industrial | Ind ¦ Improved Controls - Process Heating | 2031 | Technical | GWh | After Competition Groups | 10.3324 | 168858.0946 | 0.16886 | 6546.9248 | 0.0015782 | 35 | Industrial_2031_Technical_GWh_After Competition Groups_35 | Improved Controls - Process Heating | 0.1578% | 0.16886 | 10.3324 | Industrial_2031_Technical_GWh_After Competition Groups_Improved Controls - Process Heating
Industrial | Ind ¦ High Efficiency Welders | 2031 | Technical | GWh | After Competition Groups | 10.224 | 0 | 0 | 6546.9248 | 0.0015616 | 36 | Industrial_2031_Technical_GWh_After Competition Groups_36 | High Efficiency Welders | 0.1562% | 0 | 10.224 | Industrial_2031_Technical_GWh_After Competition Groups_High Efficiency Welders
Industrial | Ind ¦ Cooling Tower Optimization | 2031 | Economic | GWh | After Competition Groups | 8.6448 | 284526.5139 | 0.28453 | 6016.1679 | 0.0014369 | 27 | Industrial_2031_Economic_GWh_After Competition Groups_27 | Cooling Tower Optimization | 0.1437% | 0.28453 | 8.6448 | Industrial_2031_Economic_GWh_After Competition Groups_Cooling Tower Optimization
Industrial | Ind ¦ Cooling Tower Optimization | 2031 | Technical | GWh | After Competition Groups | 8.6448 | 284526.5139 | 0.28453 | 6546.9248 | 0.0013204 | 37 | Industrial_2031_Technical_GWh_After Competition Groups_37 | Cooling Tower Optimization | 0.132% | 0.28453 | 8.6448 | Industrial_2031_Technical_GWh_After Competition Groups_Cooling Tower Optimization
Industrial | Ind ¦ Engine Block Heater Timer | 2031 | Achievable | GWh | After Competition Groups | 3.7144 | 57611.3749 | 0.057611 | 2915.3044 | 0.0012741 | 26 | Industrial_2031_Achievable_GWh_After Competition Groups_26 | Engine Block Heater Timer | 0.1274% | 0.057611 | 3.7144 | Industrial_2031_Achievable_GWh_After Competition Groups_Engine Block Heater Timer
Industrial | Ind ¦ Engine Block Heater Timer | 2031 | Economic | GWh | After Competition Groups | 6.3618 | 57611.3749 | 0.057611 | 6016.1679 | 0.0010574 | 28 | Industrial_2031_Economic_GWh_After Competition Groups_28 | Engine Block Heater Timer | 0.1057% | 0.057611 | 6.3618 | Industrial_2031_Economic_GWh_After Competition Groups_Engine Block Heater Timer
Industrial | Ind ¦ Engine Block Heater Timer | 2031 | Technical | GWh | After Competition Groups | 6.3618 | 57611.3749 | 0.057611 | 6546.9248 | 0.00097172 | 38 | Industrial_2031_Technical_GWh_After Competition Groups_38 | Engine Block Heater Timer | 0.09717% | 0.057611 | 6.3618 | Industrial_2031_Technical_GWh_After Competition Groups_Engine Block Heater Timer
Industrial | Ind ¦ Efficient Refrigeration Compressor | 2031 | Achievable | GWh | After Competition Groups | 2.4721 | 41722.5515 | 0.041723 | 2915.3044 | 0.00084797 | 27 | Industrial_2031_Achievable_GWh_After Competition Groups_27 | Efficient Refrigeration Compressor | 0.0848% | 0.041723 | 2.4721 | Industrial_2031_Achievable_GWh_After Competition Groups_Efficient Refrigeration Compressor
Industrial | Ind ¦ Heat Lamps/Heat Pad | 2031 | Technical | GWh | After Competition Groups | 4.4646 | 0 | 0 | 6546.9248 | 0.00068194 | 39 | Industrial_2031_Technical_GWh_After Competition Groups_39 | Heat Lamps/Heat Pad | 0.06819% | 0 | 4.4646 | Industrial_2031_Technical_GWh_After Competition Groups_Heat Lamps/Heat Pad
Industrial | Ind ¦ Efficient Refrigeration Compressor | 2031 | Economic | GWh | After Competition Groups | 3.3719 | 41722.5515 | 0.041723 | 6016.1679 | 0.00056047 | 29 | Industrial_2031_Economic_GWh_After Competition Groups_29 | Efficient Refrigeration Compressor | 0.05605% | 0.041723 | 3.3719 | Industrial_2031_Economic_GWh_After Competition Groups_Efficient Refrigeration Compressor
Industrial | Ind ¦ Air Compressor Heat Recovery | 2031 | Achievable | GWh | After Competition Groups | 1.5745 | 50031.6507 | 0.050032 | 2915.3044 | 0.00054009 | 28 | Industrial_2031_Achievable_GWh_After Competition Groups_28 | Air Compressor Heat Recovery | 0.05401% | 0.050032 | 1.5745 | Industrial_2031_Achievable_GWh_After Competition Groups_Air Compressor Heat Recovery
Industrial | Ind ¦ Efficient Refrigeration Compressor | 2031 | Technical | GWh | After Competition Groups | 3.3719 | 41722.5515 | 0.041723 | 6546.9248 | 0.00051503 | 40 | Industrial_2031_Technical_GWh_After Competition Groups_40 | Efficient Refrigeration Compressor | 0.0515% | 0.041723 | 3.3719 | Industrial_2031_Technical_GWh_After Competition Groups_Efficient Refrigeration Compressor
Industrial | Ind ¦ Air Compressor Heat Recovery | 2031 | Economic | GWh | After Competition Groups | 2.7267 | 50031.6507 | 0.050032 | 6016.1679 | 0.00045323 | 30 | Industrial_2031_Economic_GWh_After Competition Groups_30 | Air Compressor Heat Recovery | 0.04532% | 0.050032 | 2.7267 | Industrial_2031_Economic_GWh_After Competition Groups_Air Compressor Heat Recovery
Industrial | Ind ¦ Air Compressor Heat Recovery | 2031 | Technical | GWh | After Competition Groups | 2.7267 | 50031.6507 | 0.050032 | 6546.9248 | 0.00041649 | 41 | Industrial_2031_Technical_GWh_After Competition Groups_41 | Air Compressor Heat Recovery | 0.04165% | 0.050032 | 2.7267 | Industrial_2031_Technical_GWh_After Competition Groups_Air Compressor Heat Recovery
Industrial | Ind ¦ Low Energy Livestock Waterers | 2031 | Achievable | GWh | After Competition Groups | 1.1784 | 577126.3901 | 0.57713 | 2915.3044 | 0.00040423 | 29 | Industrial_2031_Achievable_GWh_After Competition Groups_29 | Low Energy Livestock Waterers | 0.04042% | 0.57713 | 1.1784 | Industrial_2031_Achievable_GWh_After Competition Groups_Low Energy Livestock Waterers
Industrial | Ind ¦ Creep Heat Controller | 2031 | Technical | GWh | After Competition Groups | 2.5521 | 0 | 0 | 6546.9248 | 0.00038982 | 42 | Industrial_2031_Technical_GWh_After Competition Groups_42 | Creep Heat Controller | 0.03898% | 0 | 2.5521 | Industrial_2031_Technical_GWh_After Competition Groups_Creep Heat Controller
Industrial | Ind ¦ Free Cooling | 2031 | Achievable | GWh | After Competition Groups | 1.0434 | 711348.4455 | 0.71135 | 2915.3044 | 0.00035791 | 30 | Industrial_2031_Achievable_GWh_After Competition Groups_30 | Free Cooling | 0.03579% | 0.71135 | 1.0434 | Industrial_2031_Achievable_GWh_After Competition Groups_Free Cooling
Industrial | Ind ¦ Optimize Compressed Air Dryer | 2031 | Technical | GWh | After Competition Groups | 1.9704 | 0 | 0 | 6546.9248 | 0.00030097 | 43 | Industrial_2031_Technical_GWh_After Competition Groups_43 | Optimize Compressed Air Dryer | 0.0301% | 0 | 1.9704 | Industrial_2031_Technical_GWh_After Competition Groups_Optimize Compressed Air Dryer
Industrial | Ind ¦ Low Energy Livestock Waterers | 2031 | Economic | GWh | After Competition Groups | 1.2692 | 577126.3901 | 0.57713 | 6016.1679 | 0.00021097 | 31 | Industrial_2031_Economic_GWh_After Competition Groups_31 | Low Energy Livestock Waterers | 0.0211% | 0.57713 | 1.2692 | Industrial_2031_Economic_GWh_After Competition Groups_Low Energy Livestock Waterers
Industrial | Ind ¦ Dual and Natural Exhaust Ventilation Systems | 2031 | Technical | GWh | After Competition Groups | 1.3124 | 0 | 0 | 6546.9248 | 0.00020047 | 44 | Industrial_2031_Technical_GWh_After Competition Groups_44 | Dual and Natural Exhaust Ventilation Systems | 0.02005% | 0 | 1.3124 | Industrial_2031_Technical_GWh_After Competition Groups_Dual and Natural Exhaust Ventilation Systems
Industrial | Ind ¦ Dairy Water Heater | 2031 | Achievable | GWh | After Competition Groups | 0.40585 | 34023.6825 | 0.034024 | 2915.3044 | 0.00013921 | 31 | Industrial_2031_Achievable_GWh_After Competition Groups_31 | Dairy Water Heater | 0.01392% | 0.034024 | 0.40585 | Industrial_2031_Achievable_GWh_After Competition Groups_Dairy Water Heater
Industrial | Ind ¦ Dairy Water Heater | 2031 | Economic | GWh | After Competition Groups | 0.82301 | 34023.6825 | 0.034024 | 6016.1679 | 0.0001368 | 32 | Industrial_2031_Economic_GWh_After Competition Groups_32 | Dairy Water Heater | 0.01368% | 0.034024 | 0.82301 | Industrial_2031_Economic_GWh_After Competition Groups_Dairy Water Heater
Industrial | Ind ¦ Cooling Tower Optimization | 2031 | Achievable | GWh | After Competition Groups | 0.39027 | 284526.5139 | 0.28453 | 2915.3044 | 0.00013387 | 32 | Industrial_2031_Achievable_GWh_After Competition Groups_32 | Cooling Tower Optimization | 0.01339% | 0.28453 | 0.39027 | Industrial_2031_Achievable_GWh_After Competition Groups_Cooling Tower Optimization
Industrial | Ind ¦ Dairy Water Heater | 2031 | Technical | GWh | After Competition Groups | 0.82301 | 34023.6825 | 0.034024 | 6546.9248 | 0.00012571 | 45 | Industrial_2031_Technical_GWh_After Competition Groups_45 | Dairy Water Heater | 0.01257% | 0.034024 | 0.82301 | Industrial_2031_Technical_GWh_After Competition Groups_Dairy Water Heater
Industrial | Ind ¦ Creep Heat Controller | 2031 | Achievable | GWh | After Competition Groups | 0 | 0 | 0 | 2915.3044 | 0 | 33 | Industrial_2031_Achievable_GWh_After Competition Groups_33 | Creep Heat Controller | 0% | 0 | 0 | Industrial_2031_Achievable_GWh_After Competition Groups_Creep Heat Controller
Industrial | Ind ¦ Creep Heat Controller | 2031 | Economic | GWh | After Competition Groups | 0 | 0 | 0 | 6016.1679 | 0 | 33 | Industrial_2031_Economic_GWh_After Competition Groups_33 | Creep Heat Controller | 0% | 0 | 0 | Industrial_2031_Economic_GWh_After Competition Groups_Creep Heat Controller
Industrial | Ind ¦ Dual and Natural Exhaust Ventilation Systems | 2031 | Achievable | GWh | After Competition Groups | 0 | 0 | 0 | 2915.3044 | 0 | 34 | Industrial_2031_Achievable_GWh_After Competition Groups_34 | Dual and Natural Exhaust Ventilation Systems | 0% | 0 | 0 | Industrial_2031_Achievable_GWh_After Competition Groups_Dual and Natural Exhaust Ventilation Systems
Industrial | Ind ¦ Dual and Natural Exhaust Ventilation Systems | 2031 | Economic | GWh | After Competition Groups | 0 | 0 | 0 | 6016.1679 | 0 | 34 | Industrial_2031_Economic_GWh_After Competition Groups_34 | Dual and Natural Exhaust Ventilation Systems | 0% | 0 | 0 | Industrial_2031_Economic_GWh_After Competition Groups_Dual and Natural Exhaust Ventilation Systems
Industrial | Ind ¦ Efficient Transformer | 2031 | Achievable | GWh | After Competition Groups | 0 | 0 | 0 | 2915.3044 | 0 | 35 | Industrial_2031_Achievable_GWh_After Competition Groups_35 | Efficient Transformer | 0% | 0 | 0 | Industrial_2031_Achievable_GWh_After Competition Groups_Efficient Transformer
Industrial | Ind ¦ Efficient Transformer | 2031 | Economic | GWh | After Competition Groups | 0 | 0 | 0 | 6016.1679 | 0 | 35 | Industrial_2031_Economic_GWh_After Competition Groups_35 | Efficient Transformer | 0% | 0 | 0 | Industrial_2031_Economic_GWh_After Competition Groups_Efficient Transformer
Industrial | Ind ¦ Heat Lamps/Heat Pad | 2031 | Achievable | GWh | After Competition Groups | 0 | 0 | 0 | 2915.3044 | 0 | 36 | Industrial_2031_Achievable_GWh_After Competition Groups_36 | Heat Lamps/Heat Pad | 0% | 0 | 0 | Industrial_2031_Achievable_GWh_After Competition Groups_Heat Lamps/Heat Pad
Industrial | Ind ¦ Heat Lamps/Heat Pad | 2031 | Economic | GWh | After Competition Groups | 0 | 0 | 0 | 6016.1679 | 0 | 36 | Industrial_2031_Economic_GWh_After Competition Groups_36 | Heat Lamps/Heat Pad | 0% | 0 | 0 | Industrial_2031_Economic_GWh_After Competition Groups_Heat Lamps/Heat Pad
Industrial | Ind ¦ High Efficiency Welders | 2031 | Achievable | GWh | After Competition Groups | 0 | 0 | 0 | 2915.3044 | 0 | 37 | Industrial_2031_Achievable_GWh_After Competition Groups_37 | High Efficiency Welders | 0% | 0 | 0 | Industrial_2031_Achievable_GWh_After Competition Groups_High Efficiency Welders
Industrial | Ind ¦ High Efficiency Welders | 2031 | Economic | GWh | After Competition Groups | 0 | 0 | 0 | 6016.1679 | 0 | 37 | Industrial_2031_Economic_GWh_After Competition Groups_37 | High Efficiency Welders | 0% | 0 | 0 | Industrial_2031_Economic_GWh_After Competition Groups_High Efficiency Welders
Industrial | Ind ¦ HVLS Fans | 2031 | Achievable | GWh | After Competition Groups | 0 | 0 | 0 | 2915.3044 | 0 | 38 | Industrial_2031_Achievable_GWh_After Competition Groups_38 | HVLS Fans | 0% | 0 | 0 | Industrial_2031_Achievable_GWh_After Competition Groups_HVLS Fans
Industrial | Ind ¦ HVLS Fans | 2031 | Economic | GWh | After Competition Groups | 0 | 0 | 0 | 6016.1679 | 0 | 38 | Industrial_2031_Economic_GWh_After Competition Groups_38 | HVLS Fans | 0% | 0 | 0 | Industrial_2031_Economic_GWh_After Competition Groups_HVLS Fans
Industrial | Ind ¦ Optimize Compressed Air Dryer | 2031 | Achievable | GWh | After Competition Groups | 0 | 0 | 0 | 2915.3044 | 0 | 39 | Industrial_2031_Achievable_GWh_After Competition Groups_39 | Optimize Compressed Air Dryer | 0% | 0 | 0 | Industrial_2031_Achievable_GWh_After Competition Groups_Optimize Compressed Air Dryer
Industrial | Ind ¦ Optimize Compressed Air Dryer | 2031 | Economic | GWh | After Competition Groups | 0 | 0 | 0 | 6016.1679 | 0 | 39 | Industrial_2031_Economic_GWh_After Competition Groups_39 | Optimize Compressed Air Dryer | 0% | 0 | 0 | Industrial_2031_Economic_GWh_After Competition Groups_Optimize Compressed Air Dryer
Industrial | Ind ¦ Premium Efficient Motors | 2031 | Achievable | GWh | After Competition Groups | 0 | 0 | 0 | 2915.3044 | 0 | 40 | Industrial_2031_Achievable_GWh_After Competition Groups_40 | Premium Efficient Motors | 0% | 0 | 0 | Industrial_2031_Achievable_GWh_After Competition Groups_Premium Efficient Motors
Industrial | Ind ¦ Premium Efficient Motors | 2031 | Economic | GWh | After Competition Groups | 0 | 0 | 0 | 6016.1679 | 0 | 40 | Industrial_2031_Economic_GWh_After Competition Groups_40 | Premium Efficient Motors | 0% | 0 | 0 | Industrial_2031_Economic_GWh_After Competition Groups_Premium Efficient Motors
Industrial | Ind ¦ Synchronous Belts | 2031 | Achievable | GWh | After Competition Groups | 0 | 0 | 0 | 2915.3044 | 0 | 41 | Industrial_2031_Achievable_GWh_After Competition Groups_41 | Synchronous Belts | 0% | 0 | 0 | Industrial_2031_Achievable_GWh_After Competition Groups_Synchronous Belts
Industrial | Ind ¦ Synchronous Belts | 2031 | Economic | GWh | After Competition Groups | 0 | 0 | 0 | 6016.1679 | 0 | 41 | Industrial_2031_Economic_GWh_After Competition Groups_41 | Synchronous Belts | 0% | 0 | 0 | Industrial_2031_Economic_GWh_After Competition Groups_Synchronous Belts
Industrial | Ind ¦ Pump System Optimization | 2032 | Economic | GWh | After Competition Groups | 1051.8877 | 38385072.6171 | 38.3851 | 6173.3293 | 0.17039 | 1 | Industrial_2032_Economic_GWh_After Competition Groups_1 | Pump System Optimization | 17.04% | 38.3851 | 1051.8877 | Industrial_2032_Economic_GWh_After Competition Groups_Pump System Optimization
Industrial | Ind ¦ Pump System Optimization | 2032 | Achievable | GWh | After Competition Groups | 552.6627 | 38385072.6171 | 38.3851 | 3351.9224 | 0.16488 | 1 | Industrial_2032_Achievable_GWh_After Competition Groups_1 | Pump System Optimization | 16.49% | 38.3851 | 552.6627 | Industrial_2032_Achievable_GWh_After Competition Groups_Pump System Optimization
Industrial | Ind ¦ Pump System Optimization | 2032 | Technical | GWh | After Competition Groups | 1072.4555 | 38385072.6171 | 38.3851 | 6706.471 | 0.15991 | 1 | Industrial_2032_Technical_GWh_After Competition Groups_1 | Pump System Optimization | 15.99% | 38.3851 | 1072.4555 | Industrial_2032_Technical_GWh_After Competition Groups_Pump System Optimization
Industrial | Ind ¦ Air Leak Survey and Repair | 2032 | Achievable | GWh | After Competition Groups | 376.1347 | 770306.2753 | 0.77031 | 3351.9224 | 0.11221 | 2 | Industrial_2032_Achievable_GWh_After Competition Groups_2 | Air Leak Survey and Repair | 11.22% | 0.77031 | 376.1347 | Industrial_2032_Achievable_GWh_After Competition Groups_Air Leak Survey and Repair
Industrial | Ind ¦ HE Lighting | 2032 | Economic | GWh | After Competition Groups | 662.3746 | 32392918.0244 | 32.3929 | 6173.3293 | 0.1073 | 2 | Industrial_2032_Economic_GWh_After Competition Groups_2 | HE Lighting | 10.73% | 32.3929 | 662.3746 | Industrial_2032_Economic_GWh_After Competition Groups_HE Lighting
Industrial | Ind ¦ HE Lighting | 2032 | Technical | GWh | After Competition Groups | 712.1138 | 32392918.0244 | 32.3929 | 6706.471 | 0.10618 | 2 | Industrial_2032_Technical_GWh_After Competition Groups_2 | HE Lighting | 10.62% | 32.3929 | 712.1138 | Industrial_2032_Technical_GWh_After Competition Groups_HE Lighting
Industrial | Ind ¦ Greenhouse Grow Lights | 2032 | Achievable | GWh | After Competition Groups | 323.2139 | 22927489.7722 | 22.9275 | 3351.9224 | 0.096426 | 3 | Industrial_2032_Achievable_GWh_After Competition Groups_3 | Greenhouse Grow Lights | 9.643% | 22.9275 | 323.2139 | Industrial_2032_Achievable_GWh_After Competition Groups_Greenhouse Grow Lights
Industrial | Ind ¦ Air Compressor Optimization | 2032 | Achievable | GWh | After Competition Groups | 320.3438 | 1821470.3319 | 1.8215 | 3351.9224 | 0.09557 | 4 | Industrial_2032_Achievable_GWh_After Competition Groups_4 | Air Compressor Optimization | 9.557% | 1.8215 | 320.3438 | Industrial_2032_Achievable_GWh_After Competition Groups_Air Compressor Optimization
Industrial | Ind ¦ Air Leak Survey and Repair | 2032 | Economic | GWh | After Competition Groups | 582.7556 | 770306.2753 | 0.77031 | 6173.3293 | 0.094399 | 3 | Industrial_2032_Economic_GWh_After Competition Groups_3 | Air Leak Survey and Repair | 9.44% | 0.77031 | 582.7556 | Industrial_2032_Economic_GWh_After Competition Groups_Air Leak Survey and Repair
Industrial | Ind ¦ Greenhouse Grow Lights | 2032 | Economic | GWh | After Competition Groups | 551.9046 | 22927489.7722 | 22.9275 | 6173.3293 | 0.089401 | 4 | Industrial_2032_Economic_GWh_After Competition Groups_4 | Greenhouse Grow Lights | 8.94% | 22.9275 | 551.9046 | Industrial_2032_Economic_GWh_After Competition Groups_Greenhouse Grow Lights
Industrial | Ind ¦ Recommissioning | 2032 | Achievable | GWh | After Competition Groups | 291.3343 | 3546169.1548 | 3.5462 | 3351.9224 | 0.086916 | 5 | Industrial_2032_Achievable_GWh_After Competition Groups_5 | Recommissioning | 8.692% | 3.5462 | 291.3343 | Industrial_2032_Achievable_GWh_After Competition Groups_Recommissioning
Industrial | Ind ¦ SEM | 2032 | Achievable | GWh | After Competition Groups | 291.3343 | 3546169.1548 | 3.5462 | 3351.9224 | 0.086916 | 6 | Industrial_2032_Achievable_GWh_After Competition Groups_6 | SEM | 8.692% | 3.5462 | 291.3343 | Industrial_2032_Achievable_GWh_After Competition Groups_SEM
Industrial | Ind ¦ Air Leak Survey and Repair | 2032 | Technical | GWh | After Competition Groups | 582.7556 | 770306.2753 | 0.77031 | 6706.471 | 0.086895 | 3 | Industrial_2032_Technical_GWh_After Competition Groups_3 | Air Leak Survey and Repair | 8.689% | 0.77031 | 582.7556 | Industrial_2032_Technical_GWh_After Competition Groups_Air Leak Survey and Repair
Industrial | Ind ¦ Pump Equipment Upgrade | 2032 | Achievable | GWh | After Competition Groups | 282.7523 | 21442830.8687 | 21.4428 | 3351.9224 | 0.084355 | 7 | Industrial_2032_Achievable_GWh_After Competition Groups_7 | Pump Equipment Upgrade | 8.436% | 21.4428 | 282.7523 | Industrial_2032_Achievable_GWh_After Competition Groups_Pump Equipment Upgrade
Industrial | Ind ¦ Greenhouse Grow Lights | 2032 | Technical | GWh | After Competition Groups | 551.9046 | 22927489.7722 | 22.9275 | 6706.471 | 0.082294 | 4 | Industrial_2032_Technical_GWh_After Competition Groups_4 | Greenhouse Grow Lights | 8.229% | 22.9275 | 551.9046 | Industrial_2032_Technical_GWh_After Competition Groups_Greenhouse Grow Lights
Industrial | Ind ¦ Pump Equipment Upgrade | 2032 | Economic | GWh | After Competition Groups | 503.7586 | 21442830.8687 | 21.4428 | 6173.3293 | 0.081602 | 5 | Industrial_2032_Economic_GWh_After Competition Groups_5 | Pump Equipment Upgrade | 8.16% | 21.4428 | 503.7586 | Industrial_2032_Economic_GWh_After Competition Groups_Pump Equipment Upgrade
Industrial | Ind ¦ Air Compressor Optimization | 2032 | Economic | GWh | After Competition Groups | 487.7886 | 1821470.3319 | 1.8215 | 6173.3293 | 0.079015 | 6 | Industrial_2032_Economic_GWh_After Competition Groups_6 | Air Compressor Optimization | 7.902% | 1.8215 | 487.7886 | Industrial_2032_Economic_GWh_After Competition Groups_Air Compressor Optimization
Industrial | Ind ¦ Pump Equipment Upgrade | 2032 | Technical | GWh | After Competition Groups | 503.7586 | 21442830.8687 | 21.4428 | 6706.471 | 0.075115 | 5 | Industrial_2032_Technical_GWh_After Competition Groups_5 | Pump Equipment Upgrade | 7.512% | 21.4428 | 503.7586 | Industrial_2032_Technical_GWh_After Competition Groups_Pump Equipment Upgrade
Industrial | Ind ¦ Air Compressor Optimization | 2032 | Technical | GWh | After Competition Groups | 487.7886 | 1821470.3319 | 1.8215 | 6706.471 | 0.072734 | 6 | Industrial_2032_Technical_GWh_After Competition Groups_6 | Air Compressor Optimization | 7.273% | 1.8215 | 487.7886 | Industrial_2032_Technical_GWh_After Competition Groups_Air Compressor Optimization
Industrial | Ind ¦ Recommissioning | 2032 | Economic | GWh | After Competition Groups | 443.0504 | 3546169.1548 | 3.5462 | 6173.3293 | 0.071768 | 7 | Industrial_2032_Economic_GWh_After Competition Groups_7 | Recommissioning | 7.177% | 3.5462 | 443.0504 | Industrial_2032_Economic_GWh_After Competition Groups_Recommissioning
Industrial | Ind ¦ SEM | 2032 | Economic | GWh | After Competition Groups | 443.0504 | 3546169.1548 | 3.5462 | 6173.3293 | 0.071768 | 8 | Industrial_2032_Economic_GWh_After Competition Groups_8 | SEM | 7.177% | 3.5462 | 443.0504 | Industrial_2032_Economic_GWh_After Competition Groups_SEM
Industrial | Ind ¦ Efficient Compressed Air Nozzles | 2032 | Economic | GWh | After Competition Groups | 422.4592 | 686849.3014 | 0.68685 | 6173.3293 | 0.068433 | 9 | Industrial_2032_Economic_GWh_After Competition Groups_9 | Efficient Compressed Air Nozzles | 6.843% | 0.68685 | 422.4592 | Industrial_2032_Economic_GWh_After Competition Groups_Efficient Compressed Air Nozzles
Industrial | Ind ¦ Recommissioning | 2032 | Technical | GWh | After Competition Groups | 443.0504 | 3546169.1548 | 3.5462 | 6706.471 | 0.066063 | 7 | Industrial_2032_Technical_GWh_After Competition Groups_7 | Recommissioning | 6.606% | 3.5462 | 443.0504 | Industrial_2032_Technical_GWh_After Competition Groups_Recommissioning
Industrial | Ind ¦ SEM | 2032 | Technical | GWh | After Competition Groups | 443.0504 | 3546169.1548 | 3.5462 | 6706.471 | 0.066063 | 8 | Industrial_2032_Technical_GWh_After Competition Groups_8 | SEM | 6.606% | 3.5462 | 443.0504 | Industrial_2032_Technical_GWh_After Competition Groups_SEM
Industrial | Ind ¦ Efficient Compressed Air Nozzles | 2032 | Achievable | GWh | After Competition Groups | 211.6187 | 686849.3014 | 0.68685 | 3351.9224 | 0.063134 | 8 | Industrial_2032_Achievable_GWh_After Competition Groups_8 | Efficient Compressed Air Nozzles | 6.313% | 0.68685 | 211.6187 | Industrial_2032_Achievable_GWh_After Competition Groups_Efficient Compressed Air Nozzles
Industrial | Ind ¦ Efficient Compressed Air Nozzles | 2032 | Technical | GWh | After Competition Groups | 422.4592 | 686849.3014 | 0.68685 | 6706.471 | 0.062993 | 9 | Industrial_2032_Technical_GWh_After Competition Groups_9 | Efficient Compressed Air Nozzles | 6.299% | 0.68685 | 422.4592 | Industrial_2032_Technical_GWh_After Competition Groups_Efficient Compressed Air Nozzles
Industrial | Ind ¦ High Efficiency HVAC Fans | 2032 | Achievable | GWh | After Competition Groups | 207.1825 | 4425206.4368 | 4.4252 | 3351.9224 | 0.06181 | 9 | Industrial_2032_Achievable_GWh_After Competition Groups_9 | High Efficiency HVAC Fans | 6.181% | 4.4252 | 207.1825 | Industrial_2032_Achievable_GWh_After Competition Groups_High Efficiency HVAC Fans
Industrial | Ind ¦ High Efficiency HVAC Fans | 2032 | Economic | GWh | After Competition Groups | 340.7639 | 4425206.4368 | 4.4252 | 6173.3293 | 0.055199 | 10 | Industrial_2032_Economic_GWh_After Competition Groups_10 | High Efficiency HVAC Fans | 5.52% | 4.4252 | 340.7639 | Industrial_2032_Economic_GWh_After Competition Groups_High Efficiency HVAC Fans
Industrial | Ind ¦ HE Lighting | 2032 | Achievable | GWh | After Competition Groups | 179.6899 | 32392918.0244 | 32.3929 | 3351.9224 | 0.053608 | 10 | Industrial_2032_Achievable_GWh_After Competition Groups_10 | HE Lighting | 5.361% | 32.3929 | 179.6899 | Industrial_2032_Achievable_GWh_After Competition Groups_HE Lighting
Industrial | Ind ¦ High Efficiency HVAC Fans | 2032 | Technical | GWh | After Competition Groups | 340.7639 | 4425206.4368 | 4.4252 | 6706.471 | 0.050811 | 10 | Industrial_2032_Technical_GWh_After Competition Groups_10 | High Efficiency HVAC Fans | 5.081% | 4.4252 | 340.7639 | Industrial_2032_Technical_GWh_After Competition Groups_High Efficiency HVAC Fans
Industrial | Ind ¦ Process Optimization (Elec) | 2032 | Economic | GWh | After Competition Groups | 163.0388 | 316970.7614 | 0.31697 | 6173.3293 | 0.02641 | 11 | Industrial_2032_Economic_GWh_After Competition Groups_11 | Process Optimization (Elec) | 2.641% | 0.31697 | 163.0388 | Industrial_2032_Economic_GWh_After Competition Groups_Process Optimization (Elec)
Industrial | Ind ¦ Process Optimization (Elec) | 2032 | Technical | GWh | After Competition Groups | 163.0388 | 316970.7614 | 0.31697 | 6706.471 | 0.024311 | 11 | Industrial_2032_Technical_GWh_After Competition Groups_11 | Process Optimization (Elec) | 2.431% | 0.31697 | 163.0388 | Industrial_2032_Technical_GWh_After Competition Groups_Process Optimization (Elec)
Industrial | Ind ¦ Premium Efficient Motors | 2032 | Technical | GWh | After Competition Groups | 149.7017 | 0 | 0 | 6706.471 | 0.022322 | 12 | Industrial_2032_Technical_GWh_After Competition Groups_12 | Premium Efficient Motors | 2.232% | 0 | 149.7017 | Industrial_2032_Technical_GWh_After Competition Groups_Premium Efficient Motors
Industrial | Ind ¦ Fan System Optimization | 2032 | Achievable | GWh | After Competition Groups | 45.3779 | 2070730.1702 | 2.0707 | 3351.9224 | 0.013538 | 11 | Industrial_2032_Achievable_GWh_After Competition Groups_11 | Fan System Optimization | 1.354% | 2.0707 | 45.3779 | Industrial_2032_Achievable_GWh_After Competition Groups_Fan System Optimization
Industrial | Ind ¦ Material Handling Improvements | 2032 | Achievable | GWh | After Competition Groups | 40.4257 | 206036.6945 | 0.20604 | 3351.9224 | 0.01206 | 12 | Industrial_2032_Achievable_GWh_After Competition Groups_12 | Material Handling Improvements | 1.206% | 0.20604 | 40.4257 | Industrial_2032_Achievable_GWh_After Competition Groups_Material Handling Improvements
Industrial | Ind ¦ Pulp and Paper Process Improvements | 2032 | Achievable | GWh | After Competition Groups | 38.0235 | 2207831.4595 | 2.2078 | 3351.9224 | 0.011344 | 13 | Industrial_2032_Achievable_GWh_After Competition Groups_13 | Pulp and Paper Process Improvements | 1.134% | 2.2078 | 38.0235 | Industrial_2032_Achievable_GWh_After Competition Groups_Pulp and Paper Process Improvements
Industrial | Ind ¦ HE HVAC Controls | 2032 | Technical | GWh | After Competition Groups | 74.5002 | 0 | 0 | 6706.471 | 0.011109 | 13 | Industrial_2032_Technical_GWh_After Competition Groups_13 | HE HVAC Controls | 1.111% | 0 | 74.5002 | Industrial_2032_Technical_GWh_After Competition Groups_HE HVAC Controls
Industrial | Ind ¦ Fan System Optimization | 2032 | Economic | GWh | After Competition Groups | 68.4303 | 2070730.1702 | 2.0707 | 6173.3293 | 0.011085 | 12 | Industrial_2032_Economic_GWh_After Competition Groups_12 | Fan System Optimization | 1.108% | 2.0707 | 68.4303 | Industrial_2032_Economic_GWh_After Competition Groups_Fan System Optimization
Industrial | Ind ¦ Efficient Irrigation | 2032 | Economic | GWh | After Competition Groups | 65.8765 | 2769664.1449 | 2.7697 | 6173.3293 | 0.010671 | 13 | Industrial_2032_Economic_GWh_After Competition Groups_13 | Efficient Irrigation | 1.067% | 2.7697 | 65.8765 | Industrial_2032_Economic_GWh_After Competition Groups_Efficient Irrigation
Industrial | Ind ¦ Fan System Optimization | 2032 | Technical | GWh | After Competition Groups | 68.4303 | 2070730.1702 | 2.0707 | 6706.471 | 0.010204 | 14 | Industrial_2032_Technical_GWh_After Competition Groups_14 | Fan System Optimization | 1.02% | 2.0707 | 68.4303 | Industrial_2032_Technical_GWh_After Competition Groups_Fan System Optimization
Industrial | Ind ¦ Pulp and Paper Process Improvements | 2032 | Economic | GWh | After Competition Groups | 62.1073 | 2207831.4595 | 2.2078 | 6173.3293 | 0.010061 | 14 | Industrial_2032_Economic_GWh_After Competition Groups_14 | Pulp and Paper Process Improvements | 1.006% | 2.2078 | 62.1073 | Industrial_2032_Economic_GWh_After Competition Groups_Pulp and Paper Process Improvements
Industrial | Ind ¦ Material Handling Improvements | 2032 | Economic | GWh | After Competition Groups | 62.0665 | 206036.6945 | 0.20604 | 6173.3293 | 0.010054 | 15 | Industrial_2032_Economic_GWh_After Competition Groups_15 | Material Handling Improvements | 1.005% | 0.20604 | 62.0665 | Industrial_2032_Economic_GWh_After Competition Groups_Material Handling Improvements
Industrial | Ind ¦ HE HVAC Units | 2032 | Technical | GWh | After Competition Groups | 66.6074 | 0 | 0 | 6706.471 | 0.0099318 | 15 | Industrial_2032_Technical_GWh_After Competition Groups_15 | HE HVAC Units | 0.9932% | 0 | 66.6074 | Industrial_2032_Technical_GWh_After Competition Groups_HE HVAC Units
Industrial | Ind ¦ Efficient Irrigation | 2032 | Technical | GWh | After Competition Groups | 65.8765 | 2769664.1449 | 2.7697 | 6706.471 | 0.0098228 | 16 | Industrial_2032_Technical_GWh_After Competition Groups_16 | Efficient Irrigation | 0.9823% | 2.7697 | 65.8765 | Industrial_2032_Technical_GWh_After Competition Groups_Efficient Irrigation
Industrial | Ind ¦ Pulp and Paper Process Improvements | 2032 | Technical | GWh | After Competition Groups | 62.1073 | 2207831.4595 | 2.2078 | 6706.471 | 0.0092608 | 17 | Industrial_2032_Technical_GWh_After Competition Groups_17 | Pulp and Paper Process Improvements | 0.9261% | 2.2078 | 62.1073 | Industrial_2032_Technical_GWh_After Competition Groups_Pulp and Paper Process Improvements
Industrial | Ind ¦ Material Handling Improvements | 2032 | Technical | GWh | After Competition Groups | 62.0665 | 206036.6945 | 0.20604 | 6706.471 | 0.0092547 | 18 | Industrial_2032_Technical_GWh_After Competition Groups_18 | Material Handling Improvements | 0.9255% | 0.20604 | 62.0665 | Industrial_2032_Technical_GWh_After Competition Groups_Material Handling Improvements
Industrial | Ind ¦ Refiner Plate Improvements | 2032 | Economic | GWh | After Competition Groups | 48.1233 | 267612.6474 | 0.26761 | 6173.3293 | 0.0077954 | 16 | Industrial_2032_Economic_GWh_After Competition Groups_16 | Refiner Plate Improvements | 0.7795% | 0.26761 | 48.1233 | Industrial_2032_Economic_GWh_After Competition Groups_Refiner Plate Improvements
Industrial | Ind ¦ Refiner Plate Improvements | 2032 | Technical | GWh | After Competition Groups | 48.1233 | 267612.6474 | 0.26761 | 6706.471 | 0.0071757 | 19 | Industrial_2032_Technical_GWh_After Competition Groups_19 | Refiner Plate Improvements | 0.7176% | 0.26761 | 48.1233 | Industrial_2032_Technical_GWh_After Competition Groups_Refiner Plate Improvements
Industrial | Ind ¦ Refiner Plate Improvements | 2032 | Achievable | GWh | After Competition Groups | 23.4677 | 267612.6474 | 0.26761 | 3351.9224 | 0.0070013 | 14 | Industrial_2032_Achievable_GWh_After Competition Groups_14 | Refiner Plate Improvements | 0.7001% | 0.26761 | 23.4677 | Industrial_2032_Achievable_GWh_After Competition Groups_Refiner Plate Improvements
Industrial | Ind ¦ Efficient Irrigation | 2032 | Achievable | GWh | After Competition Groups | 22.065 | 2769664.1449 | 2.7697 | 3351.9224 | 0.0065828 | 15 | Industrial_2032_Achievable_GWh_After Competition Groups_15 | Efficient Irrigation | 0.6583% | 2.7697 | 22.065 | Industrial_2032_Achievable_GWh_After Competition Groups_Efficient Irrigation
Industrial | Ind ¦ Process Heat Recovery | 2032 | Achievable | GWh | After Competition Groups | 21.0217 | 558023.0506 | 0.55802 | 3351.9224 | 0.0062715 | 16 | Industrial_2032_Achievable_GWh_After Competition Groups_16 | Process Heat Recovery | 0.6272% | 0.55802 | 21.0217 | Industrial_2032_Achievable_GWh_After Competition Groups_Process Heat Recovery
Industrial | Ind ¦ VAV Conversion Project | 2032 | Achievable | GWh | After Competition Groups | 20.8062 | 788501.3325 | 0.7885 | 3351.9224 | 0.0062072 | 17 | Industrial_2032_Achievable_GWh_After Competition Groups_17 | VAV Conversion Project | 0.6207% | 0.7885 | 20.8062 | Industrial_2032_Achievable_GWh_After Competition Groups_VAV Conversion Project
Industrial | Ind ¦ Cold Storage Retrofit | 2032 | Technical | GWh | After Competition Groups | 40.5939 | 0 | 0 | 6706.471 | 0.0060529 | 20 | Industrial_2032_Technical_GWh_After Competition Groups_20 | Cold Storage Retrofit | 0.6053% | 0 | 40.5939 | Industrial_2032_Technical_GWh_After Competition Groups_Cold Storage Retrofit
Industrial | Ind ¦ Process Optimization (Elec) | 2032 | Achievable | GWh | After Competition Groups | 19.814 | 316970.7614 | 0.31697 | 3351.9224 | 0.0059112 | 18 | Industrial_2032_Achievable_GWh_After Competition Groups_18 | Process Optimization (Elec) | 0.5911% | 0.31697 | 19.814 | Industrial_2032_Achievable_GWh_After Competition Groups_Process Optimization (Elec)
Industrial | Ind ¦ Process Heat Recovery | 2032 | Economic | GWh | After Competition Groups | 32.1353 | 558023.0506 | 0.55802 | 6173.3293 | 0.0052055 | 17 | Industrial_2032_Economic_GWh_After Competition Groups_17 | Process Heat Recovery | 0.5206% | 0.55802 | 32.1353 | Industrial_2032_Economic_GWh_After Competition Groups_Process Heat Recovery
Industrial | Ind ¦ VAV Conversion Project | 2032 | Economic | GWh | After Competition Groups | 30.7153 | 788501.3325 | 0.7885 | 6173.3293 | 0.0049755 | 18 | Industrial_2032_Economic_GWh_After Competition Groups_18 | VAV Conversion Project | 0.4975% | 0.7885 | 30.7153 | Industrial_2032_Economic_GWh_After Competition Groups_VAV Conversion Project
Industrial | Ind ¦ Process Heat Recovery | 2032 | Technical | GWh | After Competition Groups | 32.1353 | 558023.0506 | 0.55802 | 6706.471 | 0.0047917 | 21 | Industrial_2032_Technical_GWh_After Competition Groups_21 | Process Heat Recovery | 0.4792% | 0.55802 | 32.1353 | Industrial_2032_Technical_GWh_After Competition Groups_Process Heat Recovery
Industrial | Ind ¦ Ventilation Optimization | 2032 | Technical | GWh | After Competition Groups | 31.2753 | 552396.4829 | 0.5524 | 6706.471 | 0.0046634 | 22 | Industrial_2032_Technical_GWh_After Competition Groups_22 | Ventilation Optimization | 0.4663% | 0.5524 | 31.2753 | Industrial_2032_Technical_GWh_After Competition Groups_Ventilation Optimization
Industrial | Ind ¦ Improved Controls - Process Cooling | 2032 | Achievable | GWh | After Competition Groups | 15.5123 | 364644.564 | 0.36464 | 3351.9224 | 0.0046279 | 19 | Industrial_2032_Achievable_GWh_After Competition Groups_19 | Improved Controls - Process Cooling | 0.4628% | 0.36464 | 15.5123 | Industrial_2032_Achievable_GWh_After Competition Groups_Improved Controls - Process Cooling
Industrial | Ind ¦ VAV Conversion Project | 2032 | Technical | GWh | After Competition Groups | 30.7153 | 788501.3325 | 0.7885 | 6706.471 | 0.0045799 | 23 | Industrial_2032_Technical_GWh_After Competition Groups_23 | VAV Conversion Project | 0.458% | 0.7885 | 30.7153 | Industrial_2032_Technical_GWh_After Competition Groups_VAV Conversion Project
Industrial | Ind ¦ HVLS Fans | 2032 | Technical | GWh | After Competition Groups | 27.2909 | 0 | 0 | 6706.471 | 0.0040693 | 24 | Industrial_2032_Technical_GWh_After Competition Groups_24 | HVLS Fans | 0.4069% | 0 | 27.2909 | Industrial_2032_Technical_GWh_After Competition Groups_HVLS Fans
Industrial | Ind ¦ High Efficiency Battery Charger | 2032 | Achievable | GWh | After Competition Groups | 12.8708 | 651392.0649 | 0.65139 | 3351.9224 | 0.0038398 | 20 | Industrial_2032_Achievable_GWh_After Competition Groups_20 | High Efficiency Battery Charger | 0.384% | 0.65139 | 12.8708 | Industrial_2032_Achievable_GWh_After Competition Groups_High Efficiency Battery Charger
Industrial | Ind ¦ Improved Controls - Process Cooling | 2032 | Economic | GWh | After Competition Groups | 23.5189 | 364644.564 | 0.36464 | 6173.3293 | 0.0038098 | 19 | Industrial_2032_Economic_GWh_After Competition Groups_19 | Improved Controls - Process Cooling | 0.381% | 0.36464 | 23.5189 | Industrial_2032_Economic_GWh_After Competition Groups_Improved Controls - Process Cooling
Industrial | Ind ¦ High Efficiency Battery Charger | 2032 | Economic | GWh | After Competition Groups | 22.0111 | 651392.0649 | 0.65139 | 6173.3293 | 0.0035655 | 20 | Industrial_2032_Economic_GWh_After Competition Groups_20 | High Efficiency Battery Charger | 0.3566% | 0.65139 | 22.0111 | Industrial_2032_Economic_GWh_After Competition Groups_High Efficiency Battery Charger
Industrial | Ind ¦ Improved Controls - Process Cooling | 2032 | Technical | GWh | After Competition Groups | 23.5189 | 364644.564 | 0.36464 | 6706.471 | 0.0035069 | 25 | Industrial_2032_Technical_GWh_After Competition Groups_25 | Improved Controls - Process Cooling | 0.3507% | 0.36464 | 23.5189 | Industrial_2032_Technical_GWh_After Competition Groups_Improved Controls - Process Cooling
Industrial | Ind ¦ Low Energy Livestock Waterers | 2032 | Technical | GWh | After Competition Groups | 22.9265 | 969760.2445 | 0.96976 | 6706.471 | 0.0034186 | 26 | Industrial_2032_Technical_GWh_After Competition Groups_26 | Low Energy Livestock Waterers | 0.3419% | 0.96976 | 22.9265 | Industrial_2032_Technical_GWh_After Competition Groups_Low Energy Livestock Waterers
Industrial | Ind ¦ High Efficiency Battery Charger | 2032 | Technical | GWh | After Competition Groups | 22.0111 | 651392.0649 | 0.65139 | 6706.471 | 0.0032821 | 27 | Industrial_2032_Technical_GWh_After Competition Groups_27 | High Efficiency Battery Charger | 0.3282% | 0.65139 | 22.0111 | Industrial_2032_Technical_GWh_After Competition Groups_High Efficiency Battery Charger
Industrial | Ind ¦ Process Improvements | 2032 | Achievable | GWh | After Competition Groups | 10.5661 | 191082.0478 | 0.19108 | 3351.9224 | 0.0031522 | 21 | Industrial_2032_Achievable_GWh_After Competition Groups_21 | Process Improvements | 0.3152% | 0.19108 | 10.5661 | Industrial_2032_Achievable_GWh_After Competition Groups_Process Improvements
Industrial | Ind ¦ Synchronous Belts | 2032 | Technical | GWh | After Competition Groups | 20.7832 | 0 | 0 | 6706.471 | 0.003099 | 28 | Industrial_2032_Technical_GWh_After Competition Groups_28 | Synchronous Belts | 0.3099% | 0 | 20.7832 | Industrial_2032_Technical_GWh_After Competition Groups_Synchronous Belts
Industrial | Ind ¦ Dairy Pre-Cooler | 2032 | Economic | GWh | After Competition Groups | 17.5931 | 610766.3411 | 0.61077 | 6173.3293 | 0.0028499 | 21 | Industrial_2032_Economic_GWh_After Competition Groups_21 | Dairy Pre-Cooler | 0.285% | 0.61077 | 17.5931 | Industrial_2032_Economic_GWh_After Competition Groups_Dairy Pre-Cooler
Industrial | Ind ¦ Dairy Pre-Cooler | 2032 | Technical | GWh | After Competition Groups | 17.5931 | 610766.3411 | 0.61077 | 6706.471 | 0.0026233 | 29 | Industrial_2032_Technical_GWh_After Competition Groups_29 | Dairy Pre-Cooler | 0.2623% | 0.61077 | 17.5931 | Industrial_2032_Technical_GWh_After Competition Groups_Dairy Pre-Cooler
Industrial | Ind ¦ Refrigeration Compressor VFD | 2032 | Achievable | GWh | After Competition Groups | 8.7909 | 560516.2582 | 0.56052 | 3351.9224 | 0.0026226 | 22 | Industrial_2032_Achievable_GWh_After Competition Groups_22 | Refrigeration Compressor VFD | 0.2623% | 0.56052 | 8.7909 | Industrial_2032_Achievable_GWh_After Competition Groups_Refrigeration Compressor VFD
Industrial | Ind ¦ Process Improvements | 2032 | Economic | GWh | After Competition Groups | 15.73 | 191082.0478 | 0.19108 | 6173.3293 | 0.0025481 | 22 | Industrial_2032_Economic_GWh_After Competition Groups_22 | Process Improvements | 0.2548% | 0.19108 | 15.73 | Industrial_2032_Economic_GWh_After Competition Groups_Process Improvements
Industrial | Ind ¦ Refrigeration Compressor VFD | 2032 | Economic | GWh | After Competition Groups | 14.8579 | 560516.2582 | 0.56052 | 6173.3293 | 0.0024068 | 23 | Industrial_2032_Economic_GWh_After Competition Groups_23 | Refrigeration Compressor VFD | 0.2407% | 0.56052 | 14.8579 | Industrial_2032_Economic_GWh_After Competition Groups_Refrigeration Compressor VFD
Industrial | Ind ¦ Process Improvements | 2032 | Technical | GWh | After Competition Groups | 15.73 | 191082.0478 | 0.19108 | 6706.471 | 0.0023455 | 30 | Industrial_2032_Technical_GWh_After Competition Groups_30 | Process Improvements | 0.2345% | 0.19108 | 15.73 | Industrial_2032_Technical_GWh_After Competition Groups_Process Improvements
Industrial | Ind ¦ Ventilation Optimization | 2032 | Achievable | GWh | After Competition Groups | 7.7168 | 552396.4829 | 0.5524 | 3351.9224 | 0.0023022 | 23 | Industrial_2032_Achievable_GWh_After Competition Groups_23 | Ventilation Optimization | 0.2302% | 0.5524 | 7.7168 | Industrial_2032_Achievable_GWh_After Competition Groups_Ventilation Optimization
Industrial | Ind ¦ Dairy Pre-Cooler | 2032 | Achievable | GWh | After Competition Groups | 7.6157 | 610766.3411 | 0.61077 | 3351.9224 | 0.002272 | 24 | Industrial_2032_Achievable_GWh_After Competition Groups_24 | Dairy Pre-Cooler | 0.2272% | 0.61077 | 7.6157 | Industrial_2032_Achievable_GWh_After Competition Groups_Dairy Pre-Cooler
Industrial | Ind ¦ Refrigeration Compressor VFD | 2032 | Technical | GWh | After Competition Groups | 14.8579 | 560516.2582 | 0.56052 | 6706.471 | 0.0022155 | 31 | Industrial_2032_Technical_GWh_After Competition Groups_31 | Refrigeration Compressor VFD | 0.2215% | 0.56052 | 14.8579 | Industrial_2032_Technical_GWh_After Competition Groups_Refrigeration Compressor VFD
Industrial | Ind ¦ Improved Controls - Process Heating | 2032 | Achievable | GWh | After Competition Groups | 6.7836 | 160621.0056 | 0.16062 | 3351.9224 | 0.0020238 | 25 | Industrial_2032_Achievable_GWh_After Competition Groups_25 | Improved Controls - Process Heating | 0.2024% | 0.16062 | 6.7836 | Industrial_2032_Achievable_GWh_After Competition Groups_Improved Controls - Process Heating
Industrial | Ind ¦ Ventilation Optimization | 2032 | Economic | GWh | After Competition Groups | 11.7789 | 552396.4829 | 0.5524 | 6173.3293 | 0.001908 | 24 | Industrial_2032_Economic_GWh_After Competition Groups_24 | Ventilation Optimization | 0.1908% | 0.5524 | 11.7789 | Industrial_2032_Economic_GWh_After Competition Groups_Ventilation Optimization
Industrial | Ind ¦ Free Cooling | 2032 | Economic | GWh | After Competition Groups | 10.4817 | 825882.9816 | 0.82588 | 6173.3293 | 0.0016979 | 25 | Industrial_2032_Economic_GWh_After Competition Groups_25 | Free Cooling | 0.1698% | 0.82588 | 10.4817 | Industrial_2032_Economic_GWh_After Competition Groups_Free Cooling
Industrial | Ind ¦ Chiller Optimization | 2032 | Technical | GWh | After Competition Groups | 11.3827 | 0 | 0 | 6706.471 | 0.0016973 | 32 | Industrial_2032_Technical_GWh_After Competition Groups_32 | Chiller Optimization | 0.1697% | 0 | 11.3827 | Industrial_2032_Technical_GWh_After Competition Groups_Chiller Optimization
Industrial | Ind ¦ Improved Controls - Process Heating | 2032 | Economic | GWh | After Competition Groups | 10.332 | 160621.0056 | 0.16062 | 6173.3293 | 0.0016737 | 26 | Industrial_2032_Economic_GWh_After Competition Groups_26 | Improved Controls - Process Heating | 0.1674% | 0.16062 | 10.332 | Industrial_2032_Economic_GWh_After Competition Groups_Improved Controls - Process Heating
Industrial | Ind ¦ Efficient Transformer | 2032 | Technical | GWh | After Competition Groups | 11.0055 | 0 | 0 | 6706.471 | 0.001641 | 33 | Industrial_2032_Technical_GWh_After Competition Groups_33 | Efficient Transformer | 0.1641% | 0 | 11.0055 | Industrial_2032_Technical_GWh_After Competition Groups_Efficient Transformer
Industrial | Ind ¦ High Efficiency Welders | 2032 | Technical | GWh | After Competition Groups | 10.5687 | 0 | 0 | 6706.471 | 0.0015759 | 34 | Industrial_2032_Technical_GWh_After Competition Groups_34 | High Efficiency Welders | 0.1576% | 0 | 10.5687 | Industrial_2032_Technical_GWh_After Competition Groups_High Efficiency Welders
Industrial | Ind ¦ Free Cooling | 2032 | Technical | GWh | After Competition Groups | 10.4817 | 825882.9816 | 0.82588 | 6706.471 | 0.0015629 | 35 | Industrial_2032_Technical_GWh_After Competition Groups_35 | Free Cooling | 0.1563% | 0.82588 | 10.4817 | Industrial_2032_Technical_GWh_After Competition Groups_Free Cooling
Industrial | Ind ¦ Improved Controls - Process Heating | 2032 | Technical | GWh | After Competition Groups | 10.332 | 160621.0056 | 0.16062 | 6706.471 | 0.0015406 | 36 | Industrial_2032_Technical_GWh_After Competition Groups_36 | Improved Controls - Process Heating | 0.1541% | 0.16062 | 10.332 | Industrial_2032_Technical_GWh_After Competition Groups_Improved Controls - Process Heating
Industrial | Ind ¦ Cooling Tower Optimization | 2032 | Economic | GWh | After Competition Groups | 8.6361 | 333336.8557 | 0.33334 | 6173.3293 | 0.0013989 | 27 | Industrial_2032_Economic_GWh_After Competition Groups_27 | Cooling Tower Optimization | 0.1399% | 0.33334 | 8.6361 | Industrial_2032_Economic_GWh_After Competition Groups_Cooling Tower Optimization
Industrial | Ind ¦ Cooling Tower Optimization | 2032 | Technical | GWh | After Competition Groups | 8.6361 | 333336.8557 | 0.33334 | 6706.471 | 0.0012877 | 37 | Industrial_2032_Technical_GWh_After Competition Groups_37 | Cooling Tower Optimization | 0.1288% | 0.33334 | 8.6361 | Industrial_2032_Technical_GWh_After Competition Groups_Cooling Tower Optimization
Industrial | Ind ¦ Engine Block Heater Timer | 2032 | Achievable | GWh | After Competition Groups | 4.1337 | 55244.4157 | 0.055244 | 3351.9224 | 0.0012332 | 26 | Industrial_2032_Achievable_GWh_After Competition Groups_26 | Engine Block Heater Timer | 0.1233% | 0.055244 | 4.1337 | Industrial_2032_Achievable_GWh_After Competition Groups_Engine Block Heater Timer
Industrial | Ind ¦ Engine Block Heater Timer | 2032 | Economic | GWh | After Competition Groups | 6.2012 | 55244.4157 | 0.055244 | 6173.3293 | 0.0010045 | 28 | Industrial_2032_Economic_GWh_After Competition Groups_28 | Engine Block Heater Timer | 0.1005% | 0.055244 | 6.2012 | Industrial_2032_Economic_GWh_After Competition Groups_Engine Block Heater Timer
Industrial | Ind ¦ Low Energy Livestock Waterers | 2032 | Achievable | GWh | After Competition Groups | 3.1198 | 969760.2445 | 0.96976 | 3351.9224 | 0.00093074 | 27 | Industrial_2032_Achievable_GWh_After Competition Groups_27 | Low Energy Livestock Waterers | 0.09307% | 0.96976 | 3.1198 | Industrial_2032_Achievable_GWh_After Competition Groups_Low Energy Livestock Waterers
Industrial | Ind ¦ Engine Block Heater Timer | 2032 | Technical | GWh | After Competition Groups | 6.2012 | 55244.4157 | 0.055244 | 6706.471 | 0.00092467 | 38 | Industrial_2032_Technical_GWh_After Competition Groups_38 | Engine Block Heater Timer | 0.09247% | 0.055244 | 6.2012 | Industrial_2032_Technical_GWh_After Competition Groups_Engine Block Heater Timer
Industrial | Ind ¦ Efficient Refrigeration Compressor | 2032 | Achievable | GWh | After Competition Groups | 2.7808 | 43233.2783 | 0.043233 | 3351.9224 | 0.00082962 | 28 | Industrial_2032_Achievable_GWh_After Competition Groups_28 | Efficient Refrigeration Compressor | 0.08296% | 0.043233 | 2.7808 | Industrial_2032_Achievable_GWh_After Competition Groups_Efficient Refrigeration Compressor
Industrial | Ind ¦ Heat Lamps/Heat Pad | 2032 | Technical | GWh | After Competition Groups | 4.7435 | 0 | 0 | 6706.471 | 0.00070731 | 39 | Industrial_2032_Technical_GWh_After Competition Groups_39 | Heat Lamps/Heat Pad | 0.07073% | 0 | 4.7435 | Industrial_2032_Technical_GWh_After Competition Groups_Heat Lamps/Heat Pad
Industrial | Ind ¦ Efficient Refrigeration Compressor | 2032 | Economic | GWh | After Competition Groups | 3.6039 | 43233.2783 | 0.043233 | 6173.3293 | 0.00058379 | 29 | Industrial_2032_Economic_GWh_After Competition Groups_29 | Efficient Refrigeration Compressor | 0.05838% | 0.043233 | 3.6039 | Industrial_2032_Economic_GWh_After Competition Groups_Efficient Refrigeration Compressor
Industrial | Ind ¦ Efficient Refrigeration Compressor | 2032 | Technical | GWh | After Competition Groups | 3.6039 | 43233.2783 | 0.043233 | 6706.471 | 0.00053738 | 40 | Industrial_2032_Technical_GWh_After Competition Groups_40 | Efficient Refrigeration Compressor | 0.05374% | 0.043233 | 3.6039 | Industrial_2032_Technical_GWh_After Competition Groups_Efficient Refrigeration Compressor
Industrial | Ind ¦ Air Compressor Heat Recovery | 2032 | Achievable | GWh | After Competition Groups | 1.7602 | 47900.0723 | 0.0479 | 3351.9224 | 0.00052513 | 29 | Industrial_2032_Achievable_GWh_After Competition Groups_29 | Air Compressor Heat Recovery | 0.05251% | 0.0479 | 1.7602 | Industrial_2032_Achievable_GWh_After Competition Groups_Air Compressor Heat Recovery
Industrial | Ind ¦ Free Cooling | 2032 | Achievable | GWh | After Competition Groups | 1.6814 | 825882.9816 | 0.82588 | 3351.9224 | 0.00050162 | 30 | Industrial_2032_Achievable_GWh_After Competition Groups_30 | Free Cooling | 0.05016% | 0.82588 | 1.6814 | Industrial_2032_Achievable_GWh_After Competition Groups_Free Cooling
Industrial | Ind ¦ Air Compressor Heat Recovery | 2032 | Economic | GWh | After Competition Groups | 2.7264 | 47900.0723 | 0.0479 | 6173.3293 | 0.00044164 | 30 | Industrial_2032_Economic_GWh_After Competition Groups_30 | Air Compressor Heat Recovery | 0.04416% | 0.0479 | 2.7264 | Industrial_2032_Economic_GWh_After Competition Groups_Air Compressor Heat Recovery
Industrial | Ind ¦ Low Energy Livestock Waterers | 2032 | Economic | GWh | After Competition Groups | 2.6866 | 969760.2445 | 0.96976 | 6173.3293 | 0.0004352 | 31 | Industrial_2032_Economic_GWh_After Competition Groups_31 | Low Energy Livestock Waterers | 0.04352% | 0.96976 | 2.6866 | Industrial_2032_Economic_GWh_After Competition Groups_Low Energy Livestock Waterers
Industrial | Ind ¦ Air Compressor Heat Recovery | 2032 | Technical | GWh | After Competition Groups | 2.7264 | 47900.0723 | 0.0479 | 6706.471 | 0.00040653 | 41 | Industrial_2032_Technical_GWh_After Competition Groups_41 | Air Compressor Heat Recovery | 0.04065% | 0.0479 | 2.7264 | Industrial_2032_Technical_GWh_After Competition Groups_Air Compressor Heat Recovery
Industrial | Ind ¦ Creep Heat Controller | 2032 | Technical | GWh | After Competition Groups | 2.5521 | 0 | 0 | 6706.471 | 0.00038055 | 42 | Industrial_2032_Technical_GWh_After Competition Groups_42 | Creep Heat Controller | 0.03805% | 0 | 2.5521 | Industrial_2032_Technical_GWh_After Competition Groups_Creep Heat Controller
Industrial | Ind ¦ Optimize Compressed Air Dryer | 2032 | Technical | GWh | After Competition Groups | 1.9686 | 0 | 0 | 6706.471 | 0.00029354 | 43 | Industrial_2032_Technical_GWh_After Competition Groups_43 | Optimize Compressed Air Dryer | 0.02935% | 0 | 1.9686 | Industrial_2032_Technical_GWh_After Competition Groups_Optimize Compressed Air Dryer
Industrial | Ind ¦ Cooling Tower Optimization | 2032 | Achievable | GWh | After Competition Groups | 0.83853 | 333336.8557 | 0.33334 | 3351.9224 | 0.00025016 | 31 | Industrial_2032_Achievable_GWh_After Competition Groups_31 | Cooling Tower Optimization | 0.02502% | 0.33334 | 0.83853 | Industrial_2032_Achievable_GWh_After Competition Groups_Cooling Tower Optimization
Industrial | Ind ¦ Dual and Natural Exhaust Ventilation Systems | 2032 | Technical | GWh | After Competition Groups | 1.4001 | 0 | 0 | 6706.471 | 0.00020876 | 44 | Industrial_2032_Technical_GWh_After Competition Groups_44 | Dual and Natural Exhaust Ventilation Systems | 0.02088% | 0 | 1.4001 | Industrial_2032_Technical_GWh_After Competition Groups_Dual and Natural Exhaust Ventilation Systems
Industrial | Ind ¦ Dairy Water Heater | 2032 | Achievable | GWh | After Competition Groups | 0.48296 | 39555.9035 | 0.039556 | 3351.9224 | 0.00014409 | 32 | Industrial_2032_Achievable_GWh_After Competition Groups_32 | Dairy Water Heater | 0.01441% | 0.039556 | 0.48296 | Industrial_2032_Achievable_GWh_After Competition Groups_Dairy Water Heater
Industrial | Ind ¦ Dairy Water Heater | 2032 | Economic | GWh | After Competition Groups | 0.88449 | 39555.9035 | 0.039556 | 6173.3293 | 0.00014328 | 32 | Industrial_2032_Economic_GWh_After Competition Groups_32 | Dairy Water Heater | 0.01433% | 0.039556 | 0.88449 | Industrial_2032_Economic_GWh_After Competition Groups_Dairy Water Heater
Industrial | Ind ¦ Dairy Water Heater | 2032 | Technical | GWh | After Competition Groups | 0.88449 | 39555.9035 | 0.039556 | 6706.471 | 0.00013189 | 45 | Industrial_2032_Technical_GWh_After Competition Groups_45 | Dairy Water Heater | 0.01319% | 0.039556 | 0.88449 | Industrial_2032_Technical_GWh_After Competition Groups_Dairy Water Heater
Industrial | Ind ¦ Creep Heat Controller | 2032 | Achievable | GWh | After Competition Groups | 0 | 0 | 0 | 3351.9224 | 0 | 33 | Industrial_2032_Achievable_GWh_After Competition Groups_33 | Creep Heat Controller | 0% | 0 | 0 | Industrial_2032_Achievable_GWh_After Competition Groups_Creep Heat Controller
Industrial | Ind ¦ Creep Heat Controller | 2032 | Economic | GWh | After Competition Groups | 0 | 0 | 0 | 6173.3293 | 0 | 33 | Industrial_2032_Economic_GWh_After Competition Groups_33 | Creep Heat Controller | 0% | 0 | 0 | Industrial_2032_Economic_GWh_After Competition Groups_Creep Heat Controller
Industrial | Ind ¦ Dual and Natural Exhaust Ventilation Systems | 2032 | Achievable | GWh | After Competition Groups | 0 | 0 | 0 | 3351.9224 | 0 | 34 | Industrial_2032_Achievable_GWh_After Competition Groups_34 | Dual and Natural Exhaust Ventilation Systems | 0% | 0 | 0 | Industrial_2032_Achievable_GWh_After Competition Groups_Dual and Natural Exhaust Ventilation Systems
Industrial | Ind ¦ Dual and Natural Exhaust Ventilation Systems | 2032 | Economic | GWh | After Competition Groups | 0 | 0 | 0 | 6173.3293 | 0 | 34 | Industrial_2032_Economic_GWh_After Competition Groups_34 | Dual and Natural Exhaust Ventilation Systems | 0% | 0 | 0 | Industrial_2032_Economic_GWh_After Competition Groups_Dual and Natural Exhaust Ventilation Systems
Industrial | Ind ¦ Efficient Transformer | 2032 | Achievable | GWh | After Competition Groups | 0 | 0 | 0 | 3351.9224 | 0 | 35 | Industrial_2032_Achievable_GWh_After Competition Groups_35 | Efficient Transformer | 0% | 0 | 0 | Industrial_2032_Achievable_GWh_After Competition Groups_Efficient Transformer
Industrial | Ind ¦ Efficient Transformer | 2032 | Economic | GWh | After Competition Groups | 0 | 0 | 0 | 6173.3293 | 0 | 35 | Industrial_2032_Economic_GWh_After Competition Groups_35 | Efficient Transformer | 0% | 0 | 0 | Industrial_2032_Economic_GWh_After Competition Groups_Efficient Transformer
Industrial | Ind ¦ Heat Lamps/Heat Pad | 2032 | Achievable | GWh | After Competition Groups | 0 | 0 | 0 | 3351.9224 | 0 | 36 | Industrial_2032_Achievable_GWh_After Competition Groups_36 | Heat Lamps/Heat Pad | 0% | 0 | 0 | Industrial_2032_Achievable_GWh_After Competition Groups_Heat Lamps/Heat Pad
Industrial | Ind ¦ Heat Lamps/Heat Pad | 2032 | Economic | GWh | After Competition Groups | 0 | 0 | 0 | 6173.3293 | 0 | 36 | Industrial_2032_Economic_GWh_After Competition Groups_36 | Heat Lamps/Heat Pad | 0% | 0 | 0 | Industrial_2032_Economic_GWh_After Competition Groups_Heat Lamps/Heat Pad
Industrial | Ind ¦ High Efficiency Welders | 2032 | Achievable | GWh | After Competition Groups | 0 | 0 | 0 | 3351.9224 | 0 | 37 | Industrial_2032_Achievable_GWh_After Competition Groups_37 | High Efficiency Welders | 0% | 0 | 0 | Industrial_2032_Achievable_GWh_After Competition Groups_High Efficiency Welders
Industrial | Ind ¦ High Efficiency Welders | 2032 | Economic | GWh | After Competition Groups | 0 | 0 | 0 | 6173.3293 | 0 | 37 | Industrial_2032_Economic_GWh_After Competition Groups_37 | High Efficiency Welders | 0% | 0 | 0 | Industrial_2032_Economic_GWh_After Competition Groups_High Efficiency Welders
Industrial | Ind ¦ HVLS Fans | 2032 | Achievable | GWh | After Competition Groups | 0 | 0 | 0 | 3351.9224 | 0 | 38 | Industrial_2032_Achievable_GWh_After Competition Groups_38 | HVLS Fans | 0% | 0 | 0 | Industrial_2032_Achievable_GWh_After Competition Groups_HVLS Fans
Industrial | Ind ¦ HVLS Fans | 2032 | Economic | GWh | After Competition Groups | 0 | 0 | 0 | 6173.3293 | 0 | 38 | Industrial_2032_Economic_GWh_After Competition Groups_38 | HVLS Fans | 0% | 0 | 0 | Industrial_2032_Economic_GWh_After Competition Groups_HVLS Fans
Industrial | Ind ¦ Optimize Compressed Air Dryer | 2032 | Achievable | GWh | After Competition Groups | 0 | 0 | 0 | 3351.9224 | 0 | 39 | Industrial_2032_Achievable_GWh_After Competition Groups_39 | Optimize Compressed Air Dryer | 0% | 0 | 0 | Industrial_2032_Achievable_GWh_After Competition Groups_Optimize Compressed Air Dryer
Industrial | Ind ¦ Optimize Compressed Air Dryer | 2032 | Economic | GWh | After Competition Groups | 0 | 0 | 0 | 6173.3293 | 0 | 39 | Industrial_2032_Economic_GWh_After Competition Groups_39 | Optimize Compressed Air Dryer | 0% | 0 | 0 | Industrial_2032_Economic_GWh_After Competition Groups_Optimize Compressed Air Dryer
Industrial | Ind ¦ Premium Efficient Motors | 2032 | Achievable | GWh | After Competition Groups | 0 | 0 | 0 | 3351.9224 | 0 | 40 | Industrial_2032_Achievable_GWh_After Competition Groups_40 | Premium Efficient Motors | 0% | 0 | 0 | Industrial_2032_Achievable_GWh_After Competition Groups_Premium Efficient Motors
Industrial | Ind ¦ Premium Efficient Motors | 2032 | Economic | GWh | After Competition Groups | 0 | 0 | 0 | 6173.3293 | 0 | 40 | Industrial_2032_Economic_GWh_After Competition Groups_40 | Premium Efficient Motors | 0% | 0 | 0 | Industrial_2032_Economic_GWh_After Competition Groups_Premium Efficient Motors
Industrial | Ind ¦ Synchronous Belts | 2032 | Achievable | GWh | After Competition Groups | 0 | 0 | 0 | 3351.9224 | 0 | 41 | Industrial_2032_Achievable_GWh_After Competition Groups_41 | Synchronous Belts | 0% | 0 | 0 | Industrial_2032_Achievable_GWh_After Competition Groups_Synchronous Belts
Industrial | Ind ¦ Synchronous Belts | 2032 | Economic | GWh | After Competition Groups | 0 | 0 | 0 | 6173.3293 | 0 | 41 | Industrial_2032_Economic_GWh_After Competition Groups_41 | Synchronous Belts | 0% | 0 | 0 | Industrial_2032_Economic_GWh_After Competition Groups_Synchronous Belts
Industrial | Ind ¦ Pump System Optimization | 2033 | Economic | GWh | After Competition Groups | 1085.343 | 36721906.2783 | 36.7219 | 6352.3571 | 0.17086 | 1 | Industrial_2033_Economic_GWh_After Competition Groups_1 | Pump System Optimization | 17.09% | 36.7219 | 1085.343 | Industrial_2033_Economic_GWh_After Competition Groups_Pump System Optimization
Industrial | Ind ¦ Pump System Optimization | 2033 | Achievable | GWh | After Competition Groups | 620.4366 | 36721906.2783 | 36.7219 | 3747.8442 | 0.16554 | 1 | Industrial_2033_Achievable_GWh_After Competition Groups_1 | Pump System Optimization | 16.55% | 36.7219 | 620.4366 | Industrial_2033_Achievable_GWh_After Competition Groups_Pump System Optimization
Industrial | Ind ¦ Pump System Optimization | 2033 | Technical | GWh | After Competition Groups | 1106.0157 | 36721906.2783 | 36.7219 | 6850.1712 | 0.16146 | 1 | Industrial_2033_Technical_GWh_After Competition Groups_1 | Pump System Optimization | 16.15% | 36.7219 | 1106.0157 | Industrial_2033_Technical_GWh_After Competition Groups_Pump System Optimization
Industrial | Ind ¦ Air Leak Survey and Repair | 2033 | Achievable | GWh | After Competition Groups | 412.1788 | 715323.7842 | 0.71532 | 3747.8442 | 0.10998 | 2 | Industrial_2033_Achievable_GWh_After Competition Groups_2 | Air Leak Survey and Repair | 11% | 0.71532 | 412.1788 | Industrial_2033_Achievable_GWh_After Competition Groups_Air Leak Survey and Repair
Industrial | Ind ¦ HE Lighting | 2033 | Economic | GWh | After Competition Groups | 682.5064 | 34104341.4202 | 34.1043 | 6352.3571 | 0.10744 | 2 | Industrial_2033_Economic_GWh_After Competition Groups_2 | HE Lighting | 10.74% | 34.1043 | 682.5064 | Industrial_2033_Economic_GWh_After Competition Groups_HE Lighting
Industrial | Ind ¦ HE Lighting | 2033 | Technical | GWh | After Competition Groups | 732.2455 | 34104341.4202 | 34.1043 | 6850.1712 | 0.10689 | 2 | Industrial_2033_Technical_GWh_After Competition Groups_2 | HE Lighting | 10.69% | 34.1043 | 732.2455 | Industrial_2033_Technical_GWh_After Competition Groups_HE Lighting
Industrial | Ind ¦ Greenhouse Grow Lights | 2033 | Achievable | GWh | After Competition Groups | 363.0184 | 19402326.2039 | 19.4023 | 3747.8442 | 0.096861 | 3 | Industrial_2033_Achievable_GWh_After Competition Groups_3 | Greenhouse Grow Lights | 9.686% | 19.4023 | 363.0184 | Industrial_2033_Achievable_GWh_After Competition Groups_Greenhouse Grow Lights
Industrial | Ind ¦ Air Compressor Optimization | 2033 | Achievable | GWh | After Competition Groups | 350.484 | 1655662.0265 | 1.6557 | 3747.8442 | 0.093516 | 4 | Industrial_2033_Achievable_GWh_After Competition Groups_4 | Air Compressor Optimization | 9.352% | 1.6557 | 350.484 | Industrial_2033_Achievable_GWh_After Competition Groups_Air Compressor Optimization
Industrial | Ind ¦ Air Leak Survey and Repair | 2033 | Economic | GWh | After Competition Groups | 582.6154 | 715323.7842 | 0.71532 | 6352.3571 | 0.091716 | 3 | Industrial_2033_Economic_GWh_After Competition Groups_3 | Air Leak Survey and Repair | 9.172% | 0.71532 | 582.6154 | Industrial_2033_Economic_GWh_After Competition Groups_Air Leak Survey and Repair
Industrial | Ind ¦ Greenhouse Grow Lights | 2033 | Economic | GWh | After Competition Groups | 574.4658 | 19402326.2039 | 19.4023 | 6352.3571 | 0.090433 | 4 | Industrial_2033_Economic_GWh_After Competition Groups_4 | Greenhouse Grow Lights | 9.043% | 19.4023 | 574.4658 | Industrial_2033_Economic_GWh_After Competition Groups_Greenhouse Grow Lights
Industrial | Ind ¦ Air Leak Survey and Repair | 2033 | Technical | GWh | After Competition Groups | 582.6154 | 715323.7842 | 0.71532 | 6850.1712 | 0.085051 | 3 | Industrial_2033_Technical_GWh_After Competition Groups_3 | Air Leak Survey and Repair | 8.505% | 0.71532 | 582.6154 | Industrial_2033_Technical_GWh_After Competition Groups_Air Leak Survey and Repair
Industrial | Ind ¦ Recommissioning | 2033 | Achievable | GWh | After Competition Groups | 318.6111 | 3275581.3447 | 3.2756 | 3747.8442 | 0.085012 | 5 | Industrial_2033_Achievable_GWh_After Competition Groups_5 | Recommissioning | 8.501% | 3.2756 | 318.6111 | Industrial_2033_Achievable_GWh_After Competition Groups_Recommissioning
Industrial | Ind ¦ SEM | 2033 | Achievable | GWh | After Competition Groups | 318.6111 | 3275581.3447 | 3.2756 | 3747.8442 | 0.085012 | 6 | Industrial_2033_Achievable_GWh_After Competition Groups_6 | SEM | 8.501% | 3.2756 | 318.6111 | Industrial_2033_Achievable_GWh_After Competition Groups_SEM
Industrial | Ind ¦ Pump Equipment Upgrade | 2033 | Achievable | GWh | After Competition Groups | 317.8791 | 20347731.3559 | 20.3477 | 3747.8442 | 0.084817 | 7 | Industrial_2033_Achievable_GWh_After Competition Groups_7 | Pump Equipment Upgrade | 8.482% | 20.3477 | 317.8791 | Industrial_2033_Achievable_GWh_After Competition Groups_Pump Equipment Upgrade
Industrial | Ind ¦ Greenhouse Grow Lights | 2033 | Technical | GWh | After Competition Groups | 574.4658 | 19402326.2039 | 19.4023 | 6850.1712 | 0.083862 | 4 | Industrial_2033_Technical_GWh_After Competition Groups_4 | Greenhouse Grow Lights | 8.386% | 19.4023 | 574.4658 | Industrial_2033_Technical_GWh_After Competition Groups_Greenhouse Grow Lights
Industrial | Ind ¦ Pump Equipment Upgrade | 2033 | Economic | GWh | After Competition Groups | 520.3303 | 20347731.3559 | 20.3477 | 6352.3571 | 0.081911 | 5 | Industrial_2033_Economic_GWh_After Competition Groups_5 | Pump Equipment Upgrade | 8.191% | 20.3477 | 520.3303 | Industrial_2033_Economic_GWh_After Competition Groups_Pump Equipment Upgrade
Industrial | Ind ¦ Air Compressor Optimization | 2033 | Economic | GWh | After Competition Groups | 502.2112 | 1655662.0265 | 1.6557 | 6352.3571 | 0.079059 | 6 | Industrial_2033_Economic_GWh_After Competition Groups_6 | Air Compressor Optimization | 7.906% | 1.6557 | 502.2112 | Industrial_2033_Economic_GWh_After Competition Groups_Air Compressor Optimization
Industrial | Ind ¦ Pump Equipment Upgrade | 2033 | Technical | GWh | After Competition Groups | 520.3303 | 20347731.3559 | 20.3477 | 6850.1712 | 0.075959 | 5 | Industrial_2033_Technical_GWh_After Competition Groups_5 | Pump Equipment Upgrade | 7.596% | 20.3477 | 520.3303 | Industrial_2033_Technical_GWh_After Competition Groups_Pump Equipment Upgrade
Industrial | Ind ¦ Air Compressor Optimization | 2033 | Technical | GWh | After Competition Groups | 502.2112 | 1655662.0265 | 1.6557 | 6850.1712 | 0.073314 | 6 | Industrial_2033_Technical_GWh_After Competition Groups_6 | Air Compressor Optimization | 7.331% | 1.6557 | 502.2112 | Industrial_2033_Technical_GWh_After Competition Groups_Air Compressor Optimization
Industrial | Ind ¦ Recommissioning | 2033 | Economic | GWh | After Competition Groups | 442.6418 | 3275581.3447 | 3.2756 | 6352.3571 | 0.069682 | 7 | Industrial_2033_Economic_GWh_After Competition Groups_7 | Recommissioning | 6.968% | 3.2756 | 442.6418 | Industrial_2033_Economic_GWh_After Competition Groups_Recommissioning
Industrial | Ind ¦ SEM | 2033 | Economic | GWh | After Competition Groups | 442.6418 | 3275581.3447 | 3.2756 | 6352.3571 | 0.069682 | 8 | Industrial_2033_Economic_GWh_After Competition Groups_8 | SEM | 6.968% | 3.2756 | 442.6418 | Industrial_2033_Economic_GWh_After Competition Groups_SEM
Industrial | Ind ¦ Efficient Compressed Air Nozzles | 2033 | Economic | GWh | After Competition Groups | 434.1539 | 660694.679 | 0.66069 | 6352.3571 | 0.068345 | 9 | Industrial_2033_Economic_GWh_After Competition Groups_9 | Efficient Compressed Air Nozzles | 6.835% | 0.66069 | 434.1539 | Industrial_2033_Economic_GWh_After Competition Groups_Efficient Compressed Air Nozzles
Industrial | Ind ¦ Recommissioning | 2033 | Technical | GWh | After Competition Groups | 442.6418 | 3275581.3447 | 3.2756 | 6850.1712 | 0.064618 | 7 | Industrial_2033_Technical_GWh_After Competition Groups_7 | Recommissioning | 6.462% | 3.2756 | 442.6418 | Industrial_2033_Technical_GWh_After Competition Groups_Recommissioning
Industrial | Ind ¦ SEM | 2033 | Technical | GWh | After Competition Groups | 442.6418 | 3275581.3447 | 3.2756 | 6850.1712 | 0.064618 | 8 | Industrial_2033_Technical_GWh_After Competition Groups_8 | SEM | 6.462% | 3.2756 | 442.6418 | Industrial_2033_Technical_GWh_After Competition Groups_SEM
Industrial | Ind ¦ Efficient Compressed Air Nozzles | 2033 | Achievable | GWh | After Competition Groups | 238.9541 | 660694.679 | 0.66069 | 3747.8442 | 0.063758 | 8 | Industrial_2033_Achievable_GWh_After Competition Groups_8 | Efficient Compressed Air Nozzles | 6.376% | 0.66069 | 238.9541 | Industrial_2033_Achievable_GWh_After Competition Groups_Efficient Compressed Air Nozzles
Industrial | Ind ¦ Efficient Compressed Air Nozzles | 2033 | Technical | GWh | After Competition Groups | 434.1539 | 660694.679 | 0.66069 | 6850.1712 | 0.063379 | 9 | Industrial_2033_Technical_GWh_After Competition Groups_9 | Efficient Compressed Air Nozzles | 6.338% | 0.66069 | 434.1539 | Industrial_2033_Technical_GWh_After Competition Groups_Efficient Compressed Air Nozzles
Industrial | Ind ¦ High Efficiency HVAC Fans | 2033 | Achievable | GWh | After Competition Groups | 227.9949 | 3853817.3344 | 3.8538 | 3747.8442 | 0.060834 | 9 | Industrial_2033_Achievable_GWh_After Competition Groups_9 | High Efficiency HVAC Fans | 6.083% | 3.8538 | 227.9949 | Industrial_2033_Achievable_GWh_After Competition Groups_High Efficiency HVAC Fans
Industrial | Ind ¦ HE Lighting | 2033 | Achievable | GWh | After Competition Groups | 224.8153 | 34104341.4202 | 34.1043 | 3747.8442 | 0.059985 | 10 | Industrial_2033_Achievable_GWh_After Competition Groups_10 | HE Lighting | 5.999% | 34.1043 | 224.8153 | Industrial_2033_Achievable_GWh_After Competition Groups_HE Lighting
Industrial | Ind ¦ High Efficiency HVAC Fans | 2033 | Economic | GWh | After Competition Groups | 351.6424 | 3853817.3344 | 3.8538 | 6352.3571 | 0.055356 | 10 | Industrial_2033_Economic_GWh_After Competition Groups_10 | High Efficiency HVAC Fans | 5.536% | 3.8538 | 351.6424 | Industrial_2033_Economic_GWh_After Competition Groups_High Efficiency HVAC Fans
Industrial | Ind ¦ High Efficiency HVAC Fans | 2033 | Technical | GWh | After Competition Groups | 351.6424 | 3853817.3344 | 3.8538 | 6850.1712 | 0.051333 | 10 | Industrial_2033_Technical_GWh_After Competition Groups_10 | High Efficiency HVAC Fans | 5.133% | 3.8538 | 351.6424 | Industrial_2033_Technical_GWh_After Competition Groups_High Efficiency HVAC Fans
Industrial | Ind ¦ Process Optimization (Elec) | 2033 | Economic | GWh | After Competition Groups | 162.8745 | 345006.2198 | 0.34501 | 6352.3571 | 0.02564 | 11 | Industrial_2033_Economic_GWh_After Competition Groups_11 | Process Optimization (Elec) | 2.564% | 0.34501 | 162.8745 | Industrial_2033_Economic_GWh_After Competition Groups_Process Optimization (Elec)
Industrial | Ind ¦ Process Optimization (Elec) | 2033 | Technical | GWh | After Competition Groups | 162.8745 | 345006.2198 | 0.34501 | 6850.1712 | 0.023777 | 11 | Industrial_2033_Technical_GWh_After Competition Groups_11 | Process Optimization (Elec) | 2.378% | 0.34501 | 162.8745 | Industrial_2033_Technical_GWh_After Competition Groups_Process Optimization (Elec)
Industrial | Ind ¦ Premium Efficient Motors | 2033 | Technical | GWh | After Competition Groups | 151.6792 | 0 | 0 | 6850.1712 | 0.022142 | 12 | Industrial_2033_Technical_GWh_After Competition Groups_12 | Premium Efficient Motors | 2.214% | 0 | 151.6792 | Industrial_2033_Technical_GWh_After Competition Groups_Premium Efficient Motors
Industrial | Ind ¦ Fan System Optimization | 2033 | Achievable | GWh | After Competition Groups | 49.5984 | 1894649.1073 | 1.8946 | 3747.8442 | 0.013234 | 11 | Industrial_2033_Achievable_GWh_After Competition Groups_11 | Fan System Optimization | 1.323% | 1.8946 | 49.5984 | Industrial_2033_Achievable_GWh_After Competition Groups_Fan System Optimization
Industrial | Ind ¦ Material Handling Improvements | 2033 | Achievable | GWh | After Competition Groups | 43.8737 | 193958.6283 | 0.19396 | 3747.8442 | 0.011706 | 12 | Industrial_2033_Achievable_GWh_After Competition Groups_12 | Material Handling Improvements | 1.171% | 0.19396 | 43.8737 | Industrial_2033_Achievable_GWh_After Competition Groups_Material Handling Improvements
Industrial | Ind ¦ Pulp and Paper Process Improvements | 2033 | Achievable | GWh | After Competition Groups | 41.8817 | 2090313.4956 | 2.0903 | 3747.8442 | 0.011175 | 13 | Industrial_2033_Achievable_GWh_After Competition Groups_13 | Pulp and Paper Process Improvements | 1.117% | 2.0903 | 41.8817 | Industrial_2033_Achievable_GWh_After Competition Groups_Pulp and Paper Process Improvements
Industrial | Ind ¦ Fan System Optimization | 2033 | Economic | GWh | After Competition Groups | 69.6975 | 1894649.1073 | 1.8946 | 6352.3571 | 0.010972 | 12 | Industrial_2033_Economic_GWh_After Competition Groups_12 | Fan System Optimization | 1.097% | 1.8946 | 69.6975 | Industrial_2033_Economic_GWh_After Competition Groups_Fan System Optimization
Industrial | Ind ¦ HE HVAC Controls | 2033 | Technical | GWh | After Competition Groups | 74.4749 | 0 | 0 | 6850.1712 | 0.010872 | 13 | Industrial_2033_Technical_GWh_After Competition Groups_13 | HE HVAC Controls | 1.087% | 0 | 74.4749 | Industrial_2033_Technical_GWh_After Competition Groups_HE HVAC Controls
Industrial | Ind ¦ Efficient Irrigation | 2033 | Economic | GWh | After Competition Groups | 68.4507 | 2672424.1386 | 2.6724 | 6352.3571 | 0.010776 | 13 | Industrial_2033_Economic_GWh_After Competition Groups_13 | Efficient Irrigation | 1.078% | 2.6724 | 68.4507 | Industrial_2033_Economic_GWh_After Competition Groups_Efficient Irrigation
Industrial | Ind ¦ Fan System Optimization | 2033 | Technical | GWh | After Competition Groups | 69.6975 | 1894649.1073 | 1.8946 | 6850.1712 | 0.010175 | 14 | Industrial_2033_Technical_GWh_After Competition Groups_14 | Fan System Optimization | 1.017% | 1.8946 | 69.6975 | Industrial_2033_Technical_GWh_After Competition Groups_Fan System Optimization
Industrial | Ind ¦ Material Handling Improvements | 2033 | Economic | GWh | After Competition Groups | 63.534 | 193958.6283 | 0.19396 | 6352.3571 | 0.010002 | 14 | Industrial_2033_Economic_GWh_After Competition Groups_14 | Material Handling Improvements | 1% | 0.19396 | 63.534 | Industrial_2033_Economic_GWh_After Competition Groups_Material Handling Improvements
Industrial | Ind ¦ Efficient Irrigation | 2033 | Technical | GWh | After Competition Groups | 68.4507 | 2672424.1386 | 2.6724 | 6850.1712 | 0.0099925 | 15 | Industrial_2033_Technical_GWh_After Competition Groups_15 | Efficient Irrigation | 0.9993% | 2.6724 | 68.4507 | Industrial_2033_Technical_GWh_After Competition Groups_Efficient Irrigation
Industrial | Ind ¦ HE HVAC Units | 2033 | Technical | GWh | After Competition Groups | 68.06 | 0 | 0 | 6850.1712 | 0.0099355 | 16 | Industrial_2033_Technical_GWh_After Competition Groups_16 | HE HVAC Units | 0.9936% | 0 | 68.06 | Industrial_2033_Technical_GWh_After Competition Groups_HE HVAC Units
Industrial | Ind ¦ Pulp and Paper Process Improvements | 2033 | Economic | GWh | After Competition Groups | 62.1073 | 2090313.4956 | 2.0903 | 6352.3571 | 0.009777 | 15 | Industrial_2033_Economic_GWh_After Competition Groups_15 | Pulp and Paper Process Improvements | 0.9777% | 2.0903 | 62.1073 | Industrial_2033_Economic_GWh_After Competition Groups_Pulp and Paper Process Improvements
Industrial | Ind ¦ Material Handling Improvements | 2033 | Technical | GWh | After Competition Groups | 63.534 | 193958.6283 | 0.19396 | 6850.1712 | 0.0092748 | 17 | Industrial_2033_Technical_GWh_After Competition Groups_17 | Material Handling Improvements | 0.9275% | 0.19396 | 63.534 | Industrial_2033_Technical_GWh_After Competition Groups_Material Handling Improvements
Industrial | Ind ¦ Pulp and Paper Process Improvements | 2033 | Technical | GWh | After Competition Groups | 62.1073 | 2090313.4956 | 2.0903 | 6850.1712 | 0.0090665 | 18 | Industrial_2033_Technical_GWh_After Competition Groups_18 | Pulp and Paper Process Improvements | 0.9067% | 2.0903 | 62.1073 | Industrial_2033_Technical_GWh_After Competition Groups_Pulp and Paper Process Improvements
Industrial | Ind ¦ Refiner Plate Improvements | 2033 | Economic | GWh | After Competition Groups | 49.3969 | 261112.1143 | 0.26111 | 6352.3571 | 0.0077761 | 16 | Industrial_2033_Economic_GWh_After Competition Groups_16 | Refiner Plate Improvements | 0.7776% | 0.26111 | 49.3969 | Industrial_2033_Economic_GWh_After Competition Groups_Refiner Plate Improvements
Industrial | Ind ¦ Refiner Plate Improvements | 2033 | Technical | GWh | After Competition Groups | 49.3969 | 261112.1143 | 0.26111 | 6850.1712 | 0.007211 | 19 | Industrial_2033_Technical_GWh_After Competition Groups_19 | Refiner Plate Improvements | 0.7211% | 0.26111 | 49.3969 | Industrial_2033_Technical_GWh_After Competition Groups_Refiner Plate Improvements
Industrial | Ind ¦ Efficient Irrigation | 2033 | Achievable | GWh | After Competition Groups | 26.8561 | 2672424.1386 | 2.6724 | 3747.8442 | 0.0071658 | 14 | Industrial_2033_Achievable_GWh_After Competition Groups_14 | Efficient Irrigation | 0.7166% | 2.6724 | 26.8561 | Industrial_2033_Achievable_GWh_After Competition Groups_Efficient Irrigation
Industrial | Ind ¦ Refiner Plate Improvements | 2033 | Achievable | GWh | After Competition Groups | 26.4499 | 261112.1143 | 0.26111 | 3747.8442 | 0.0070574 | 15 | Industrial_2033_Achievable_GWh_After Competition Groups_15 | Refiner Plate Improvements | 0.7057% | 0.26111 | 26.4499 | Industrial_2033_Achievable_GWh_After Competition Groups_Refiner Plate Improvements
Industrial | Ind ¦ Process Heat Recovery | 2033 | Achievable | GWh | After Competition Groups | 22.9947 | 519209.3738 | 0.51921 | 3747.8442 | 0.0061355 | 16 | Industrial_2033_Achievable_GWh_After Competition Groups_16 | Process Heat Recovery | 0.6135% | 0.51921 | 22.9947 | Industrial_2033_Achievable_GWh_After Competition Groups_Process Heat Recovery
Industrial | Ind ¦ Process Optimization (Elec) | 2033 | Achievable | GWh | After Competition Groups | 22.6869 | 345006.2198 | 0.34501 | 3747.8442 | 0.0060533 | 17 | Industrial_2033_Achievable_GWh_After Competition Groups_17 | Process Optimization (Elec) | 0.6053% | 0.34501 | 22.6869 | Industrial_2033_Achievable_GWh_After Competition Groups_Process Optimization (Elec)
Industrial | Ind ¦ VAV Conversion Project | 2033 | Achievable | GWh | After Competition Groups | 22.6846 | 721642.0904 | 0.72164 | 3747.8442 | 0.0060527 | 18 | Industrial_2033_Achievable_GWh_After Competition Groups_18 | VAV Conversion Project | 0.6053% | 0.72164 | 22.6846 | Industrial_2033_Achievable_GWh_After Competition Groups_VAV Conversion Project
Industrial | Ind ¦ Cold Storage Retrofit | 2033 | Technical | GWh | After Competition Groups | 40.5752 | 0 | 0 | 6850.1712 | 0.0059232 | 20 | Industrial_2033_Technical_GWh_After Competition Groups_20 | Cold Storage Retrofit | 0.5923% | 0 | 40.5752 | Industrial_2033_Technical_GWh_After Competition Groups_Cold Storage Retrofit
Industrial | Ind ¦ Ventilation Optimization | 2033 | Economic | GWh | After Competition Groups | 32.142 | 1798454.5746 | 1.7985 | 6352.3571 | 0.0050599 | 17 | Industrial_2033_Economic_GWh_After Competition Groups_17 | Ventilation Optimization | 0.506% | 1.7985 | 32.142 | Industrial_2033_Economic_GWh_After Competition Groups_Ventilation Optimization
Industrial | Ind ¦ Process Heat Recovery | 2033 | Economic | GWh | After Competition Groups | 32.0722 | 519209.3738 | 0.51921 | 6352.3571 | 0.0050489 | 18 | Industrial_2033_Economic_GWh_After Competition Groups_18 | Process Heat Recovery | 0.5049% | 0.51921 | 32.0722 | Industrial_2033_Economic_GWh_After Competition Groups_Process Heat Recovery
Industrial | Ind ¦ VAV Conversion Project | 2033 | Economic | GWh | After Competition Groups | 30.6612 | 721642.0904 | 0.72164 | 6352.3571 | 0.0048267 | 19 | Industrial_2033_Economic_GWh_After Competition Groups_19 | VAV Conversion Project | 0.4827% | 0.72164 | 30.6612 | Industrial_2033_Economic_GWh_After Competition Groups_VAV Conversion Project
Industrial | Ind ¦ Ventilation Optimization | 2033 | Technical | GWh | After Competition Groups | 32.142 | 1798454.5746 | 1.7985 | 6850.1712 | 0.0046921 | 21 | Industrial_2033_Technical_GWh_After Competition Groups_21 | Ventilation Optimization | 0.4692% | 1.7985 | 32.142 | Industrial_2033_Technical_GWh_After Competition Groups_Ventilation Optimization
Industrial | Ind ¦ Process Heat Recovery | 2033 | Technical | GWh | After Competition Groups | 32.0722 | 519209.3738 | 0.51921 | 6850.1712 | 0.004682 | 22 | Industrial_2033_Technical_GWh_After Competition Groups_22 | Process Heat Recovery | 0.4682% | 0.51921 | 32.0722 | Industrial_2033_Technical_GWh_After Competition Groups_Process Heat Recovery
Industrial | Ind ¦ Improved Controls - Process Cooling | 2033 | Achievable | GWh | After Competition Groups | 16.9621 | 336632.4276 | 0.33663 | 3747.8442 | 0.0045258 | 19 | Industrial_2033_Achievable_GWh_After Competition Groups_19 | Improved Controls - Process Cooling | 0.4526% | 0.33663 | 16.9621 | Industrial_2033_Achievable_GWh_After Competition Groups_Improved Controls - Process Cooling
Industrial | Ind ¦ VAV Conversion Project | 2033 | Technical | GWh | After Competition Groups | 30.6612 | 721642.0904 | 0.72164 | 6850.1712 | 0.004476 | 23 | Industrial_2033_Technical_GWh_After Competition Groups_23 | VAV Conversion Project | 0.4476% | 0.72164 | 30.6612 | Industrial_2033_Technical_GWh_After Competition Groups_VAV Conversion Project
Industrial | Ind ¦ HVLS Fans | 2033 | Technical | GWh | After Competition Groups | 28.1809 | 0 | 0 | 6850.1712 | 0.0041139 | 24 | Industrial_2033_Technical_GWh_After Competition Groups_24 | HVLS Fans | 0.4114% | 0 | 28.1809 | Industrial_2033_Technical_GWh_After Competition Groups_HVLS Fans
Industrial | Ind ¦ High Efficiency Battery Charger | 2033 | Achievable | GWh | After Competition Groups | 14.1421 | 608866.249 | 0.60887 | 3747.8442 | 0.0037734 | 20 | Industrial_2033_Achievable_GWh_After Competition Groups_20 | High Efficiency Battery Charger | 0.3773% | 0.60887 | 14.1421 | Industrial_2033_Achievable_GWh_After Competition Groups_High Efficiency Battery Charger
Industrial | Ind ¦ Improved Controls - Process Cooling | 2033 | Economic | GWh | After Competition Groups | 23.4948 | 336632.4276 | 0.33663 | 6352.3571 | 0.0036986 | 20 | Industrial_2033_Economic_GWh_After Competition Groups_20 | Improved Controls - Process Cooling | 0.3699% | 0.33663 | 23.4948 | Industrial_2033_Economic_GWh_After Competition Groups_Improved Controls - Process Cooling
Industrial | Ind ¦ High Efficiency Battery Charger | 2033 | Economic | GWh | After Competition Groups | 22.5417 | 608866.249 | 0.60887 | 6352.3571 | 0.0035486 | 21 | Industrial_2033_Economic_GWh_After Competition Groups_21 | High Efficiency Battery Charger | 0.3549% | 0.60887 | 22.5417 | Industrial_2033_Economic_GWh_After Competition Groups_High Efficiency Battery Charger
Industrial | Ind ¦ Low Energy Livestock Waterers | 2033 | Technical | GWh | After Competition Groups | 23.8042 | 772062.544 | 0.77206 | 6850.1712 | 0.003475 | 25 | Industrial_2033_Technical_GWh_After Competition Groups_25 | Low Energy Livestock Waterers | 0.3475% | 0.77206 | 23.8042 | Industrial_2033_Technical_GWh_After Competition Groups_Low Energy Livestock Waterers
Industrial | Ind ¦ Improved Controls - Process Cooling | 2033 | Technical | GWh | After Competition Groups | 23.4948 | 336632.4276 | 0.33663 | 6850.1712 | 0.0034298 | 26 | Industrial_2033_Technical_GWh_After Competition Groups_26 | Improved Controls - Process Cooling | 0.343% | 0.33663 | 23.4948 | Industrial_2033_Technical_GWh_After Competition Groups_Improved Controls - Process Cooling
Industrial | Ind ¦ High Efficiency Battery Charger | 2033 | Technical | GWh | After Competition Groups | 22.5417 | 608866.249 | 0.60887 | 6850.1712 | 0.0032907 | 27 | Industrial_2033_Technical_GWh_After Competition Groups_27 | High Efficiency Battery Charger | 0.3291% | 0.60887 | 22.5417 | Industrial_2033_Technical_GWh_After Competition Groups_High Efficiency Battery Charger
Industrial | Ind ¦ Synchronous Belts | 2033 | Economic | GWh | After Competition Groups | 20.7821 | 603322.0041 | 0.60332 | 6352.3571 | 0.0032716 | 22 | Industrial_2033_Economic_GWh_After Competition Groups_22 | Synchronous Belts | 0.3272% | 0.60332 | 20.7821 | Industrial_2033_Economic_GWh_After Competition Groups_Synchronous Belts
Industrial | Ind ¦ Process Improvements | 2033 | Achievable | GWh | After Competition Groups | 11.5288 | 176008.3537 | 0.17601 | 3747.8442 | 0.0030761 | 21 | Industrial_2033_Achievable_GWh_After Competition Groups_21 | Process Improvements | 0.3076% | 0.17601 | 11.5288 | Industrial_2033_Achievable_GWh_After Competition Groups_Process Improvements
Industrial | Ind ¦ Synchronous Belts | 2033 | Technical | GWh | After Competition Groups | 20.7821 | 603322.0041 | 0.60332 | 6850.1712 | 0.0030338 | 28 | Industrial_2033_Technical_GWh_After Competition Groups_28 | Synchronous Belts | 0.3034% | 0.60332 | 20.7821 | Industrial_2033_Technical_GWh_After Competition Groups_Synchronous Belts
Industrial | Ind ¦ Dairy Pre-Cooler | 2033 | Economic | GWh | After Competition Groups | 18.2499 | 544363.2245 | 0.54436 | 6352.3571 | 0.0028729 | 23 | Industrial_2033_Economic_GWh_After Competition Groups_23 | Dairy Pre-Cooler | 0.2873% | 0.54436 | 18.2499 | Industrial_2033_Economic_GWh_After Competition Groups_Dairy Pre-Cooler
Industrial | Ind ¦ Dairy Pre-Cooler | 2033 | Technical | GWh | After Competition Groups | 18.2499 | 544363.2245 | 0.54436 | 6850.1712 | 0.0026642 | 29 | Industrial_2033_Technical_GWh_After Competition Groups_29 | Dairy Pre-Cooler | 0.2664% | 0.54436 | 18.2499 | Industrial_2033_Technical_GWh_After Competition Groups_Dairy Pre-Cooler
Industrial | Ind ¦ Refrigeration Compressor VFD | 2033 | Achievable | GWh | After Competition Groups | 9.765 | 543262.901 | 0.54326 | 3747.8442 | 0.0026055 | 22 | Industrial_2033_Achievable_GWh_After Competition Groups_22 | Refrigeration Compressor VFD | 0.2606% | 0.54326 | 9.765 | Industrial_2033_Achievable_GWh_After Competition Groups_Refrigeration Compressor VFD
Industrial | Ind ¦ Ventilation Optimization | 2033 | Achievable | GWh | After Competition Groups | 9.3912 | 1798454.5746 | 1.7985 | 3747.8442 | 0.0025058 | 23 | Industrial_2033_Achievable_GWh_After Competition Groups_23 | Ventilation Optimization | 0.2506% | 1.7985 | 9.3912 | Industrial_2033_Achievable_GWh_After Competition Groups_Ventilation Optimization
Industrial | Ind ¦ Process Improvements | 2033 | Economic | GWh | After Competition Groups | 15.6952 | 176008.3537 | 0.17601 | 6352.3571 | 0.0024708 | 24 | Industrial_2033_Economic_GWh_After Competition Groups_24 | Process Improvements | 0.2471% | 0.17601 | 15.6952 | Industrial_2033_Economic_GWh_After Competition Groups_Process Improvements
Industrial | Ind ¦ Refrigeration Compressor VFD | 2033 | Economic | GWh | After Competition Groups | 15.2935 | 543262.901 | 0.54326 | 6352.3571 | 0.0024075 | 25 | Industrial_2033_Economic_GWh_After Competition Groups_25 | Refrigeration Compressor VFD | 0.2408% | 0.54326 | 15.2935 | Industrial_2033_Economic_GWh_After Competition Groups_Refrigeration Compressor VFD
Industrial | Ind ¦ Dairy Pre-Cooler | 2033 | Achievable | GWh | After Competition Groups | 8.8232 | 544363.2245 | 0.54436 | 3747.8442 | 0.0023542 | 24 | Industrial_2033_Achievable_GWh_After Competition Groups_24 | Dairy Pre-Cooler | 0.2354% | 0.54436 | 8.8232 | Industrial_2033_Achievable_GWh_After Competition Groups_Dairy Pre-Cooler
Industrial | Ind ¦ Process Improvements | 2033 | Technical | GWh | After Competition Groups | 15.6952 | 176008.3537 | 0.17601 | 6850.1712 | 0.0022912 | 30 | Industrial_2033_Technical_GWh_After Competition Groups_30 | Process Improvements | 0.2291% | 0.17601 | 15.6952 | Industrial_2033_Technical_GWh_After Competition Groups_Process Improvements
Industrial | Ind ¦ Refrigeration Compressor VFD | 2033 | Technical | GWh | After Competition Groups | 15.2935 | 543262.901 | 0.54326 | 6850.1712 | 0.0022326 | 31 | Industrial_2033_Technical_GWh_After Competition Groups_31 | Refrigeration Compressor VFD | 0.2233% | 0.54326 | 15.2935 | Industrial_2033_Technical_GWh_After Competition Groups_Refrigeration Compressor VFD
Industrial | Ind ¦ Improved Controls - Process Heating | 2033 | Achievable | GWh | After Competition Groups | 7.421 | 147996.8775 | 0.148 | 3747.8442 | 0.0019801 | 25 | Industrial_2033_Achievable_GWh_After Competition Groups_25 | Improved Controls - Process Heating | 0.198% | 0.148 | 7.421 | Industrial_2033_Achievable_GWh_After Competition Groups_Improved Controls - Process Heating
Industrial | Ind ¦ Chiller Optimization | 2033 | Technical | GWh | After Competition Groups | 11.3821 | 0 | 0 | 6850.1712 | 0.0016616 | 32 | Industrial_2033_Technical_GWh_After Competition Groups_32 | Chiller Optimization | 0.1662% | 0 | 11.3821 | Industrial_2033_Technical_GWh_After Competition Groups_Chiller Optimization
Industrial | Ind ¦ Free Cooling | 2033 | Economic | GWh | After Competition Groups | 10.4736 | 937124.7208 | 0.93712 | 6352.3571 | 0.0016488 | 26 | Industrial_2033_Economic_GWh_After Competition Groups_26 | Free Cooling | 0.1649% | 0.93712 | 10.4736 | Industrial_2033_Economic_GWh_After Competition Groups_Free Cooling
Industrial | Ind ¦ Efficient Transformer | 2033 | Technical | GWh | After Competition Groups | 11.2708 | 0 | 0 | 6850.1712 | 0.0016453 | 33 | Industrial_2033_Technical_GWh_After Competition Groups_33 | Efficient Transformer | 0.1645% | 0 | 11.2708 | Industrial_2033_Technical_GWh_After Competition Groups_Efficient Transformer
Industrial | Ind ¦ Improved Controls - Process Heating | 2033 | Economic | GWh | After Competition Groups | 10.33 | 147996.8775 | 0.148 | 6352.3571 | 0.0016262 | 27 | Industrial_2033_Economic_GWh_After Competition Groups_27 | Improved Controls - Process Heating | 0.1626% | 0.148 | 10.33 | Industrial_2033_Economic_GWh_After Competition Groups_Improved Controls - Process Heating
Industrial | Ind ¦ High Efficiency Welders | 2033 | Technical | GWh | After Competition Groups | 10.8842 | 0 | 0 | 6850.1712 | 0.0015889 | 34 | Industrial_2033_Technical_GWh_After Competition Groups_34 | High Efficiency Welders | 0.1589% | 0 | 10.8842 | Industrial_2033_Technical_GWh_After Competition Groups_High Efficiency Welders
Industrial | Ind ¦ Free Cooling | 2033 | Technical | GWh | After Competition Groups | 10.4736 | 937124.7208 | 0.93712 | 6850.1712 | 0.001529 | 35 | Industrial_2033_Technical_GWh_After Competition Groups_35 | Free Cooling | 0.1529% | 0.93712 | 10.4736 | Industrial_2033_Technical_GWh_After Competition Groups_Free Cooling
Industrial | Ind ¦ Improved Controls - Process Heating | 2033 | Technical | GWh | After Competition Groups | 10.33 | 147996.8775 | 0.148 | 6850.1712 | 0.001508 | 36 | Industrial_2033_Technical_GWh_After Competition Groups_36 | Improved Controls - Process Heating | 0.1508% | 0.148 | 10.33 | Industrial_2033_Technical_GWh_After Competition Groups_Improved Controls - Process Heating
Industrial | Ind ¦ Cooling Tower Optimization | 2033 | Economic | GWh | After Competition Groups | 8.6357 | 383728.0034 | 0.38373 | 6352.3571 | 0.0013594 | 28 | Industrial_2033_Economic_GWh_After Competition Groups_28 | Cooling Tower Optimization | 0.1359% | 0.38373 | 8.6357 | Industrial_2033_Economic_GWh_After Competition Groups_Cooling Tower Optimization
Industrial | Ind ¦ Cooling Tower Optimization | 2033 | Technical | GWh | After Competition Groups | 8.6357 | 383728.0034 | 0.38373 | 6850.1712 | 0.0012607 | 37 | Industrial_2033_Technical_GWh_After Competition Groups_37 | Cooling Tower Optimization | 0.1261% | 0.38373 | 8.6357 | Industrial_2033_Technical_GWh_After Competition Groups_Cooling Tower Optimization
Industrial | Ind ¦ Low Energy Livestock Waterers | 2033 | Achievable | GWh | After Competition Groups | 4.635 | 772062.544 | 0.77206 | 3747.8442 | 0.0012367 | 26 | Industrial_2033_Achievable_GWh_After Competition Groups_26 | Low Energy Livestock Waterers | 0.1237% | 0.77206 | 4.635 | Industrial_2033_Achievable_GWh_After Competition Groups_Low Energy Livestock Waterers
Industrial | Ind ¦ Engine Block Heater Timer | 2033 | Achievable | GWh | After Competition Groups | 4.5135 | 51034.9411 | 0.051035 | 3747.8442 | 0.0012043 | 27 | Industrial_2033_Achievable_GWh_After Competition Groups_27 | Engine Block Heater Timer | 0.1204% | 0.051035 | 4.5135 | Industrial_2033_Achievable_GWh_After Competition Groups_Engine Block Heater Timer
Industrial | Ind ¦ Engine Block Heater Timer | 2033 | Economic | GWh | After Competition Groups | 6.1877 | 51034.9411 | 0.051035 | 6352.3571 | 0.00097408 | 29 | Industrial_2033_Economic_GWh_After Competition Groups_29 | Engine Block Heater Timer | 0.09741% | 0.051035 | 6.1877 | Industrial_2033_Economic_GWh_After Competition Groups_Engine Block Heater Timer
Industrial | Ind ¦ Engine Block Heater Timer | 2033 | Technical | GWh | After Competition Groups | 6.1877 | 51034.9411 | 0.051035 | 6850.1712 | 0.00090329 | 38 | Industrial_2033_Technical_GWh_After Competition Groups_38 | Engine Block Heater Timer | 0.09033% | 0.051035 | 6.1877 | Industrial_2033_Technical_GWh_After Competition Groups_Engine Block Heater Timer
Industrial | Ind ¦ Efficient Refrigeration Compressor | 2033 | Achievable | GWh | After Competition Groups | 3.0057 | 33752.7617 | 0.033753 | 3747.8442 | 0.00080198 | 28 | Industrial_2033_Achievable_GWh_After Competition Groups_28 | Efficient Refrigeration Compressor | 0.0802% | 0.033753 | 3.0057 | Industrial_2033_Achievable_GWh_After Competition Groups_Efficient Refrigeration Compressor
Industrial | Ind ¦ Heat Lamps/Heat Pad | 2033 | Technical | GWh | After Competition Groups | 4.9052 | 126445.9687 | 0.12645 | 6850.1712 | 0.00071607 | 39 | Industrial_2033_Technical_GWh_After Competition Groups_39 | Heat Lamps/Heat Pad | 0.07161% | 0.12645 | 4.9052 | Industrial_2033_Technical_GWh_After Competition Groups_Heat Lamps/Heat Pad
Industrial | Ind ¦ Free Cooling | 2033 | Achievable | GWh | After Competition Groups | 2.3911 | 937124.7208 | 0.93712 | 3747.8442 | 0.000638 | 29 | Industrial_2033_Achievable_GWh_After Competition Groups_29 | Free Cooling | 0.0638% | 0.93712 | 2.3911 | Industrial_2033_Achievable_GWh_After Competition Groups_Free Cooling
Industrial | Ind ¦ Efficient Refrigeration Compressor | 2033 | Economic | GWh | After Competition Groups | 3.7482 | 33752.7617 | 0.033753 | 6352.3571 | 0.00059005 | 30 | Industrial_2033_Economic_GWh_After Competition Groups_30 | Efficient Refrigeration Compressor | 0.059% | 0.033753 | 3.7482 | Industrial_2033_Economic_GWh_After Competition Groups_Efficient Refrigeration Compressor
Industrial | Ind ¦ Low Energy Livestock Waterers | 2033 | Economic | GWh | After Competition Groups | 3.5711 | 772062.544 | 0.77206 | 6352.3571 | 0.00056217 | 31 | Industrial_2033_Economic_GWh_After Competition Groups_31 | Low Energy Livestock Waterers | 0.05622% | 0.77206 | 3.5711 | Industrial_2033_Economic_GWh_After Competition Groups_Low Energy Livestock Waterers
Industrial | Ind ¦ Efficient Refrigeration Compressor | 2033 | Technical | GWh | After Competition Groups | 3.7482 | 33752.7617 | 0.033753 | 6850.1712 | 0.00054717 | 40 | Industrial_2033_Technical_GWh_After Competition Groups_40 | Efficient Refrigeration Compressor | 0.05472% | 0.033753 | 3.7482 | Industrial_2033_Technical_GWh_After Competition Groups_Efficient Refrigeration Compressor
Industrial | Ind ¦ Air Compressor Heat Recovery | 2033 | Achievable | GWh | After Competition Groups | 1.9292 | 44462.0098 | 0.044462 | 3747.8442 | 0.00051474 | 30 | Industrial_2033_Achievable_GWh_After Competition Groups_30 | Air Compressor Heat Recovery | 0.05147% | 0.044462 | 1.9292 | Industrial_2033_Achievable_GWh_After Competition Groups_Air Compressor Heat Recovery
Industrial | Ind ¦ Air Compressor Heat Recovery | 2033 | Economic | GWh | After Competition Groups | 2.7262 | 44462.0098 | 0.044462 | 6352.3571 | 0.00042917 | 32 | Industrial_2033_Economic_GWh_After Competition Groups_32 | Air Compressor Heat Recovery | 0.04292% | 0.044462 | 2.7262 | Industrial_2033_Economic_GWh_After Competition Groups_Air Compressor Heat Recovery
Industrial | Ind ¦ Air Compressor Heat Recovery | 2033 | Technical | GWh | After Competition Groups | 2.7262 | 44462.0098 | 0.044462 | 6850.1712 | 0.00039798 | 41 | Industrial_2033_Technical_GWh_After Competition Groups_41 | Air Compressor Heat Recovery | 0.0398% | 0.044462 | 2.7262 | Industrial_2033_Technical_GWh_After Competition Groups_Air Compressor Heat Recovery
Industrial | Ind ¦ Creep Heat Controller | 2033 | Technical | GWh | After Competition Groups | 2.5501 | 0 | 0 | 6850.1712 | 0.00037227 | 42 | Industrial_2033_Technical_GWh_After Competition Groups_42 | Creep Heat Controller | 0.03723% | 0 | 2.5501 | Industrial_2033_Technical_GWh_After Competition Groups_Creep Heat Controller
Industrial | Ind ¦ Cooling Tower Optimization | 2033 | Achievable | GWh | After Competition Groups | 1.3444 | 383728.0034 | 0.38373 | 3747.8442 | 0.00035872 | 31 | Industrial_2033_Achievable_GWh_After Competition Groups_31 | Cooling Tower Optimization | 0.03587% | 0.38373 | 1.3444 | Industrial_2033_Achievable_GWh_After Competition Groups_Cooling Tower Optimization
Industrial | Ind ¦ Optimize Compressed Air Dryer | 2033 | Technical | GWh | After Competition Groups | 1.9686 | 0 | 0 | 6850.1712 | 0.00028738 | 43 | Industrial_2033_Technical_GWh_After Competition Groups_43 | Optimize Compressed Air Dryer | 0.02874% | 0 | 1.9686 | Industrial_2033_Technical_GWh_After Competition Groups_Optimize Compressed Air Dryer
Industrial | Ind ¦ Synchronous Belts | 2033 | Achievable | GWh | After Competition Groups | 0.92522 | 603322.0041 | 0.60332 | 3747.8442 | 0.00024687 | 32 | Industrial_2033_Achievable_GWh_After Competition Groups_32 | Synchronous Belts | 0.02469% | 0.60332 | 0.92522 | Industrial_2033_Achievable_GWh_After Competition Groups_Synchronous Belts
Industrial | Ind ¦ Dual and Natural Exhaust Ventilation Systems | 2033 | Technical | GWh | After Competition Groups | 1.4548 | 58246.401 | 0.058246 | 6850.1712 | 0.00021237 | 44 | Industrial_2033_Technical_GWh_After Competition Groups_44 | Dual and Natural Exhaust Ventilation Systems | 0.02124% | 0.058246 | 1.4548 | Industrial_2033_Technical_GWh_After Competition Groups_Dual and Natural Exhaust Ventilation Systems
Industrial | Ind ¦ Dairy Water Heater | 2033 | Economic | GWh | After Competition Groups | 0.92226 | 33023.0231 | 0.033023 | 6352.3571 | 0.00014518 | 33 | Industrial_2033_Economic_GWh_After Competition Groups_33 | Dairy Water Heater | 0.01452% | 0.033023 | 0.92226 | Industrial_2033_Economic_GWh_After Competition Groups_Dairy Water Heater
Industrial | Ind ¦ Dairy Water Heater | 2033 | Achievable | GWh | After Competition Groups | 0.54325 | 33023.0231 | 0.033023 | 3747.8442 | 0.00014495 | 33 | Industrial_2033_Achievable_GWh_After Competition Groups_33 | Dairy Water Heater | 0.0145% | 0.033023 | 0.54325 | Industrial_2033_Achievable_GWh_After Competition Groups_Dairy Water Heater
Industrial | Ind ¦ Dairy Water Heater | 2033 | Technical | GWh | After Competition Groups | 0.92226 | 33023.0231 | 0.033023 | 6850.1712 | 0.00013463 | 45 | Industrial_2033_Technical_GWh_After Competition Groups_45 | Dairy Water Heater | 0.01346% | 0.033023 | 0.92226 | Industrial_2033_Technical_GWh_After Competition Groups_Dairy Water Heater
Industrial | Ind ¦ Heat Lamps/Heat Pad | 2033 | Achievable | GWh | After Competition Groups | 0.46194 | 126445.9687 | 0.12645 | 3747.8442 | 0.00012326 | 34 | Industrial_2033_Achievable_GWh_After Competition Groups_34 | Heat Lamps/Heat Pad | 0.01233% | 0.12645 | 0.46194 | Industrial_2033_Achievable_GWh_After Competition Groups_Heat Lamps/Heat Pad
Industrial | Ind ¦ Heat Lamps/Heat Pad | 2033 | Economic | GWh | After Competition Groups | 0.16168 | 126445.9687 | 0.12645 | 6352.3571 | 2.5452e-05 | 34 | Industrial_2033_Economic_GWh_After Competition Groups_34 | Heat Lamps/Heat Pad | 0.002545% | 0.12645 | 0.16168 | Industrial_2033_Economic_GWh_After Competition Groups_Heat Lamps/Heat Pad
Industrial | Ind ¦ Dual and Natural Exhaust Ventilation Systems | 2033 | Achievable | GWh | After Competition Groups | 0.051781 | 58246.401 | 0.058246 | 3747.8442 | 1.3816e-05 | 35 | Industrial_2033_Achievable_GWh_After Competition Groups_35 | Dual and Natural Exhaust Ventilation Systems | 0.001382% | 0.058246 | 0.051781 | Industrial_2033_Achievable_GWh_After Competition Groups_Dual and Natural Exhaust Ventilation Systems
Industrial | Ind ¦ Dual and Natural Exhaust Ventilation Systems | 2033 | Economic | GWh | After Competition Groups | 0.05528 | 58246.401 | 0.058246 | 6352.3571 | 8.7023e-06 | 35 | Industrial_2033_Economic_GWh_After Competition Groups_35 | Dual and Natural Exhaust Ventilation Systems | 0.0008702% | 0.058246 | 0.05528 | Industrial_2033_Economic_GWh_After Competition Groups_Dual and Natural Exhaust Ventilation Systems
Industrial | Ind ¦ Creep Heat Controller | 2033 | Achievable | GWh | After Competition Groups | 0 | 0 | 0 | 3747.8442 | 0 | 36 | Industrial_2033_Achievable_GWh_After Competition Groups_36 | Creep Heat Controller | 0% | 0 | 0 | Industrial_2033_Achievable_GWh_After Competition Groups_Creep Heat Controller
Industrial | Ind ¦ Creep Heat Controller | 2033 | Economic | GWh | After Competition Groups | 0 | 0 | 0 | 6352.3571 | 0 | 36 | Industrial_2033_Economic_GWh_After Competition Groups_36 | Creep Heat Controller | 0% | 0 | 0 | Industrial_2033_Economic_GWh_After Competition Groups_Creep Heat Controller
Industrial | Ind ¦ Efficient Transformer | 2033 | Achievable | GWh | After Competition Groups | 0 | 0 | 0 | 3747.8442 | 0 | 37 | Industrial_2033_Achievable_GWh_After Competition Groups_37 | Efficient Transformer | 0% | 0 | 0 | Industrial_2033_Achievable_GWh_After Competition Groups_Efficient Transformer
Industrial | Ind ¦ Efficient Transformer | 2033 | Economic | GWh | After Competition Groups | 0 | 0 | 0 | 6352.3571 | 0 | 37 | Industrial_2033_Economic_GWh_After Competition Groups_37 | Efficient Transformer | 0% | 0 | 0 | Industrial_2033_Economic_GWh_After Competition Groups_Efficient Transformer
Industrial | Ind ¦ High Efficiency Welders | 2033 | Achievable | GWh | After Competition Groups | 0 | 0 | 0 | 3747.8442 | 0 | 38 | Industrial_2033_Achievable_GWh_After Competition Groups_38 | High Efficiency Welders | 0% | 0 | 0 | Industrial_2033_Achievable_GWh_After Competition Groups_High Efficiency Welders
Industrial | Ind ¦ High Efficiency Welders | 2033 | Economic | GWh | After Competition Groups | 0 | 0 | 0 | 6352.3571 | 0 | 38 | Industrial_2033_Economic_GWh_After Competition Groups_38 | High Efficiency Welders | 0% | 0 | 0 | Industrial_2033_Economic_GWh_After Competition Groups_High Efficiency Welders
Industrial | Ind ¦ HVLS Fans | 2033 | Achievable | GWh | After Competition Groups | 0 | 0 | 0 | 3747.8442 | 0 | 39 | Industrial_2033_Achievable_GWh_After Competition Groups_39 | HVLS Fans | 0% | 0 | 0 | Industrial_2033_Achievable_GWh_After Competition Groups_HVLS Fans
Industrial | Ind ¦ HVLS Fans | 2033 | Economic | GWh | After Competition Groups | 0 | 0 | 0 | 6352.3571 | 0 | 39 | Industrial_2033_Economic_GWh_After Competition Groups_39 | HVLS Fans | 0% | 0 | 0 | Industrial_2033_Economic_GWh_After Competition Groups_HVLS Fans
Industrial | Ind ¦ Optimize Compressed Air Dryer | 2033 | Achievable | GWh | After Competition Groups | 0 | 0 | 0 | 3747.8442 | 0 | 40 | Industrial_2033_Achievable_GWh_After Competition Groups_40 | Optimize Compressed Air Dryer | 0% | 0 | 0 | Industrial_2033_Achievable_GWh_After Competition Groups_Optimize Compressed Air Dryer
Industrial | Ind ¦ Optimize Compressed Air Dryer | 2033 | Economic | GWh | After Competition Groups | 0 | 0 | 0 | 6352.3571 | 0 | 40 | Industrial_2033_Economic_GWh_After Competition Groups_40 | Optimize Compressed Air Dryer | 0% | 0 | 0 | Industrial_2033_Economic_GWh_After Competition Groups_Optimize Compressed Air Dryer
Industrial | Ind ¦ Premium Efficient Motors | 2033 | Achievable | GWh | After Competition Groups | 0 | 0 | 0 | 3747.8442 | 0 | 41 | Industrial_2033_Achievable_GWh_After Competition Groups_41 | Premium Efficient Motors | 0% | 0 | 0 | Industrial_2033_Achievable_GWh_After Competition Groups_Premium Efficient Motors
Industrial | Ind ¦ Premium Efficient Motors | 2033 | Economic | GWh | After Competition Groups | 0 | 0 | 0 | 6352.3571 | 0 | 41 | Industrial_2033_Economic_GWh_After Competition Groups_41 | Premium Efficient Motors | 0% | 0 | 0 | Industrial_2033_Economic_GWh_After Competition Groups_Premium Efficient Motors
Industrial | Ind ¦ Pump System Optimization | 2034 | Economic | GWh | After Competition Groups | 1105.1732 | 33330487.0042 | 33.3305 | 6425.115 | 0.17201 | 1 | Industrial_2034_Economic_GWh_After Competition Groups_1 | Pump System Optimization | 17.2% | 33.3305 | 1105.1732 | Industrial_2034_Economic_GWh_After Competition Groups_Pump System Optimization
Industrial | Ind ¦ Pump System Optimization | 2034 | Achievable | GWh | After Competition Groups | 677.2889 | 33330487.0042 | 33.3305 | 4084.1196 | 0.16583 | 1 | Industrial_2034_Achievable_GWh_After Competition Groups_1 | Pump System Optimization | 16.58% | 33.3305 | 677.2889 | Industrial_2034_Achievable_GWh_After Competition Groups_Pump System Optimization
Industrial | Ind ¦ Pump System Optimization | 2034 | Technical | GWh | After Competition Groups | 1125.9528 | 33330487.0042 | 33.3305 | 6924.9445 | 0.16259 | 1 | Industrial_2034_Technical_GWh_After Competition Groups_1 | Pump System Optimization | 16.26% | 33.3305 | 1125.9528 | Industrial_2034_Technical_GWh_After Competition Groups_Pump System Optimization
Industrial | Ind ¦ Air Leak Survey and Repair | 2034 | Achievable | GWh | After Competition Groups | 444.0609 | 645377.393 | 0.64538 | 4084.1196 | 0.10873 | 2 | Industrial_2034_Achievable_GWh_After Competition Groups_2 | Air Leak Survey and Repair | 10.87% | 0.64538 | 444.0609 | Industrial_2034_Achievable_GWh_After Competition Groups_Air Leak Survey and Repair
Industrial | Ind ¦ HE Lighting | 2034 | Economic | GWh | After Competition Groups | 694.5357 | 34074123.4616 | 34.0741 | 6425.115 | 0.1081 | 2 | Industrial_2034_Economic_GWh_After Competition Groups_2 | HE Lighting | 10.81% | 34.0741 | 694.5357 | Industrial_2034_Economic_GWh_After Competition Groups_HE Lighting
Industrial | Ind ¦ HE Lighting | 2034 | Technical | GWh | After Competition Groups | 744.2748 | 34074123.4616 | 34.0741 | 6924.9445 | 0.10748 | 2 | Industrial_2034_Technical_GWh_After Competition Groups_2 | HE Lighting | 10.75% | 34.0741 | 744.2748 | Industrial_2034_Technical_GWh_After Competition Groups_HE Lighting
Industrial | Ind ¦ Greenhouse Grow Lights | 2034 | Achievable | GWh | After Competition Groups | 388.9401 | 14373542.6358 | 14.3735 | 4084.1196 | 0.095232 | 3 | Industrial_2034_Achievable_GWh_After Competition Groups_3 | Greenhouse Grow Lights | 9.523% | 14.3735 | 388.9401 | Industrial_2034_Achievable_GWh_After Competition Groups_Greenhouse Grow Lights
Industrial | Ind ¦ Air Compressor Optimization | 2034 | Achievable | GWh | After Competition Groups | 375.5369 | 1431301.7165 | 1.4313 | 4084.1196 | 0.091951 | 4 | Industrial_2034_Achievable_GWh_After Competition Groups_4 | Air Compressor Optimization | 9.195% | 1.4313 | 375.5369 | Industrial_2034_Achievable_GWh_After Competition Groups_Air Compressor Optimization
Industrial | Ind ¦ Air Leak Survey and Repair | 2034 | Economic | GWh | After Competition Groups | 582.1564 | 645377.393 | 0.64538 | 6425.115 | 0.090606 | 3 | Industrial_2034_Economic_GWh_After Competition Groups_3 | Air Leak Survey and Repair | 9.061% | 0.64538 | 582.1564 | Industrial_2034_Economic_GWh_After Competition Groups_Air Leak Survey and Repair
Industrial | Ind ¦ Greenhouse Grow Lights | 2034 | Economic | GWh | After Competition Groups | 580.6833 | 14373542.6358 | 14.3735 | 6425.115 | 0.090377 | 4 | Industrial_2034_Economic_GWh_After Competition Groups_4 | Greenhouse Grow Lights | 9.038% | 14.3735 | 580.6833 | Industrial_2034_Economic_GWh_After Competition Groups_Greenhouse Grow Lights
Industrial | Ind ¦ Pump Equipment Upgrade | 2034 | Achievable | GWh | After Competition Groups | 347.0305 | 18401022.3212 | 18.401 | 4084.1196 | 0.084971 | 5 | Industrial_2034_Achievable_GWh_After Competition Groups_5 | Pump Equipment Upgrade | 8.497% | 18.401 | 347.0305 | Industrial_2034_Achievable_GWh_After Competition Groups_Pump Equipment Upgrade
Industrial | Ind ¦ Air Leak Survey and Repair | 2034 | Technical | GWh | After Competition Groups | 582.1564 | 645377.393 | 0.64538 | 6924.9445 | 0.084067 | 3 | Industrial_2034_Technical_GWh_After Competition Groups_3 | Air Leak Survey and Repair | 8.407% | 0.64538 | 582.1564 | Industrial_2034_Technical_GWh_After Competition Groups_Air Leak Survey and Repair
Industrial | Ind ¦ Recommissioning | 2034 | Achievable | GWh | After Competition Groups | 342.6129 | 2939960.3166 | 2.94 | 4084.1196 | 0.083889 | 6 | Industrial_2034_Achievable_GWh_After Competition Groups_6 | Recommissioning | 8.389% | 2.94 | 342.6129 | Industrial_2034_Achievable_GWh_After Competition Groups_Recommissioning
Industrial | Ind ¦ SEM | 2034 | Achievable | GWh | After Competition Groups | 342.6129 | 2939960.3166 | 2.94 | 4084.1196 | 0.083889 | 7 | Industrial_2034_Achievable_GWh_After Competition Groups_7 | SEM | 8.389% | 2.94 | 342.6129 | Industrial_2034_Achievable_GWh_After Competition Groups_SEM
Industrial | Ind ¦ Greenhouse Grow Lights | 2034 | Technical | GWh | After Competition Groups | 580.6833 | 14373542.6358 | 14.3735 | 6924.9445 | 0.083854 | 4 | Industrial_2034_Technical_GWh_After Competition Groups_4 | Greenhouse Grow Lights | 8.385% | 14.3735 | 580.6833 | Industrial_2034_Technical_GWh_After Competition Groups_Greenhouse Grow Lights
Industrial | Ind ¦ Pump Equipment Upgrade | 2034 | Economic | GWh | After Competition Groups | 529.8522 | 18401022.3212 | 18.401 | 6425.115 | 0.082466 | 5 | Industrial_2034_Economic_GWh_After Competition Groups_5 | Pump Equipment Upgrade | 8.247% | 18.401 | 529.8522 | Industrial_2034_Economic_GWh_After Competition Groups_Pump Equipment Upgrade
Industrial | Ind ¦ Air Compressor Optimization | 2034 | Economic | GWh | After Competition Groups | 512.2266 | 1431301.7165 | 1.4313 | 6425.115 | 0.079723 | 6 | Industrial_2034_Economic_GWh_After Competition Groups_6 | Air Compressor Optimization | 7.972% | 1.4313 | 512.2266 | Industrial_2034_Economic_GWh_After Competition Groups_Air Compressor Optimization
Industrial | Ind ¦ Pump Equipment Upgrade | 2034 | Technical | GWh | After Competition Groups | 529.8522 | 18401022.3212 | 18.401 | 6924.9445 | 0.076514 | 5 | Industrial_2034_Technical_GWh_After Competition Groups_5 | Pump Equipment Upgrade | 7.651% | 18.401 | 529.8522 | Industrial_2034_Technical_GWh_After Competition Groups_Pump Equipment Upgrade
Industrial | Ind ¦ Air Compressor Optimization | 2034 | Technical | GWh | After Competition Groups | 512.2266 | 1431301.7165 | 1.4313 | 6924.9445 | 0.073968 | 6 | Industrial_2034_Technical_GWh_After Competition Groups_6 | Air Compressor Optimization | 7.397% | 1.4313 | 512.2266 | Industrial_2034_Technical_GWh_After Competition Groups_Air Compressor Optimization
Industrial | Ind ¦ Efficient Compressed Air Nozzles | 2034 | Economic | GWh | After Competition Groups | 443.4867 | 609736.328 | 0.60974 | 6425.115 | 0.069024 | 7 | Industrial_2034_Economic_GWh_After Competition Groups_7 | Efficient Compressed Air Nozzles | 6.902% | 0.60974 | 443.4867 | Industrial_2034_Economic_GWh_After Competition Groups_Efficient Compressed Air Nozzles
Industrial | Ind ¦ Recommissioning | 2034 | Economic | GWh | After Competition Groups | 441.0428 | 2939960.3166 | 2.94 | 6425.115 | 0.068644 | 8 | Industrial_2034_Economic_GWh_After Competition Groups_8 | Recommissioning | 6.864% | 2.94 | 441.0428 | Industrial_2034_Economic_GWh_After Competition Groups_Recommissioning
Industrial | Ind ¦ SEM | 2034 | Economic | GWh | After Competition Groups | 441.0428 | 2939960.3166 | 2.94 | 6425.115 | 0.068644 | 9 | Industrial_2034_Economic_GWh_After Competition Groups_9 | SEM | 6.864% | 2.94 | 441.0428 | Industrial_2034_Economic_GWh_After Competition Groups_SEM
Industrial | Ind ¦ HE Lighting | 2034 | Achievable | GWh | After Competition Groups | 268.4275 | 34074123.4616 | 34.0741 | 4084.1196 | 0.065725 | 8 | Industrial_2034_Achievable_GWh_After Competition Groups_8 | HE Lighting | 6.572% | 34.0741 | 268.4275 | Industrial_2034_Achievable_GWh_After Competition Groups_HE Lighting
Industrial | Ind ¦ Efficient Compressed Air Nozzles | 2034 | Achievable | GWh | After Competition Groups | 263.9685 | 609736.328 | 0.60974 | 4084.1196 | 0.064633 | 9 | Industrial_2034_Achievable_GWh_After Competition Groups_9 | Efficient Compressed Air Nozzles | 6.463% | 0.60974 | 263.9685 | Industrial_2034_Achievable_GWh_After Competition Groups_Efficient Compressed Air Nozzles
Industrial | Ind ¦ Efficient Compressed Air Nozzles | 2034 | Technical | GWh | After Competition Groups | 443.4867 | 609736.328 | 0.60974 | 6924.9445 | 0.064042 | 7 | Industrial_2034_Technical_GWh_After Competition Groups_7 | Efficient Compressed Air Nozzles | 6.404% | 0.60974 | 443.4867 | Industrial_2034_Technical_GWh_After Competition Groups_Efficient Compressed Air Nozzles
Industrial | Ind ¦ Recommissioning | 2034 | Technical | GWh | After Competition Groups | 441.0428 | 2939960.3166 | 2.94 | 6924.9445 | 0.063689 | 8 | Industrial_2034_Technical_GWh_After Competition Groups_8 | Recommissioning | 6.369% | 2.94 | 441.0428 | Industrial_2034_Technical_GWh_After Competition Groups_Recommissioning
Industrial | Ind ¦ SEM | 2034 | Technical | GWh | After Competition Groups | 441.0428 | 2939960.3166 | 2.94 | 6924.9445 | 0.063689 | 9 | Industrial_2034_Technical_GWh_After Competition Groups_9 | SEM | 6.369% | 2.94 | 441.0428 | Industrial_2034_Technical_GWh_After Competition Groups_SEM
Industrial | Ind ¦ High Efficiency HVAC Fans | 2034 | Achievable | GWh | After Competition Groups | 243.4272 | 3074172.2955 | 3.0742 | 4084.1196 | 0.059603 | 10 | Industrial_2034_Achievable_GWh_After Competition Groups_10 | High Efficiency HVAC Fans | 5.96% | 3.0742 | 243.4272 | Industrial_2034_Achievable_GWh_After Competition Groups_High Efficiency HVAC Fans
Industrial | Ind ¦ High Efficiency HVAC Fans | 2034 | Economic | GWh | After Competition Groups | 356.1939 | 3074172.2955 | 3.0742 | 6425.115 | 0.055438 | 10 | Industrial_2034_Economic_GWh_After Competition Groups_10 | High Efficiency HVAC Fans | 5.544% | 3.0742 | 356.1939 | Industrial_2034_Economic_GWh_After Competition Groups_High Efficiency HVAC Fans
Industrial | Ind ¦ High Efficiency HVAC Fans | 2034 | Technical | GWh | After Competition Groups | 356.1939 | 3074172.2955 | 3.0742 | 6924.9445 | 0.051436 | 10 | Industrial_2034_Technical_GWh_After Competition Groups_10 | High Efficiency HVAC Fans | 5.144% | 3.0742 | 356.1939 | Industrial_2034_Technical_GWh_After Competition Groups_High Efficiency HVAC Fans
Industrial | Ind ¦ Process Optimization (Elec) | 2034 | Economic | GWh | After Competition Groups | 162.2433 | 374451.3715 | 0.37445 | 6425.115 | 0.025251 | 11 | Industrial_2034_Economic_GWh_After Competition Groups_11 | Process Optimization (Elec) | 2.525% | 0.37445 | 162.2433 | Industrial_2034_Economic_GWh_After Competition Groups_Process Optimization (Elec)
Industrial | Ind ¦ Process Optimization (Elec) | 2034 | Technical | GWh | After Competition Groups | 162.2433 | 374451.3715 | 0.37445 | 6924.9445 | 0.023429 | 11 | Industrial_2034_Technical_GWh_After Competition Groups_11 | Process Optimization (Elec) | 2.343% | 0.37445 | 162.2433 | Industrial_2034_Technical_GWh_After Competition Groups_Process Optimization (Elec)
Industrial | Ind ¦ Premium Efficient Motors | 2034 | Technical | GWh | After Competition Groups | 152.3118 | 0 | 0 | 6924.9445 | 0.021995 | 12 | Industrial_2034_Technical_GWh_After Competition Groups_12 | Premium Efficient Motors | 2.199% | 0 | 152.3118 | Industrial_2034_Technical_GWh_After Competition Groups_Premium Efficient Motors
Industrial | Ind ¦ Fan System Optimization | 2034 | Achievable | GWh | After Competition Groups | 53.2049 | 1651355.9958 | 1.6514 | 4084.1196 | 0.013027 | 11 | Industrial_2034_Achievable_GWh_After Competition Groups_11 | Fan System Optimization | 1.303% | 1.6514 | 53.2049 | Industrial_2034_Achievable_GWh_After Competition Groups_Fan System Optimization
Industrial | Ind ¦ Material Handling Improvements | 2034 | Achievable | GWh | After Competition Groups | 46.9801 | 177175.2198 | 0.17718 | 4084.1196 | 0.011503 | 12 | Industrial_2034_Achievable_GWh_After Competition Groups_12 | Material Handling Improvements | 1.15% | 0.17718 | 46.9801 | Industrial_2034_Achievable_GWh_After Competition Groups_Material Handling Improvements
Industrial | Ind ¦ Pulp and Paper Process Improvements | 2034 | Achievable | GWh | After Competition Groups | 45.3662 | 1925608.3805 | 1.9256 | 4084.1196 | 0.011108 | 13 | Industrial_2034_Achievable_GWh_After Competition Groups_13 | Pulp and Paper Process Improvements | 1.111% | 1.9256 | 45.3662 | Industrial_2034_Achievable_GWh_After Competition Groups_Pulp and Paper Process Improvements
Industrial | Ind ¦ Fan System Optimization | 2034 | Economic | GWh | After Competition Groups | 70.6477 | 1651355.9958 | 1.6514 | 6425.115 | 0.010996 | 12 | Industrial_2034_Economic_GWh_After Competition Groups_12 | Fan System Optimization | 1.1% | 1.6514 | 70.6477 | Industrial_2034_Economic_GWh_After Competition Groups_Fan System Optimization
Industrial | Ind ¦ Efficient Irrigation | 2034 | Economic | GWh | After Competition Groups | 69.2464 | 2356307.5807 | 2.3563 | 6425.115 | 0.010777 | 13 | Industrial_2034_Economic_GWh_After Competition Groups_13 | Efficient Irrigation | 1.078% | 2.3563 | 69.2464 | Industrial_2034_Economic_GWh_After Competition Groups_Efficient Irrigation
Industrial | Ind ¦ HE HVAC Controls | 2034 | Technical | GWh | After Competition Groups | 74.4233 | 0 | 0 | 6924.9445 | 0.010747 | 13 | Industrial_2034_Technical_GWh_After Competition Groups_13 | HE HVAC Controls | 1.075% | 0 | 74.4233 | Industrial_2034_Technical_GWh_After Competition Groups_HE HVAC Controls
Industrial | Ind ¦ Fan System Optimization | 2034 | Technical | GWh | After Competition Groups | 70.6477 | 1651355.9958 | 1.6514 | 6924.9445 | 0.010202 | 14 | Industrial_2034_Technical_GWh_After Competition Groups_14 | Fan System Optimization | 1.02% | 1.6514 | 70.6477 | Industrial_2034_Technical_GWh_After Competition Groups_Fan System Optimization
Industrial | Ind ¦ Material Handling Improvements | 2034 | Economic | GWh | After Competition Groups | 64.7266 | 177175.2198 | 0.17718 | 6425.115 | 0.010074 | 14 | Industrial_2034_Economic_GWh_After Competition Groups_14 | Material Handling Improvements | 1.007% | 0.17718 | 64.7266 | Industrial_2034_Economic_GWh_After Competition Groups_Material Handling Improvements
Industrial | Ind ¦ Efficient Irrigation | 2034 | Technical | GWh | After Competition Groups | 69.2464 | 2356307.5807 | 2.3563 | 6924.9445 | 0.0099996 | 15 | Industrial_2034_Technical_GWh_After Competition Groups_15 | Efficient Irrigation | 1% | 2.3563 | 69.2464 | Industrial_2034_Technical_GWh_After Competition Groups_Efficient Irrigation
Industrial | Ind ¦ HE HVAC Units | 2034 | Technical | GWh | After Competition Groups | 68.8904 | 0 | 0 | 6924.9445 | 0.0099482 | 16 | Industrial_2034_Technical_GWh_After Competition Groups_16 | HE HVAC Units | 0.9948% | 0 | 68.8904 | Industrial_2034_Technical_GWh_After Competition Groups_HE HVAC Units
Industrial | Ind ¦ Pulp and Paper Process Improvements | 2034 | Economic | GWh | After Competition Groups | 62.1073 | 1925608.3805 | 1.9256 | 6425.115 | 0.0096663 | 15 | Industrial_2034_Economic_GWh_After Competition Groups_15 | Pulp and Paper Process Improvements | 0.9666% | 1.9256 | 62.1073 | Industrial_2034_Economic_GWh_After Competition Groups_Pulp and Paper Process Improvements
Industrial | Ind ¦ Material Handling Improvements | 2034 | Technical | GWh | After Competition Groups | 64.7266 | 177175.2198 | 0.17718 | 6924.9445 | 0.0093469 | 17 | Industrial_2034_Technical_GWh_After Competition Groups_17 | Material Handling Improvements | 0.9347% | 0.17718 | 64.7266 | Industrial_2034_Technical_GWh_After Competition Groups_Material Handling Improvements
Industrial | Ind ¦ Pulp and Paper Process Improvements | 2034 | Technical | GWh | After Competition Groups | 62.1073 | 1925608.3805 | 1.9256 | 6924.9445 | 0.0089686 | 18 | Industrial_2034_Technical_GWh_After Competition Groups_18 | Pulp and Paper Process Improvements | 0.8969% | 1.9256 | 62.1073 | Industrial_2034_Technical_GWh_After Competition Groups_Pulp and Paper Process Improvements
Industrial | Ind ¦ Refiner Plate Improvements | 2034 | Economic | GWh | After Competition Groups | 50.5691 | 247738.6169 | 0.24774 | 6425.115 | 0.0078705 | 16 | Industrial_2034_Economic_GWh_After Competition Groups_16 | Refiner Plate Improvements | 0.7871% | 0.24774 | 50.5691 | Industrial_2034_Economic_GWh_After Competition Groups_Refiner Plate Improvements
Industrial | Ind ¦ Efficient Irrigation | 2034 | Achievable | GWh | After Competition Groups | 30.6733 | 2356307.5807 | 2.3563 | 4084.1196 | 0.0075104 | 14 | Industrial_2034_Achievable_GWh_After Competition Groups_14 | Efficient Irrigation | 0.751% | 2.3563 | 30.6733 | Industrial_2034_Achievable_GWh_After Competition Groups_Efficient Irrigation
Industrial | Ind ¦ Refiner Plate Improvements | 2034 | Technical | GWh | After Competition Groups | 50.5691 | 247738.6169 | 0.24774 | 6924.9445 | 0.0073025 | 19 | Industrial_2034_Technical_GWh_After Competition Groups_19 | Refiner Plate Improvements | 0.7302% | 0.24774 | 50.5691 | Industrial_2034_Technical_GWh_After Competition Groups_Refiner Plate Improvements
Industrial | Ind ¦ Refiner Plate Improvements | 2034 | Achievable | GWh | After Competition Groups | 29.2736 | 247738.6169 | 0.24774 | 4084.1196 | 0.0071677 | 15 | Industrial_2034_Achievable_GWh_After Competition Groups_15 | Refiner Plate Improvements | 0.7168% | 0.24774 | 29.2736 | Industrial_2034_Achievable_GWh_After Competition Groups_Refiner Plate Improvements
Industrial | Ind ¦ Process Optimization (Elec) | 2034 | Achievable | GWh | After Competition Groups | 25.744 | 374451.3715 | 0.37445 | 4084.1196 | 0.0063034 | 16 | Industrial_2034_Achievable_GWh_After Competition Groups_16 | Process Optimization (Elec) | 0.6303% | 0.37445 | 25.744 | Industrial_2034_Achievable_GWh_After Competition Groups_Process Optimization (Elec)
Industrial | Ind ¦ Process Heat Recovery | 2034 | Achievable | GWh | After Competition Groups | 24.7457 | 469994.0809 | 0.46999 | 4084.1196 | 0.006059 | 17 | Industrial_2034_Achievable_GWh_After Competition Groups_17 | Process Heat Recovery | 0.6059% | 0.46999 | 24.7457 | Industrial_2034_Achievable_GWh_After Competition Groups_Process Heat Recovery
Industrial | Ind ¦ VAV Conversion Project | 2034 | Achievable | GWh | After Competition Groups | 24.3225 | 641810.5325 | 0.64181 | 4084.1196 | 0.0059554 | 18 | Industrial_2034_Achievable_GWh_After Competition Groups_18 | VAV Conversion Project | 0.5955% | 0.64181 | 24.3225 | Industrial_2034_Achievable_GWh_After Competition Groups_VAV Conversion Project
Industrial | Ind ¦ Cold Storage Retrofit | 2034 | Technical | GWh | After Competition Groups | 40.5148 | 0 | 0 | 6924.9445 | 0.0058506 | 20 | Industrial_2034_Technical_GWh_After Competition Groups_20 | Cold Storage Retrofit | 0.5851% | 0 | 40.5148 | Industrial_2034_Technical_GWh_After Competition Groups_Cold Storage Retrofit
Industrial | Ind ¦ Ventilation Optimization | 2034 | Economic | GWh | After Competition Groups | 32.9467 | 1998096.8157 | 1.9981 | 6425.115 | 0.0051278 | 17 | Industrial_2034_Economic_GWh_After Competition Groups_17 | Ventilation Optimization | 0.5128% | 1.9981 | 32.9467 | Industrial_2034_Economic_GWh_After Competition Groups_Ventilation Optimization
Industrial | Ind ¦ Process Heat Recovery | 2034 | Economic | GWh | After Competition Groups | 31.8072 | 469994.0809 | 0.46999 | 6425.115 | 0.0049504 | 18 | Industrial_2034_Economic_GWh_After Competition Groups_18 | Process Heat Recovery | 0.495% | 0.46999 | 31.8072 | Industrial_2034_Economic_GWh_After Competition Groups_Process Heat Recovery
Industrial | Ind ¦ Ventilation Optimization | 2034 | Technical | GWh | After Competition Groups | 32.9467 | 1998096.8157 | 1.9981 | 6924.9445 | 0.0047577 | 21 | Industrial_2034_Technical_GWh_After Competition Groups_21 | Ventilation Optimization | 0.4758% | 1.9981 | 32.9467 | Industrial_2034_Technical_GWh_After Competition Groups_Ventilation Optimization
Industrial | Ind ¦ VAV Conversion Project | 2034 | Economic | GWh | After Competition Groups | 30.4201 | 641810.5325 | 0.64181 | 6425.115 | 0.0047346 | 19 | Industrial_2034_Economic_GWh_After Competition Groups_19 | VAV Conversion Project | 0.4735% | 0.64181 | 30.4201 | Industrial_2034_Economic_GWh_After Competition Groups_VAV Conversion Project
Industrial | Ind ¦ Process Heat Recovery | 2034 | Technical | GWh | After Competition Groups | 31.8072 | 469994.0809 | 0.46999 | 6924.9445 | 0.0045931 | 22 | Industrial_2034_Technical_GWh_After Competition Groups_22 | Process Heat Recovery | 0.4593% | 0.46999 | 31.8072 | Industrial_2034_Technical_GWh_After Competition Groups_Process Heat Recovery
Industrial | Ind ¦ Improved Controls - Process Cooling | 2034 | Achievable | GWh | After Competition Groups | 18.2369 | 301935.2487 | 0.30194 | 4084.1196 | 0.0044653 | 19 | Industrial_2034_Achievable_GWh_After Competition Groups_19 | Improved Controls - Process Cooling | 0.4465% | 0.30194 | 18.2369 | Industrial_2034_Achievable_GWh_After Competition Groups_Improved Controls - Process Cooling
Industrial | Ind ¦ VAV Conversion Project | 2034 | Technical | GWh | After Competition Groups | 30.4201 | 641810.5325 | 0.64181 | 6924.9445 | 0.0043928 | 23 | Industrial_2034_Technical_GWh_After Competition Groups_23 | VAV Conversion Project | 0.4393% | 0.64181 | 30.4201 | Industrial_2034_Technical_GWh_After Competition Groups_VAV Conversion Project
Industrial | Ind ¦ HVLS Fans | 2034 | Technical | GWh | After Competition Groups | 28.6427 | 0 | 0 | 6924.9445 | 0.0041362 | 24 | Industrial_2034_Technical_GWh_After Competition Groups_24 | HVLS Fans | 0.4136% | 0 | 28.6427 | Industrial_2034_Technical_GWh_After Competition Groups_HVLS Fans
Industrial | Ind ¦ High Efficiency Battery Charger | 2034 | Achievable | GWh | After Competition Groups | 15.2629 | 547276.2283 | 0.54728 | 4084.1196 | 0.0037371 | 20 | Industrial_2034_Achievable_GWh_After Competition Groups_20 | High Efficiency Battery Charger | 0.3737% | 0.54728 | 15.2629 | Industrial_2034_Achievable_GWh_After Competition Groups_High Efficiency Battery Charger
Industrial | Ind ¦ Improved Controls - Process Cooling | 2034 | Economic | GWh | After Competition Groups | 23.4042 | 301935.2487 | 0.30194 | 6425.115 | 0.0036426 | 20 | Industrial_2034_Economic_GWh_After Competition Groups_20 | Improved Controls - Process Cooling | 0.3643% | 0.30194 | 23.4042 | Industrial_2034_Economic_GWh_After Competition Groups_Improved Controls - Process Cooling
Industrial | Ind ¦ High Efficiency Battery Charger | 2034 | Economic | GWh | After Competition Groups | 22.9002 | 547276.2283 | 0.54728 | 6425.115 | 0.0035642 | 21 | Industrial_2034_Economic_GWh_After Competition Groups_21 | High Efficiency Battery Charger | 0.3564% | 0.54728 | 22.9002 | Industrial_2034_Economic_GWh_After Competition Groups_High Efficiency Battery Charger
Industrial | Ind ¦ Low Energy Livestock Waterers | 2034 | Technical | GWh | After Competition Groups | 24.0576 | 510167.7791 | 0.51017 | 6924.9445 | 0.003474 | 25 | Industrial_2034_Technical_GWh_After Competition Groups_25 | Low Energy Livestock Waterers | 0.3474% | 0.51017 | 24.0576 | Industrial_2034_Technical_GWh_After Competition Groups_Low Energy Livestock Waterers
Industrial | Ind ¦ Improved Controls - Process Cooling | 2034 | Technical | GWh | After Competition Groups | 23.4042 | 301935.2487 | 0.30194 | 6924.9445 | 0.0033797 | 26 | Industrial_2034_Technical_GWh_After Competition Groups_26 | Improved Controls - Process Cooling | 0.338% | 0.30194 | 23.4042 | Industrial_2034_Technical_GWh_After Competition Groups_Improved Controls - Process Cooling
Industrial | Ind ¦ High Efficiency Battery Charger | 2034 | Technical | GWh | After Competition Groups | 22.9002 | 547276.2283 | 0.54728 | 6924.9445 | 0.0033069 | 27 | Industrial_2034_Technical_GWh_After Competition Groups_27 | High Efficiency Battery Charger | 0.3307% | 0.54728 | 22.9002 | Industrial_2034_Technical_GWh_After Competition Groups_High Efficiency Battery Charger
Industrial | Ind ¦ Synchronous Belts | 2034 | Economic | GWh | After Competition Groups | 20.7804 | 704815.9491 | 0.70482 | 6425.115 | 0.0032342 | 22 | Industrial_2034_Economic_GWh_After Competition Groups_22 | Synchronous Belts | 0.3234% | 0.70482 | 20.7804 | Industrial_2034_Economic_GWh_After Competition Groups_Synchronous Belts
Industrial | Ind ¦ Process Improvements | 2034 | Achievable | GWh | After Competition Groups | 12.3737 | 157575.3043 | 0.15758 | 4084.1196 | 0.0030297 | 21 | Industrial_2034_Achievable_GWh_After Competition Groups_21 | Process Improvements | 0.303% | 0.15758 | 12.3737 | Industrial_2034_Achievable_GWh_After Competition Groups_Process Improvements
Industrial | Ind ¦ Synchronous Belts | 2034 | Technical | GWh | After Competition Groups | 20.7804 | 704815.9491 | 0.70482 | 6924.9445 | 0.0030008 | 28 | Industrial_2034_Technical_GWh_After Competition Groups_28 | Synchronous Belts | 0.3001% | 0.70482 | 20.7804 | Industrial_2034_Technical_GWh_After Competition Groups_Synchronous Belts
Industrial | Ind ¦ Dairy Pre-Cooler | 2034 | Economic | GWh | After Competition Groups | 18.4512 | 441906.4963 | 0.44191 | 6425.115 | 0.0028717 | 23 | Industrial_2034_Economic_GWh_After Competition Groups_23 | Dairy Pre-Cooler | 0.2872% | 0.44191 | 18.4512 | Industrial_2034_Economic_GWh_After Competition Groups_Dairy Pre-Cooler
Industrial | Ind ¦ Ventilation Optimization | 2034 | Achievable | GWh | After Competition Groups | 11.1569 | 1998096.8157 | 1.9981 | 4084.1196 | 0.0027318 | 22 | Industrial_2034_Achievable_GWh_After Competition Groups_22 | Ventilation Optimization | 0.2732% | 1.9981 | 11.1569 | Industrial_2034_Achievable_GWh_After Competition Groups_Ventilation Optimization
Industrial | Ind ¦ Dairy Pre-Cooler | 2034 | Technical | GWh | After Competition Groups | 18.4512 | 441906.4963 | 0.44191 | 6924.9445 | 0.0026645 | 29 | Industrial_2034_Technical_GWh_After Competition Groups_29 | Dairy Pre-Cooler | 0.2664% | 0.44191 | 18.4512 | Industrial_2034_Technical_GWh_After Competition Groups_Dairy Pre-Cooler
Industrial | Ind ¦ Refrigeration Compressor VFD | 2034 | Achievable | GWh | After Competition Groups | 10.6114 | 501028.7566 | 0.50103 | 4084.1196 | 0.0025982 | 23 | Industrial_2034_Achievable_GWh_After Competition Groups_23 | Refrigeration Compressor VFD | 0.2598% | 0.50103 | 10.6114 | Industrial_2034_Achievable_GWh_After Competition Groups_Refrigeration Compressor VFD
Industrial | Ind ¦ Refrigeration Compressor VFD | 2034 | Economic | GWh | After Competition Groups | 15.5819 | 501028.7566 | 0.50103 | 6425.115 | 0.0024252 | 24 | Industrial_2034_Economic_GWh_After Competition Groups_24 | Refrigeration Compressor VFD | 0.2425% | 0.50103 | 15.5819 | Industrial_2034_Economic_GWh_After Competition Groups_Refrigeration Compressor VFD
Industrial | Ind ¦ Process Improvements | 2034 | Economic | GWh | After Competition Groups | 15.5509 | 157575.3043 | 0.15758 | 6425.115 | 0.0024203 | 25 | Industrial_2034_Economic_GWh_After Competition Groups_25 | Process Improvements | 0.242% | 0.15758 | 15.5509 | Industrial_2034_Economic_GWh_After Competition Groups_Process Improvements
Industrial | Ind ¦ Dairy Pre-Cooler | 2034 | Achievable | GWh | After Competition Groups | 9.7172 | 441906.4963 | 0.44191 | 4084.1196 | 0.0023793 | 24 | Industrial_2034_Achievable_GWh_After Competition Groups_24 | Dairy Pre-Cooler | 0.2379% | 0.44191 | 9.7172 | Industrial_2034_Achievable_GWh_After Competition Groups_Dairy Pre-Cooler
Industrial | Ind ¦ Refrigeration Compressor VFD | 2034 | Technical | GWh | After Competition Groups | 15.5819 | 501028.7566 | 0.50103 | 6924.9445 | 0.0022501 | 30 | Industrial_2034_Technical_GWh_After Competition Groups_30 | Refrigeration Compressor VFD | 0.225% | 0.50103 | 15.5819 | Industrial_2034_Technical_GWh_After Competition Groups_Refrigeration Compressor VFD
Industrial | Ind ¦ Process Improvements | 2034 | Technical | GWh | After Competition Groups | 15.5509 | 157575.3043 | 0.15758 | 6924.9445 | 0.0022456 | 31 | Industrial_2034_Technical_GWh_After Competition Groups_31 | Process Improvements | 0.2246% | 0.15758 | 15.5509 | Industrial_2034_Technical_GWh_After Competition Groups_Process Improvements
Industrial | Ind ¦ Improved Controls - Process Heating | 2034 | Achievable | GWh | After Competition Groups | 7.9799 | 132362.1392 | 0.13236 | 4084.1196 | 0.0019539 | 25 | Industrial_2034_Achievable_GWh_After Competition Groups_25 | Improved Controls - Process Heating | 0.1954% | 0.13236 | 7.9799 | Industrial_2034_Achievable_GWh_After Competition Groups_Improved Controls - Process Heating
Industrial | Ind ¦ Efficient Transformer | 2034 | Technical | GWh | After Competition Groups | 11.4501 | 568562.9092 | 0.56856 | 6924.9445 | 0.0016535 | 32 | Industrial_2034_Technical_GWh_After Competition Groups_32 | Efficient Transformer | 0.1653% | 0.56856 | 11.4501 | Industrial_2034_Technical_GWh_After Competition Groups_Efficient Transformer
Industrial | Ind ¦ Chiller Optimization | 2034 | Technical | GWh | After Competition Groups | 11.3805 | 0 | 0 | 6924.9445 | 0.0016434 | 33 | Industrial_2034_Technical_GWh_After Competition Groups_33 | Chiller Optimization | 0.1643% | 0 | 11.3805 | Industrial_2034_Technical_GWh_After Competition Groups_Chiller Optimization
Industrial | Ind ¦ Free Cooling | 2034 | Economic | GWh | After Competition Groups | 10.4567 | 1038328.8963 | 1.0383 | 6425.115 | 0.0016275 | 26 | Industrial_2034_Economic_GWh_After Competition Groups_26 | Free Cooling | 0.1627% | 1.0383 | 10.4567 | Industrial_2034_Economic_GWh_After Competition Groups_Free Cooling
Industrial | Ind ¦ Improved Controls - Process Heating | 2034 | Economic | GWh | After Competition Groups | 10.3281 | 132362.1392 | 0.13236 | 6425.115 | 0.0016075 | 27 | Industrial_2034_Economic_GWh_After Competition Groups_27 | Improved Controls - Process Heating | 0.1607% | 0.13236 | 10.3281 | Industrial_2034_Economic_GWh_After Competition Groups_Improved Controls - Process Heating
Industrial | Ind ¦ High Efficiency Welders | 2034 | Technical | GWh | After Competition Groups | 11.0666 | 0 | 0 | 6924.9445 | 0.0015981 | 34 | Industrial_2034_Technical_GWh_After Competition Groups_34 | High Efficiency Welders | 0.1598% | 0 | 11.0666 | Industrial_2034_Technical_GWh_After Competition Groups_High Efficiency Welders
Industrial | Ind ¦ Free Cooling | 2034 | Technical | GWh | After Competition Groups | 10.4567 | 1038328.8963 | 1.0383 | 6924.9445 | 0.00151 | 35 | Industrial_2034_Technical_GWh_After Competition Groups_35 | Free Cooling | 0.151% | 1.0383 | 10.4567 | Industrial_2034_Technical_GWh_After Competition Groups_Free Cooling
Industrial | Ind ¦ Improved Controls - Process Heating | 2034 | Technical | GWh | After Competition Groups | 10.3281 | 132362.1392 | 0.13236 | 6924.9445 | 0.0014914 | 36 | Industrial_2034_Technical_GWh_After Competition Groups_36 | Improved Controls - Process Heating | 0.1491% | 0.13236 | 10.3281 | Industrial_2034_Technical_GWh_After Competition Groups_Improved Controls - Process Heating
Industrial | Ind ¦ Low Energy Livestock Waterers | 2034 | Achievable | GWh | After Competition Groups | 5.6167 | 510167.7791 | 0.51017 | 4084.1196 | 0.0013752 | 26 | Industrial_2034_Achievable_GWh_After Competition Groups_26 | Low Energy Livestock Waterers | 0.1375% | 0.51017 | 5.6167 | Industrial_2034_Achievable_GWh_After Competition Groups_Low Energy Livestock Waterers
Industrial | Ind ¦ Cooling Tower Optimization | 2034 | Economic | GWh | After Competition Groups | 8.6356 | 432807.5122 | 0.43281 | 6425.115 | 0.001344 | 28 | Industrial_2034_Economic_GWh_After Competition Groups_28 | Cooling Tower Optimization | 0.1344% | 0.43281 | 8.6356 | Industrial_2034_Economic_GWh_After Competition Groups_Cooling Tower Optimization
Industrial | Ind ¦ Cooling Tower Optimization | 2034 | Technical | GWh | After Competition Groups | 8.6356 | 432807.5122 | 0.43281 | 6924.9445 | 0.001247 | 37 | Industrial_2034_Technical_GWh_After Competition Groups_37 | Cooling Tower Optimization | 0.1247% | 0.43281 | 8.6356 | Industrial_2034_Technical_GWh_After Competition Groups_Cooling Tower Optimization
Industrial | Ind ¦ Engine Block Heater Timer | 2034 | Achievable | GWh | After Competition Groups | 4.848 | 45844.9395 | 0.045845 | 4084.1196 | 0.001187 | 27 | Industrial_2034_Achievable_GWh_After Competition Groups_27 | Engine Block Heater Timer | 0.1187% | 0.045845 | 4.848 | Industrial_2034_Achievable_GWh_After Competition Groups_Engine Block Heater Timer
Industrial | Ind ¦ Engine Block Heater Timer | 2034 | Economic | GWh | After Competition Groups | 6.1312 | 45844.9395 | 0.045845 | 6425.115 | 0.00095425 | 29 | Industrial_2034_Economic_GWh_After Competition Groups_29 | Engine Block Heater Timer | 0.09543% | 0.045845 | 6.1312 | Industrial_2034_Economic_GWh_After Competition Groups_Engine Block Heater Timer
Industrial | Ind ¦ Engine Block Heater Timer | 2034 | Technical | GWh | After Competition Groups | 6.1312 | 45844.9395 | 0.045845 | 6924.9445 | 0.00088538 | 38 | Industrial_2034_Technical_GWh_After Competition Groups_38 | Engine Block Heater Timer | 0.08854% | 0.045845 | 6.1312 | Industrial_2034_Technical_GWh_After Competition Groups_Engine Block Heater Timer
Industrial | Ind ¦ Free Cooling | 2034 | Achievable | GWh | After Competition Groups | 3.1621 | 1038328.8963 | 1.0383 | 4084.1196 | 0.00077424 | 28 | Industrial_2034_Achievable_GWh_After Competition Groups_28 | Free Cooling | 0.07742% | 1.0383 | 3.1621 | Industrial_2034_Achievable_GWh_After Competition Groups_Free Cooling
Industrial | Ind ¦ Efficient Refrigeration Compressor | 2034 | Achievable | GWh | After Competition Groups | 3.1327 | 22224.6312 | 0.022225 | 4084.1196 | 0.00076705 | 29 | Industrial_2034_Achievable_GWh_After Competition Groups_29 | Efficient Refrigeration Compressor | 0.0767% | 0.022225 | 3.1327 | Industrial_2034_Achievable_GWh_After Competition Groups_Efficient Refrigeration Compressor
Industrial | Ind ¦ Heat Lamps/Heat Pad | 2034 | Technical | GWh | After Competition Groups | 4.9271 | 106024.2207 | 0.10602 | 6924.9445 | 0.0007115 | 39 | Industrial_2034_Technical_GWh_After Competition Groups_39 | Heat Lamps/Heat Pad | 0.07115% | 0.10602 | 4.9271 | Industrial_2034_Technical_GWh_After Competition Groups_Heat Lamps/Heat Pad
Industrial | Ind ¦ Low Energy Livestock Waterers | 2034 | Economic | GWh | After Competition Groups | 3.8428 | 510167.7791 | 0.51017 | 6425.115 | 0.00059808 | 30 | Industrial_2034_Economic_GWh_After Competition Groups_30 | Low Energy Livestock Waterers | 0.05981% | 0.51017 | 3.8428 | Industrial_2034_Economic_GWh_After Competition Groups_Low Energy Livestock Waterers
Industrial | Ind ¦ Efficient Refrigeration Compressor | 2034 | Economic | GWh | After Competition Groups | 3.7902 | 22224.6312 | 0.022225 | 6425.115 | 0.0005899 | 31 | Industrial_2034_Economic_GWh_After Competition Groups_31 | Efficient Refrigeration Compressor | 0.05899% | 0.022225 | 3.7902 | Industrial_2034_Economic_GWh_After Competition Groups_Efficient Refrigeration Compressor
Industrial | Ind ¦ Efficient Refrigeration Compressor | 2034 | Technical | GWh | After Competition Groups | 3.7902 | 22224.6312 | 0.022225 | 6924.9445 | 0.00054732 | 40 | Industrial_2034_Technical_GWh_After Competition Groups_40 | Efficient Refrigeration Compressor | 0.05473% | 0.022225 | 3.7902 | Industrial_2034_Technical_GWh_After Competition Groups_Efficient Refrigeration Compressor
Industrial | Ind ¦ Air Compressor Heat Recovery | 2034 | Achievable | GWh | After Competition Groups | 2.0785 | 40075.1 | 0.040075 | 4084.1196 | 0.00050891 | 30 | Industrial_2034_Achievable_GWh_After Competition Groups_30 | Air Compressor Heat Recovery | 0.05089% | 0.040075 | 2.0785 | Industrial_2034_Achievable_GWh_After Competition Groups_Air Compressor Heat Recovery
Industrial | Ind ¦ Synchronous Belts | 2034 | Achievable | GWh | After Competition Groups | 1.9849 | 704815.9491 | 0.70482 | 4084.1196 | 0.000486 | 31 | Industrial_2034_Achievable_GWh_After Competition Groups_31 | Synchronous Belts | 0.0486% | 0.70482 | 1.9849 | Industrial_2034_Achievable_GWh_After Competition Groups_Synchronous Belts
Industrial | Ind ¦ Cooling Tower Optimization | 2034 | Achievable | GWh | After Competition Groups | 1.9038 | 432807.5122 | 0.43281 | 4084.1196 | 0.00046616 | 32 | Industrial_2034_Achievable_GWh_After Competition Groups_32 | Cooling Tower Optimization | 0.04662% | 0.43281 | 1.9038 | Industrial_2034_Achievable_GWh_After Competition Groups_Cooling Tower Optimization
Industrial | Ind ¦ Air Compressor Heat Recovery | 2034 | Economic | GWh | After Competition Groups | 2.7262 | 40075.1 | 0.040075 | 6425.115 | 0.0004243 | 32 | Industrial_2034_Economic_GWh_After Competition Groups_32 | Air Compressor Heat Recovery | 0.04243% | 0.040075 | 2.7262 | Industrial_2034_Economic_GWh_After Competition Groups_Air Compressor Heat Recovery
Industrial | Ind ¦ Air Compressor Heat Recovery | 2034 | Technical | GWh | After Competition Groups | 2.7262 | 40075.1 | 0.040075 | 6924.9445 | 0.00039367 | 41 | Industrial_2034_Technical_GWh_After Competition Groups_41 | Air Compressor Heat Recovery | 0.03937% | 0.040075 | 2.7262 | Industrial_2034_Technical_GWh_After Competition Groups_Air Compressor Heat Recovery
Industrial | Ind ¦ Creep Heat Controller | 2034 | Technical | GWh | After Competition Groups | 2.5446 | 0 | 0 | 6924.9445 | 0.00036745 | 42 | Industrial_2034_Technical_GWh_After Competition Groups_42 | Creep Heat Controller | 0.03675% | 0 | 2.5446 | Industrial_2034_Technical_GWh_After Competition Groups_Creep Heat Controller
Industrial | Ind ¦ Optimize Compressed Air Dryer | 2034 | Technical | GWh | After Competition Groups | 1.9686 | 0 | 0 | 6924.9445 | 0.00028427 | 43 | Industrial_2034_Technical_GWh_After Competition Groups_43 | Optimize Compressed Air Dryer | 0.02843% | 0 | 1.9686 | Industrial_2034_Technical_GWh_After Competition Groups_Optimize Compressed Air Dryer
Industrial | Ind ¦ Dual and Natural Exhaust Ventilation Systems | 2034 | Technical | GWh | After Competition Groups | 1.4717 | 59754.9411 | 0.059755 | 6924.9445 | 0.00021252 | 44 | Industrial_2034_Technical_GWh_After Competition Groups_44 | Dual and Natural Exhaust Ventilation Systems | 0.02125% | 0.059755 | 1.4717 | Industrial_2034_Technical_GWh_After Competition Groups_Dual and Natural Exhaust Ventilation Systems
Industrial | Ind ¦ Heat Lamps/Heat Pad | 2034 | Achievable | GWh | After Competition Groups | 0.84169 | 106024.2207 | 0.10602 | 4084.1196 | 0.00020609 | 33 | Industrial_2034_Achievable_GWh_After Competition Groups_33 | Heat Lamps/Heat Pad | 0.02061% | 0.10602 | 0.84169 | Industrial_2034_Achievable_GWh_After Competition Groups_Heat Lamps/Heat Pad
Industrial | Ind ¦ Dairy Water Heater | 2034 | Economic | GWh | After Competition Groups | 0.93138 | 23863.621 | 0.023864 | 6425.115 | 0.00014496 | 33 | Industrial_2034_Economic_GWh_After Competition Groups_33 | Dairy Water Heater | 0.0145% | 0.023864 | 0.93138 | Industrial_2034_Economic_GWh_After Competition Groups_Dairy Water Heater
Industrial | Ind ¦ Dairy Water Heater | 2034 | Achievable | GWh | After Competition Groups | 0.58193 | 23863.621 | 0.023864 | 4084.1196 | 0.00014249 | 34 | Industrial_2034_Achievable_GWh_After Competition Groups_34 | Dairy Water Heater | 0.01425% | 0.023864 | 0.58193 | Industrial_2034_Achievable_GWh_After Competition Groups_Dairy Water Heater
Industrial | Ind ¦ Dairy Water Heater | 2034 | Technical | GWh | After Competition Groups | 0.93138 | 23863.621 | 0.023864 | 6924.9445 | 0.0001345 | 45 | Industrial_2034_Technical_GWh_After Competition Groups_45 | Dairy Water Heater | 0.01345% | 0.023864 | 0.93138 | Industrial_2034_Technical_GWh_After Competition Groups_Dairy Water Heater
Industrial | Ind ¦ Efficient Transformer | 2034 | Achievable | GWh | After Competition Groups | 0.31005 | 568562.9092 | 0.56856 | 4084.1196 | 7.5916e-05 | 35 | Industrial_2034_Achievable_GWh_After Competition Groups_35 | Efficient Transformer | 0.007592% | 0.56856 | 0.31005 | Industrial_2034_Achievable_GWh_After Competition Groups_Efficient Transformer
Industrial | Ind ¦ Efficient Transformer | 2034 | Economic | GWh | After Competition Groups | 0.23575 | 568562.9092 | 0.56856 | 6425.115 | 3.6692e-05 | 34 | Industrial_2034_Economic_GWh_After Competition Groups_34 | Efficient Transformer | 0.003669% | 0.56856 | 0.23575 | Industrial_2034_Economic_GWh_After Competition Groups_Efficient Transformer
Industrial | Ind ¦ Heat Lamps/Heat Pad | 2034 | Economic | GWh | After Competition Groups | 0.18708 | 106024.2207 | 0.10602 | 6425.115 | 2.9118e-05 | 35 | Industrial_2034_Economic_GWh_After Competition Groups_35 | Heat Lamps/Heat Pad | 0.002912% | 0.10602 | 0.18708 | Industrial_2034_Economic_GWh_After Competition Groups_Heat Lamps/Heat Pad
Industrial | Ind ¦ Dual and Natural Exhaust Ventilation Systems | 2034 | Achievable | GWh | After Competition Groups | 0.10386 | 59754.9411 | 0.059755 | 4084.1196 | 2.5431e-05 | 36 | Industrial_2034_Achievable_GWh_After Competition Groups_36 | Dual and Natural Exhaust Ventilation Systems | 0.002543% | 0.059755 | 0.10386 | Industrial_2034_Achievable_GWh_After Competition Groups_Dual and Natural Exhaust Ventilation Systems
Industrial | Ind ¦ Dual and Natural Exhaust Ventilation Systems | 2034 | Economic | GWh | After Competition Groups | 0.073383 | 59754.9411 | 0.059755 | 6425.115 | 1.1421e-05 | 36 | Industrial_2034_Economic_GWh_After Competition Groups_36 | Dual and Natural Exhaust Ventilation Systems | 0.001142% | 0.059755 | 0.073383 | Industrial_2034_Economic_GWh_After Competition Groups_Dual and Natural Exhaust Ventilation Systems
Industrial | Ind ¦ Creep Heat Controller | 2034 | Achievable | GWh | After Competition Groups | 0 | 0 | 0 | 4084.1196 | 0 | 37 | Industrial_2034_Achievable_GWh_After Competition Groups_37 | Creep Heat Controller | 0% | 0 | 0 | Industrial_2034_Achievable_GWh_After Competition Groups_Creep Heat Controller
Industrial | Ind ¦ Creep Heat Controller | 2034 | Economic | GWh | After Competition Groups | 0 | 0 | 0 | 6425.115 | 0 | 37 | Industrial_2034_Economic_GWh_After Competition Groups_37 | Creep Heat Controller | 0% | 0 | 0 | Industrial_2034_Economic_GWh_After Competition Groups_Creep Heat Controller
Industrial | Ind ¦ High Efficiency Welders | 2034 | Achievable | GWh | After Competition Groups | 0 | 0 | 0 | 4084.1196 | 0 | 38 | Industrial_2034_Achievable_GWh_After Competition Groups_38 | High Efficiency Welders | 0% | 0 | 0 | Industrial_2034_Achievable_GWh_After Competition Groups_High Efficiency Welders
Industrial | Ind ¦ High Efficiency Welders | 2034 | Economic | GWh | After Competition Groups | 0 | 0 | 0 | 6425.115 | 0 | 38 | Industrial_2034_Economic_GWh_After Competition Groups_38 | High Efficiency Welders | 0% | 0 | 0 | Industrial_2034_Economic_GWh_After Competition Groups_High Efficiency Welders
Industrial | Ind ¦ HVLS Fans | 2034 | Achievable | GWh | After Competition Groups | 0 | 0 | 0 | 4084.1196 | 0 | 39 | Industrial_2034_Achievable_GWh_After Competition Groups_39 | HVLS Fans | 0% | 0 | 0 | Industrial_2034_Achievable_GWh_After Competition Groups_HVLS Fans
Industrial | Ind ¦ HVLS Fans | 2034 | Economic | GWh | After Competition Groups | 0 | 0 | 0 | 6425.115 | 0 | 39 | Industrial_2034_Economic_GWh_After Competition Groups_39 | HVLS Fans | 0% | 0 | 0 | Industrial_2034_Economic_GWh_After Competition Groups_HVLS Fans
Industrial | Ind ¦ Optimize Compressed Air Dryer | 2034 | Achievable | GWh | After Competition Groups | 0 | 0 | 0 | 4084.1196 | 0 | 40 | Industrial_2034_Achievable_GWh_After Competition Groups_40 | Optimize Compressed Air Dryer | 0% | 0 | 0 | Industrial_2034_Achievable_GWh_After Competition Groups_Optimize Compressed Air Dryer
Industrial | Ind ¦ Optimize Compressed Air Dryer | 2034 | Economic | GWh | After Competition Groups | 0 | 0 | 0 | 6425.115 | 0 | 40 | Industrial_2034_Economic_GWh_After Competition Groups_40 | Optimize Compressed Air Dryer | 0% | 0 | 0 | Industrial_2034_Economic_GWh_After Competition Groups_Optimize Compressed Air Dryer
Industrial | Ind ¦ Premium Efficient Motors | 2034 | Achievable | GWh | After Competition Groups | 0 | 0 | 0 | 4084.1196 | 0 | 41 | Industrial_2034_Achievable_GWh_After Competition Groups_41 | Premium Efficient Motors | 0% | 0 | 0 | Industrial_2034_Achievable_GWh_After Competition Groups_Premium Efficient Motors
Industrial | Ind ¦ Premium Efficient Motors | 2034 | Economic | GWh | After Competition Groups | 0 | 0 | 0 | 6425.115 | 0 | 41 | Industrial_2034_Economic_GWh_After Competition Groups_41 | Premium Efficient Motors | 0% | 0 | 0 | Industrial_2034_Economic_GWh_After Competition Groups_Premium Efficient Motors
Industrial | Ind ¦ Pump System Optimization | 2035 | Economic | GWh | After Competition Groups | 1126.6263 | 33224688.4987 | 33.2247 | 6517.6758 | 0.17286 | 1 | Industrial_2035_Economic_GWh_After Competition Groups_1 | Pump System Optimization | 17.29% | 33.2247 | 1126.6263 | Industrial_2035_Economic_GWh_After Competition Groups_Pump System Optimization
Industrial | Ind ¦ Pump System Optimization | 2035 | Achievable | GWh | After Competition Groups | 733.49 | 33224688.4987 | 33.2247 | 4405.3137 | 0.1665 | 1 | Industrial_2035_Achievable_GWh_After Competition Groups_1 | Pump System Optimization | 16.65% | 33.2247 | 733.49 | Industrial_2035_Achievable_GWh_After Competition Groups_Pump System Optimization
Industrial | Ind ¦ Pump System Optimization | 2035 | Technical | GWh | After Competition Groups | 1147.5027 | 33224688.4987 | 33.2247 | 7009.3488 | 0.16371 | 1 | Industrial_2035_Technical_GWh_After Competition Groups_1 | Pump System Optimization | 16.37% | 33.2247 | 1147.5027 | Industrial_2035_Technical_GWh_After Competition Groups_Pump System Optimization
Industrial | Ind ¦ HE Lighting | 2035 | Economic | GWh | After Competition Groups | 707.9319 | 36315529.8069 | 36.3155 | 6517.6758 | 0.10862 | 2 | Industrial_2035_Economic_GWh_After Competition Groups_2 | HE Lighting | 10.86% | 36.3155 | 707.9319 | Industrial_2035_Economic_GWh_After Competition Groups_HE Lighting
Industrial | Ind ¦ HE Lighting | 2035 | Technical | GWh | After Competition Groups | 757.6711 | 36315529.8069 | 36.3155 | 7009.3488 | 0.10809 | 2 | Industrial_2035_Technical_GWh_After Competition Groups_2 | HE Lighting | 10.81% | 36.3155 | 757.6711 | Industrial_2035_Technical_GWh_After Competition Groups_HE Lighting
Industrial | Ind ¦ Air Leak Survey and Repair | 2035 | Achievable | GWh | After Competition Groups | 471.5196 | 566954.7353 | 0.56695 | 4405.3137 | 0.10703 | 2 | Industrial_2035_Achievable_GWh_After Competition Groups_2 | Air Leak Survey and Repair | 10.7% | 0.56695 | 471.5196 | Industrial_2035_Achievable_GWh_After Competition Groups_Air Leak Survey and Repair
Industrial | Ind ¦ Greenhouse Grow Lights | 2035 | Achievable | GWh | After Competition Groups | 413.658 | 13605239.3392 | 13.6052 | 4405.3137 | 0.0939 | 3 | Industrial_2035_Achievable_GWh_After Competition Groups_3 | Greenhouse Grow Lights | 9.39% | 13.6052 | 413.658 | Industrial_2035_Achievable_GWh_After Competition Groups_Greenhouse Grow Lights
Industrial | Ind ¦ Air Compressor Optimization | 2035 | Achievable | GWh | After Competition Groups | 399.2011 | 1331880.1582 | 1.3319 | 4405.3137 | 0.090618 | 4 | Industrial_2035_Achievable_GWh_After Competition Groups_4 | Air Compressor Optimization | 9.062% | 1.3319 | 399.2011 | Industrial_2035_Achievable_GWh_After Competition Groups_Air Compressor Optimization
Industrial | Ind ¦ Greenhouse Grow Lights | 2035 | Economic | GWh | After Competition Groups | 588.165 | 13605239.3392 | 13.6052 | 6517.6758 | 0.090242 | 3 | Industrial_2035_Economic_GWh_After Competition Groups_3 | Greenhouse Grow Lights | 9.024% | 13.6052 | 588.165 | Industrial_2035_Economic_GWh_After Competition Groups_Greenhouse Grow Lights
Industrial | Ind ¦ Air Leak Survey and Repair | 2035 | Economic | GWh | After Competition Groups | 581.8544 | 566954.7353 | 0.56695 | 6517.6758 | 0.089273 | 4 | Industrial_2035_Economic_GWh_After Competition Groups_4 | Air Leak Survey and Repair | 8.927% | 0.56695 | 581.8544 | Industrial_2035_Economic_GWh_After Competition Groups_Air Leak Survey and Repair
Industrial | Ind ¦ Pump Equipment Upgrade | 2035 | Achievable | GWh | After Competition Groups | 375.8366 | 18304970.0354 | 18.305 | 4405.3137 | 0.085314 | 5 | Industrial_2035_Achievable_GWh_After Competition Groups_5 | Pump Equipment Upgrade | 8.531% | 18.305 | 375.8366 | Industrial_2035_Achievable_GWh_After Competition Groups_Pump Equipment Upgrade
Industrial | Ind ¦ Greenhouse Grow Lights | 2035 | Technical | GWh | After Competition Groups | 588.165 | 13605239.3392 | 13.6052 | 7009.3488 | 0.083912 | 3 | Industrial_2035_Technical_GWh_After Competition Groups_3 | Greenhouse Grow Lights | 8.391% | 13.6052 | 588.165 | Industrial_2035_Technical_GWh_After Competition Groups_Greenhouse Grow Lights
Industrial | Ind ¦ Air Leak Survey and Repair | 2035 | Technical | GWh | After Competition Groups | 581.8544 | 566954.7353 | 0.56695 | 7009.3488 | 0.083011 | 4 | Industrial_2035_Technical_GWh_After Competition Groups_4 | Air Leak Survey and Repair | 8.301% | 0.56695 | 581.8544 | Industrial_2035_Technical_GWh_After Competition Groups_Air Leak Survey and Repair
Industrial | Ind ¦ Pump Equipment Upgrade | 2035 | Economic | GWh | After Competition Groups | 540.2689 | 18304970.0354 | 18.305 | 6517.6758 | 0.082893 | 5 | Industrial_2035_Economic_GWh_After Competition Groups_5 | Pump Equipment Upgrade | 8.289% | 18.305 | 540.2689 | Industrial_2035_Economic_GWh_After Competition Groups_Pump Equipment Upgrade
Industrial | Ind ¦ Recommissioning | 2035 | Achievable | GWh | After Competition Groups | 363.2272 | 2575516.2159 | 2.5755 | 4405.3137 | 0.082452 | 6 | Industrial_2035_Achievable_GWh_After Competition Groups_6 | Recommissioning | 8.245% | 2.5755 | 363.2272 | Industrial_2035_Achievable_GWh_After Competition Groups_Recommissioning
Industrial | Ind ¦ SEM | 2035 | Achievable | GWh | After Competition Groups | 363.2272 | 2575516.2159 | 2.5755 | 4405.3137 | 0.082452 | 7 | Industrial_2035_Achievable_GWh_After Competition Groups_7 | SEM | 8.245% | 2.5755 | 363.2272 | Industrial_2035_Achievable_GWh_After Competition Groups_SEM
Industrial | Ind ¦ Air Compressor Optimization | 2035 | Economic | GWh | After Competition Groups | 523.2789 | 1331880.1582 | 1.3319 | 6517.6758 | 0.080286 | 6 | Industrial_2035_Economic_GWh_After Competition Groups_6 | Air Compressor Optimization | 8.029% | 1.3319 | 523.2789 | Industrial_2035_Economic_GWh_After Competition Groups_Air Compressor Optimization
Industrial | Ind ¦ Pump Equipment Upgrade | 2035 | Technical | GWh | After Competition Groups | 540.2689 | 18304970.0354 | 18.305 | 7009.3488 | 0.077078 | 5 | Industrial_2035_Technical_GWh_After Competition Groups_5 | Pump Equipment Upgrade | 7.708% | 18.305 | 540.2689 | Industrial_2035_Technical_GWh_After Competition Groups_Pump Equipment Upgrade
Industrial | Ind ¦ Air Compressor Optimization | 2035 | Technical | GWh | After Competition Groups | 523.2789 | 1331880.1582 | 1.3319 | 7009.3488 | 0.074654 | 6 | Industrial_2035_Technical_GWh_After Competition Groups_6 | Air Compressor Optimization | 7.465% | 1.3319 | 523.2789 | Industrial_2035_Technical_GWh_After Competition Groups_Air Compressor Optimization
Industrial | Ind ¦ HE Lighting | 2035 | Achievable | GWh | After Competition Groups | 314.1403 | 36315529.8069 | 36.3155 | 4405.3137 | 0.071309 | 8 | Industrial_2035_Achievable_GWh_After Competition Groups_8 | HE Lighting | 7.131% | 36.3155 | 314.1403 | Industrial_2035_Achievable_GWh_After Competition Groups_HE Lighting
Industrial | Ind ¦ Efficient Compressed Air Nozzles | 2035 | Economic | GWh | After Competition Groups | 453.4135 | 577824.2289 | 0.57782 | 6517.6758 | 0.069567 | 7 | Industrial_2035_Economic_GWh_After Competition Groups_7 | Efficient Compressed Air Nozzles | 6.957% | 0.57782 | 453.4135 | Industrial_2035_Economic_GWh_After Competition Groups_Efficient Compressed Air Nozzles
Industrial | Ind ¦ Recommissioning | 2035 | Economic | GWh | After Competition Groups | 439.7623 | 2575516.2159 | 2.5755 | 6517.6758 | 0.067472 | 8 | Industrial_2035_Economic_GWh_After Competition Groups_8 | Recommissioning | 6.747% | 2.5755 | 439.7623 | Industrial_2035_Economic_GWh_After Competition Groups_Recommissioning
Industrial | Ind ¦ SEM | 2035 | Economic | GWh | After Competition Groups | 439.7623 | 2575516.2159 | 2.5755 | 6517.6758 | 0.067472 | 9 | Industrial_2035_Economic_GWh_After Competition Groups_9 | SEM | 6.747% | 2.5755 | 439.7623 | Industrial_2035_Economic_GWh_After Competition Groups_SEM
Industrial | Ind ¦ Efficient Compressed Air Nozzles | 2035 | Achievable | GWh | After Competition Groups | 288.0441 | 577824.2289 | 0.57782 | 4405.3137 | 0.065386 | 9 | Industrial_2035_Achievable_GWh_After Competition Groups_9 | Efficient Compressed Air Nozzles | 6.539% | 0.57782 | 288.0441 | Industrial_2035_Achievable_GWh_After Competition Groups_Efficient Compressed Air Nozzles
Industrial | Ind ¦ Efficient Compressed Air Nozzles | 2035 | Technical | GWh | After Competition Groups | 453.4135 | 577824.2289 | 0.57782 | 7009.3488 | 0.064687 | 7 | Industrial_2035_Technical_GWh_After Competition Groups_7 | Efficient Compressed Air Nozzles | 6.469% | 0.57782 | 453.4135 | Industrial_2035_Technical_GWh_After Competition Groups_Efficient Compressed Air Nozzles
Industrial | Ind ¦ Recommissioning | 2035 | Technical | GWh | After Competition Groups | 439.7623 | 2575516.2159 | 2.5755 | 7009.3488 | 0.062739 | 8 | Industrial_2035_Technical_GWh_After Competition Groups_8 | Recommissioning | 6.274% | 2.5755 | 439.7623 | Industrial_2035_Technical_GWh_After Competition Groups_Recommissioning
Industrial | Ind ¦ SEM | 2035 | Technical | GWh | After Competition Groups | 439.7623 | 2575516.2159 | 2.5755 | 7009.3488 | 0.062739 | 9 | Industrial_2035_Technical_GWh_After Competition Groups_9 | SEM | 6.274% | 2.5755 | 439.7623 | Industrial_2035_Technical_GWh_After Competition Groups_SEM
Industrial | Ind ¦ High Efficiency HVAC Fans | 2035 | Achievable | GWh | After Competition Groups | 257.9542 | 2856417.7451 | 2.8564 | 4405.3137 | 0.058555 | 10 | Industrial_2035_Achievable_GWh_After Competition Groups_10 | High Efficiency HVAC Fans | 5.856% | 2.8564 | 257.9542 | Industrial_2035_Achievable_GWh_After Competition Groups_High Efficiency HVAC Fans
Industrial | Ind ¦ High Efficiency HVAC Fans | 2035 | Economic | GWh | After Competition Groups | 361.393 | 2856417.7451 | 2.8564 | 6517.6758 | 0.055448 | 10 | Industrial_2035_Economic_GWh_After Competition Groups_10 | High Efficiency HVAC Fans | 5.545% | 2.8564 | 361.393 | Industrial_2035_Economic_GWh_After Competition Groups_High Efficiency HVAC Fans
Industrial | Ind ¦ High Efficiency HVAC Fans | 2035 | Technical | GWh | After Competition Groups | 361.393 | 2856417.7451 | 2.8564 | 7009.3488 | 0.051559 | 10 | Industrial_2035_Technical_GWh_After Competition Groups_10 | High Efficiency HVAC Fans | 5.156% | 2.8564 | 361.393 | Industrial_2035_Technical_GWh_After Competition Groups_High Efficiency HVAC Fans
Industrial | Ind ¦ Process Optimization (Elec) | 2035 | Economic | GWh | After Competition Groups | 161.6886 | 406163.7777 | 0.40616 | 6517.6758 | 0.024808 | 11 | Industrial_2035_Economic_GWh_After Competition Groups_11 | Process Optimization (Elec) | 2.481% | 0.40616 | 161.6886 | Industrial_2035_Economic_GWh_After Competition Groups_Process Optimization (Elec)
Industrial | Ind ¦ Process Optimization (Elec) | 2035 | Technical | GWh | After Competition Groups | 161.6886 | 406163.7777 | 0.40616 | 7009.3488 | 0.023068 | 11 | Industrial_2035_Technical_GWh_After Competition Groups_11 | Process Optimization (Elec) | 2.307% | 0.40616 | 161.6886 | Industrial_2035_Technical_GWh_After Competition Groups_Process Optimization (Elec)
Industrial | Ind ¦ Premium Efficient Motors | 2035 | Technical | GWh | After Competition Groups | 153.1816 | 0 | 0 | 7009.3488 | 0.021854 | 12 | Industrial_2035_Technical_GWh_After Competition Groups_12 | Premium Efficient Motors | 2.185% | 0 | 153.1816 | Industrial_2035_Technical_GWh_After Competition Groups_Premium Efficient Motors
Industrial | Ind ¦ Fan System Optimization | 2035 | Achievable | GWh | After Competition Groups | 56.4583 | 1519486.0008 | 1.5195 | 4405.3137 | 0.012816 | 11 | Industrial_2035_Achievable_GWh_After Competition Groups_11 | Fan System Optimization | 1.282% | 1.5195 | 56.4583 | Industrial_2035_Achievable_GWh_After Competition Groups_Fan System Optimization
Industrial | Ind ¦ Material Handling Improvements | 2035 | Achievable | GWh | After Competition Groups | 49.8907 | 164743.362 | 0.16474 | 4405.3137 | 0.011325 | 12 | Industrial_2035_Achievable_GWh_After Competition Groups_12 | Material Handling Improvements | 1.133% | 0.16474 | 49.8907 | Industrial_2035_Achievable_GWh_After Competition Groups_Material Handling Improvements
Industrial | Ind ¦ Pulp and Paper Process Improvements | 2035 | Achievable | GWh | After Competition Groups | 48.4331 | 1728773.093 | 1.7288 | 4405.3137 | 0.010994 | 13 | Industrial_2035_Achievable_GWh_After Competition Groups_13 | Pulp and Paper Process Improvements | 1.099% | 1.7288 | 48.4331 | Industrial_2035_Achievable_GWh_After Competition Groups_Pulp and Paper Process Improvements
Industrial | Ind ¦ Fan System Optimization | 2035 | Economic | GWh | After Competition Groups | 71.6523 | 1519486.0008 | 1.5195 | 6517.6758 | 0.010994 | 12 | Industrial_2035_Economic_GWh_After Competition Groups_12 | Fan System Optimization | 1.099% | 1.5195 | 71.6523 | Industrial_2035_Economic_GWh_After Competition Groups_Fan System Optimization
Industrial | Ind ¦ Efficient Irrigation | 2035 | Economic | GWh | After Competition Groups | 70.2058 | 2421572.3086 | 2.4216 | 6517.6758 | 0.010772 | 13 | Industrial_2035_Economic_GWh_After Competition Groups_13 | Efficient Irrigation | 1.077% | 2.4216 | 70.2058 | Industrial_2035_Economic_GWh_After Competition Groups_Efficient Irrigation
Industrial | Ind ¦ HE HVAC Controls | 2035 | Technical | GWh | After Competition Groups | 74.3784 | 0 | 0 | 7009.3488 | 0.010611 | 13 | Industrial_2035_Technical_GWh_After Competition Groups_13 | HE HVAC Controls | 1.061% | 0 | 74.3784 | Industrial_2035_Technical_GWh_After Competition Groups_HE HVAC Controls
Industrial | Ind ¦ Fan System Optimization | 2035 | Technical | GWh | After Competition Groups | 71.6523 | 1519486.0008 | 1.5195 | 7009.3488 | 0.010222 | 14 | Industrial_2035_Technical_GWh_After Competition Groups_14 | Fan System Optimization | 1.022% | 1.5195 | 71.6523 | Industrial_2035_Technical_GWh_After Competition Groups_Fan System Optimization
Industrial | Ind ¦ Material Handling Improvements | 2035 | Economic | GWh | After Competition Groups | 65.9988 | 164743.362 | 0.16474 | 6517.6758 | 0.010126 | 14 | Industrial_2035_Economic_GWh_After Competition Groups_14 | Material Handling Improvements | 1.013% | 0.16474 | 65.9988 | Industrial_2035_Economic_GWh_After Competition Groups_Material Handling Improvements
Industrial | Ind ¦ Efficient Irrigation | 2035 | Technical | GWh | After Competition Groups | 70.2058 | 2421572.3086 | 2.4216 | 7009.3488 | 0.010016 | 15 | Industrial_2035_Technical_GWh_After Competition Groups_15 | Efficient Irrigation | 1.002% | 2.4216 | 70.2058 | Industrial_2035_Technical_GWh_After Competition Groups_Efficient Irrigation
Industrial | Ind ¦ HE HVAC Units | 2035 | Technical | GWh | After Competition Groups | 69.8308 | 0 | 0 | 7009.3488 | 0.0099625 | 16 | Industrial_2035_Technical_GWh_After Competition Groups_16 | HE HVAC Units | 0.9963% | 0 | 69.8308 | Industrial_2035_Technical_GWh_After Competition Groups_HE HVAC Units
Industrial | Ind ¦ Pulp and Paper Process Improvements | 2035 | Economic | GWh | After Competition Groups | 62.1073 | 1728773.093 | 1.7288 | 6517.6758 | 0.0095291 | 15 | Industrial_2035_Economic_GWh_After Competition Groups_15 | Pulp and Paper Process Improvements | 0.9529% | 1.7288 | 62.1073 | Industrial_2035_Economic_GWh_After Competition Groups_Pulp and Paper Process Improvements
Industrial | Ind ¦ Material Handling Improvements | 2035 | Technical | GWh | After Competition Groups | 65.9988 | 164743.362 | 0.16474 | 7009.3488 | 0.0094158 | 17 | Industrial_2035_Technical_GWh_After Competition Groups_17 | Material Handling Improvements | 0.9416% | 0.16474 | 65.9988 | Industrial_2035_Technical_GWh_After Competition Groups_Material Handling Improvements
Industrial | Ind ¦ Pulp and Paper Process Improvements | 2035 | Technical | GWh | After Competition Groups | 62.1073 | 1728773.093 | 1.7288 | 7009.3488 | 0.0088606 | 18 | Industrial_2035_Technical_GWh_After Competition Groups_18 | Pulp and Paper Process Improvements | 0.8861% | 1.7288 | 62.1073 | Industrial_2035_Technical_GWh_After Competition Groups_Pulp and Paper Process Improvements
Industrial | Ind ¦ Refiner Plate Improvements | 2035 | Economic | GWh | After Competition Groups | 51.9499 | 241055.0805 | 0.24106 | 6517.6758 | 0.0079706 | 16 | Industrial_2035_Economic_GWh_After Competition Groups_16 | Refiner Plate Improvements | 0.7971% | 0.24106 | 51.9499 | Industrial_2035_Economic_GWh_After Competition Groups_Refiner Plate Improvements
Industrial | Ind ¦ Efficient Irrigation | 2035 | Achievable | GWh | After Competition Groups | 34.5731 | 2421572.3086 | 2.4216 | 4405.3137 | 0.0078481 | 14 | Industrial_2035_Achievable_GWh_After Competition Groups_14 | Efficient Irrigation | 0.7848% | 2.4216 | 34.5731 | Industrial_2035_Achievable_GWh_After Competition Groups_Efficient Irrigation
Industrial | Ind ¦ Refiner Plate Improvements | 2035 | Technical | GWh | After Competition Groups | 51.9499 | 241055.0805 | 0.24106 | 7009.3488 | 0.0074115 | 19 | Industrial_2035_Technical_GWh_After Competition Groups_19 | Refiner Plate Improvements | 0.7412% | 0.24106 | 51.9499 | Industrial_2035_Technical_GWh_After Competition Groups_Refiner Plate Improvements
Industrial | Ind ¦ Refiner Plate Improvements | 2035 | Achievable | GWh | After Competition Groups | 32.0896 | 241055.0805 | 0.24106 | 4405.3137 | 0.0072843 | 15 | Industrial_2035_Achievable_GWh_After Competition Groups_15 | Refiner Plate Improvements | 0.7284% | 0.24106 | 32.0896 | Industrial_2035_Achievable_GWh_After Competition Groups_Refiner Plate Improvements
Industrial | Ind ¦ Process Optimization (Elec) | 2035 | Achievable | GWh | After Competition Groups | 28.9949 | 406163.7777 | 0.40616 | 4405.3137 | 0.0065818 | 16 | Industrial_2035_Achievable_GWh_After Competition Groups_16 | Process Optimization (Elec) | 0.6582% | 0.40616 | 28.9949 | Industrial_2035_Achievable_GWh_After Competition Groups_Process Optimization (Elec)
Industrial | Ind ¦ Process Heat Recovery | 2035 | Achievable | GWh | After Competition Groups | 26.27 | 417334.9746 | 0.41733 | 4405.3137 | 0.0059633 | 17 | Industrial_2035_Achievable_GWh_After Competition Groups_17 | Process Heat Recovery | 0.5963% | 0.41733 | 26.27 | Industrial_2035_Achievable_GWh_After Competition Groups_Process Heat Recovery
Industrial | Ind ¦ VAV Conversion Project | 2035 | Achievable | GWh | After Competition Groups | 25.7207 | 558865.9269 | 0.55887 | 4405.3137 | 0.0058386 | 18 | Industrial_2035_Achievable_GWh_After Competition Groups_18 | VAV Conversion Project | 0.5839% | 0.55887 | 25.7207 | Industrial_2035_Achievable_GWh_After Competition Groups_VAV Conversion Project
Industrial | Ind ¦ Cold Storage Retrofit | 2035 | Technical | GWh | After Competition Groups | 40.5147 | 0 | 0 | 7009.3488 | 0.0057801 | 20 | Industrial_2035_Technical_GWh_After Competition Groups_20 | Cold Storage Retrofit | 0.578% | 0 | 40.5147 | Industrial_2035_Technical_GWh_After Competition Groups_Cold Storage Retrofit
Industrial | Ind ¦ Ventilation Optimization | 2035 | Economic | GWh | After Competition Groups | 33.7709 | 2252127.8378 | 2.2521 | 6517.6758 | 0.0051814 | 17 | Industrial_2035_Economic_GWh_After Competition Groups_17 | Ventilation Optimization | 0.5181% | 2.2521 | 33.7709 | Industrial_2035_Economic_GWh_After Competition Groups_Ventilation Optimization
Industrial | Ind ¦ Process Heat Recovery | 2035 | Economic | GWh | After Competition Groups | 31.5696 | 417334.9746 | 0.41733 | 6517.6758 | 0.0048437 | 18 | Industrial_2035_Economic_GWh_After Competition Groups_18 | Process Heat Recovery | 0.4844% | 0.41733 | 31.5696 | Industrial_2035_Economic_GWh_After Competition Groups_Process Heat Recovery
Industrial | Ind ¦ Ventilation Optimization | 2035 | Technical | GWh | After Competition Groups | 33.7709 | 2252127.8378 | 2.2521 | 7009.3488 | 0.004818 | 21 | Industrial_2035_Technical_GWh_After Competition Groups_21 | Ventilation Optimization | 0.4818% | 2.2521 | 33.7709 | Industrial_2035_Technical_GWh_After Competition Groups_Ventilation Optimization
Industrial | Ind ¦ VAV Conversion Project | 2035 | Economic | GWh | After Competition Groups | 30.2286 | 558865.9269 | 0.55887 | 6517.6758 | 0.0046379 | 19 | Industrial_2035_Economic_GWh_After Competition Groups_19 | VAV Conversion Project | 0.4638% | 0.55887 | 30.2286 | Industrial_2035_Economic_GWh_After Competition Groups_VAV Conversion Project
Industrial | Ind ¦ Process Heat Recovery | 2035 | Technical | GWh | After Competition Groups | 31.5696 | 417334.9746 | 0.41733 | 7009.3488 | 0.0045039 | 22 | Industrial_2035_Technical_GWh_After Competition Groups_22 | Process Heat Recovery | 0.4504% | 0.41733 | 31.5696 | Industrial_2035_Technical_GWh_After Competition Groups_Process Heat Recovery
Industrial | Ind ¦ Improved Controls - Process Cooling | 2035 | Achievable | GWh | After Competition Groups | 19.3309 | 264270.7641 | 0.26427 | 4405.3137 | 0.0043881 | 19 | Industrial_2035_Achievable_GWh_After Competition Groups_19 | Improved Controls - Process Cooling | 0.4388% | 0.26427 | 19.3309 | Industrial_2035_Achievable_GWh_After Competition Groups_Improved Controls - Process Cooling
Industrial | Ind ¦ VAV Conversion Project | 2035 | Technical | GWh | After Competition Groups | 30.2286 | 558865.9269 | 0.55887 | 7009.3488 | 0.0043126 | 23 | Industrial_2035_Technical_GWh_After Competition Groups_23 | VAV Conversion Project | 0.4313% | 0.55887 | 30.2286 | Industrial_2035_Technical_GWh_After Competition Groups_VAV Conversion Project
Industrial | Ind ¦ HVLS Fans | 2035 | Technical | GWh | After Competition Groups | 29.1472 | 0 | 0 | 7009.3488 | 0.0041583 | 24 | Industrial_2035_Technical_GWh_After Competition Groups_24 | HVLS Fans | 0.4158% | 0 | 29.1472 | Industrial_2035_Technical_GWh_After Competition Groups_HVLS Fans
Industrial | Ind ¦ High Efficiency Battery Charger | 2035 | Achievable | GWh | After Competition Groups | 16.3213 | 510517.971 | 0.51052 | 4405.3137 | 0.0037049 | 20 | Industrial_2035_Achievable_GWh_After Competition Groups_20 | High Efficiency Battery Charger | 0.3705% | 0.51052 | 16.3213 | Industrial_2035_Achievable_GWh_After Competition Groups_High Efficiency Battery Charger
Industrial | Ind ¦ Improved Controls - Process Cooling | 2035 | Economic | GWh | After Competition Groups | 23.3337 | 264270.7641 | 0.26427 | 6517.6758 | 0.0035801 | 20 | Industrial_2035_Economic_GWh_After Competition Groups_20 | Improved Controls - Process Cooling | 0.358% | 0.26427 | 23.3337 | Industrial_2035_Economic_GWh_After Competition Groups_Improved Controls - Process Cooling
Industrial | Ind ¦ High Efficiency Battery Charger | 2035 | Economic | GWh | After Competition Groups | 23.3037 | 510517.971 | 0.51052 | 6517.6758 | 0.0035755 | 21 | Industrial_2035_Economic_GWh_After Competition Groups_21 | High Efficiency Battery Charger | 0.3575% | 0.51052 | 23.3037 | Industrial_2035_Economic_GWh_After Competition Groups_High Efficiency Battery Charger
Industrial | Ind ¦ Low Energy Livestock Waterers | 2035 | Technical | GWh | After Competition Groups | 24.3534 | 825603.0217 | 0.8256 | 7009.3488 | 0.0034744 | 25 | Industrial_2035_Technical_GWh_After Competition Groups_25 | Low Energy Livestock Waterers | 0.3474% | 0.8256 | 24.3534 | Industrial_2035_Technical_GWh_After Competition Groups_Low Energy Livestock Waterers
Industrial | Ind ¦ Improved Controls - Process Cooling | 2035 | Technical | GWh | After Competition Groups | 23.3337 | 264270.7641 | 0.26427 | 7009.3488 | 0.0033289 | 26 | Industrial_2035_Technical_GWh_After Competition Groups_26 | Improved Controls - Process Cooling | 0.3329% | 0.26427 | 23.3337 | Industrial_2035_Technical_GWh_After Competition Groups_Improved Controls - Process Cooling
Industrial | Ind ¦ High Efficiency Battery Charger | 2035 | Technical | GWh | After Competition Groups | 23.3037 | 510517.971 | 0.51052 | 7009.3488 | 0.0033247 | 27 | Industrial_2035_Technical_GWh_After Competition Groups_27 | High Efficiency Battery Charger | 0.3325% | 0.51052 | 23.3037 | Industrial_2035_Technical_GWh_After Competition Groups_High Efficiency Battery Charger
Industrial | Ind ¦ Synchronous Belts | 2035 | Economic | GWh | After Competition Groups | 20.7801 | 809129.7834 | 0.80913 | 6517.6758 | 0.0031883 | 22 | Industrial_2035_Economic_GWh_After Competition Groups_22 | Synchronous Belts | 0.3188% | 0.80913 | 20.7801 | Industrial_2035_Economic_GWh_After Competition Groups_Synchronous Belts
Industrial | Ind ¦ Process Improvements | 2035 | Achievable | GWh | After Competition Groups | 13.1018 | 138483.4991 | 0.13848 | 4405.3137 | 0.0029741 | 21 | Industrial_2035_Achievable_GWh_After Competition Groups_21 | Process Improvements | 0.2974% | 0.13848 | 13.1018 | Industrial_2035_Achievable_GWh_After Competition Groups_Process Improvements
Industrial | Ind ¦ Ventilation Optimization | 2035 | Achievable | GWh | After Competition Groups | 13.0773 | 2252127.8378 | 2.2521 | 4405.3137 | 0.0029685 | 22 | Industrial_2035_Achievable_GWh_After Competition Groups_22 | Ventilation Optimization | 0.2969% | 2.2521 | 13.0773 | Industrial_2035_Achievable_GWh_After Competition Groups_Ventilation Optimization
Industrial | Ind ¦ Synchronous Belts | 2035 | Technical | GWh | After Competition Groups | 20.7801 | 809129.7834 | 0.80913 | 7009.3488 | 0.0029646 | 28 | Industrial_2035_Technical_GWh_After Competition Groups_28 | Synchronous Belts | 0.2965% | 0.80913 | 20.7801 | Industrial_2035_Technical_GWh_After Competition Groups_Synchronous Belts
Industrial | Ind ¦ Dairy Pre-Cooler | 2035 | Economic | GWh | After Competition Groups | 18.6864 | 473626.2127 | 0.47363 | 6517.6758 | 0.002867 | 23 | Industrial_2035_Economic_GWh_After Competition Groups_23 | Dairy Pre-Cooler | 0.2867% | 0.47363 | 18.6864 | Industrial_2035_Economic_GWh_After Competition Groups_Dairy Pre-Cooler
Industrial | Ind ¦ Dairy Pre-Cooler | 2035 | Technical | GWh | After Competition Groups | 18.6864 | 473626.2127 | 0.47363 | 7009.3488 | 0.0026659 | 29 | Industrial_2035_Technical_GWh_After Competition Groups_29 | Dairy Pre-Cooler | 0.2666% | 0.47363 | 18.6864 | Industrial_2035_Technical_GWh_After Competition Groups_Dairy Pre-Cooler
Industrial | Ind ¦ Refrigeration Compressor VFD | 2035 | Achievable | GWh | After Competition Groups | 11.4347 | 489357.2511 | 0.48936 | 4405.3137 | 0.0025957 | 23 | Industrial_2035_Achievable_GWh_After Competition Groups_23 | Refrigeration Compressor VFD | 0.2596% | 0.48936 | 11.4347 | Industrial_2035_Achievable_GWh_After Competition Groups_Refrigeration Compressor VFD
Industrial | Ind ¦ Refrigeration Compressor VFD | 2035 | Economic | GWh | After Competition Groups | 15.894 | 489357.2511 | 0.48936 | 6517.6758 | 0.0024386 | 24 | Industrial_2035_Economic_GWh_After Competition Groups_24 | Refrigeration Compressor VFD | 0.2439% | 0.48936 | 15.894 | Industrial_2035_Economic_GWh_After Competition Groups_Refrigeration Compressor VFD
Industrial | Ind ¦ Dairy Pre-Cooler | 2035 | Achievable | GWh | After Competition Groups | 10.6509 | 473626.2127 | 0.47363 | 4405.3137 | 0.0024177 | 24 | Industrial_2035_Achievable_GWh_After Competition Groups_24 | Dairy Pre-Cooler | 0.2418% | 0.47363 | 10.6509 | Industrial_2035_Achievable_GWh_After Competition Groups_Dairy Pre-Cooler
Industrial | Ind ¦ Process Improvements | 2035 | Economic | GWh | After Competition Groups | 15.4223 | 138483.4991 | 0.13848 | 6517.6758 | 0.0023662 | 25 | Industrial_2035_Economic_GWh_After Competition Groups_25 | Process Improvements | 0.2366% | 0.13848 | 15.4223 | Industrial_2035_Economic_GWh_After Competition Groups_Process Improvements
Industrial | Ind ¦ Refrigeration Compressor VFD | 2035 | Technical | GWh | After Competition Groups | 15.894 | 489357.2511 | 0.48936 | 7009.3488 | 0.0022675 | 30 | Industrial_2035_Technical_GWh_After Competition Groups_30 | Refrigeration Compressor VFD | 0.2268% | 0.48936 | 15.894 | Industrial_2035_Technical_GWh_After Competition Groups_Refrigeration Compressor VFD
Industrial | Ind ¦ Process Improvements | 2035 | Technical | GWh | After Competition Groups | 15.4223 | 138483.4991 | 0.13848 | 7009.3488 | 0.0022002 | 31 | Industrial_2035_Technical_GWh_After Competition Groups_31 | Process Improvements | 0.22% | 0.13848 | 15.4223 | Industrial_2035_Technical_GWh_After Competition Groups_Process Improvements
Industrial | Ind ¦ Low Energy Livestock Waterers | 2035 | Economic | GWh | After Competition Groups | 12.6206 | 825603.0217 | 0.8256 | 6517.6758 | 0.0019364 | 26 | Industrial_2035_Economic_GWh_After Competition Groups_26 | Low Energy Livestock Waterers | 0.1936% | 0.8256 | 12.6206 | Industrial_2035_Economic_GWh_After Competition Groups_Low Energy Livestock Waterers
Industrial | Ind ¦ Improved Controls - Process Heating | 2035 | Achievable | GWh | After Competition Groups | 8.4568 | 115210.8376 | 0.11521 | 4405.3137 | 0.0019197 | 25 | Industrial_2035_Achievable_GWh_After Competition Groups_25 | Improved Controls - Process Heating | 0.192% | 0.11521 | 8.4568 | Industrial_2035_Achievable_GWh_After Competition Groups_Improved Controls - Process Heating
Industrial | Ind ¦ Efficient Transformer | 2035 | Technical | GWh | After Competition Groups | 11.6519 | 655949.6855 | 0.65595 | 7009.3488 | 0.0016623 | 32 | Industrial_2035_Technical_GWh_After Competition Groups_32 | Efficient Transformer | 0.1662% | 0.65595 | 11.6519 | Industrial_2035_Technical_GWh_After Competition Groups_Efficient Transformer
Industrial | Ind ¦ Chiller Optimization | 2035 | Technical | GWh | After Competition Groups | 11.3805 | 0 | 0 | 7009.3488 | 0.0016236 | 33 | Industrial_2035_Technical_GWh_After Competition Groups_33 | Chiller Optimization | 0.1624% | 0 | 11.3805 | Industrial_2035_Technical_GWh_After Competition Groups_Chiller Optimization
Industrial | Ind ¦ High Efficiency Welders | 2035 | Technical | GWh | After Competition Groups | 11.2756 | 637057.867 | 0.63706 | 7009.3488 | 0.0016086 | 34 | Industrial_2035_Technical_GWh_After Competition Groups_34 | High Efficiency Welders | 0.1609% | 0.63706 | 11.2756 | Industrial_2035_Technical_GWh_After Competition Groups_High Efficiency Welders
Industrial | Ind ¦ Free Cooling | 2035 | Economic | GWh | After Competition Groups | 10.4567 | 1117775.3742 | 1.1178 | 6517.6758 | 0.0016044 | 27 | Industrial_2035_Economic_GWh_After Competition Groups_27 | Free Cooling | 0.1604% | 1.1178 | 10.4567 | Industrial_2035_Economic_GWh_After Competition Groups_Free Cooling
Industrial | Ind ¦ Improved Controls - Process Heating | 2035 | Economic | GWh | After Competition Groups | 10.3274 | 115210.8376 | 0.11521 | 6517.6758 | 0.0015845 | 28 | Industrial_2035_Economic_GWh_After Competition Groups_28 | Improved Controls - Process Heating | 0.1585% | 0.11521 | 10.3274 | Industrial_2035_Economic_GWh_After Competition Groups_Improved Controls - Process Heating
Industrial | Ind ¦ Low Energy Livestock Waterers | 2035 | Achievable | GWh | After Competition Groups | 6.9697 | 825603.0217 | 0.8256 | 4405.3137 | 0.0015821 | 26 | Industrial_2035_Achievable_GWh_After Competition Groups_26 | Low Energy Livestock Waterers | 0.1582% | 0.8256 | 6.9697 | Industrial_2035_Achievable_GWh_After Competition Groups_Low Energy Livestock Waterers
Industrial | Ind ¦ Free Cooling | 2035 | Technical | GWh | After Competition Groups | 10.4567 | 1117775.3742 | 1.1178 | 7009.3488 | 0.0014918 | 35 | Industrial_2035_Technical_GWh_After Competition Groups_35 | Free Cooling | 0.1492% | 1.1178 | 10.4567 | Industrial_2035_Technical_GWh_After Competition Groups_Free Cooling
Industrial | Ind ¦ Improved Controls - Process Heating | 2035 | Technical | GWh | After Competition Groups | 10.3274 | 115210.8376 | 0.11521 | 7009.3488 | 0.0014734 | 36 | Industrial_2035_Technical_GWh_After Competition Groups_36 | Improved Controls - Process Heating | 0.1473% | 0.11521 | 10.3274 | Industrial_2035_Technical_GWh_After Competition Groups_Improved Controls - Process Heating
Industrial | Ind ¦ Cooling Tower Optimization | 2035 | Economic | GWh | After Competition Groups | 8.6354 | 476705.3701 | 0.47671 | 6517.6758 | 0.0013249 | 29 | Industrial_2035_Economic_GWh_After Competition Groups_29 | Cooling Tower Optimization | 0.1325% | 0.47671 | 8.6354 | Industrial_2035_Economic_GWh_After Competition Groups_Cooling Tower Optimization
Industrial | Ind ¦ Cooling Tower Optimization | 2035 | Technical | GWh | After Competition Groups | 8.6354 | 476705.3701 | 0.47671 | 7009.3488 | 0.001232 | 37 | Industrial_2035_Technical_GWh_After Competition Groups_37 | Cooling Tower Optimization | 0.1232% | 0.47671 | 8.6354 | Industrial_2035_Technical_GWh_After Competition Groups_Cooling Tower Optimization
Industrial | Ind ¦ Engine Block Heater Timer | 2035 | Achievable | GWh | After Competition Groups | 5.1372 | 40422.374 | 0.040422 | 4405.3137 | 0.0011661 | 27 | Industrial_2035_Achievable_GWh_After Competition Groups_27 | Engine Block Heater Timer | 0.1166% | 0.040422 | 5.1372 | Industrial_2035_Achievable_GWh_After Competition Groups_Engine Block Heater Timer
Industrial | Ind ¦ Engine Block Heater Timer | 2035 | Economic | GWh | After Competition Groups | 6.0815 | 40422.374 | 0.040422 | 6517.6758 | 0.00093308 | 30 | Industrial_2035_Economic_GWh_After Competition Groups_30 | Engine Block Heater Timer | 0.09331% | 0.040422 | 6.0815 | Industrial_2035_Economic_GWh_After Competition Groups_Engine Block Heater Timer
Industrial | Ind ¦ Free Cooling | 2035 | Achievable | GWh | After Competition Groups | 3.9757 | 1117775.3742 | 1.1178 | 4405.3137 | 0.00090249 | 28 | Industrial_2035_Achievable_GWh_After Competition Groups_28 | Free Cooling | 0.09025% | 1.1178 | 3.9757 | Industrial_2035_Achievable_GWh_After Competition Groups_Free Cooling
Industrial | Ind ¦ Engine Block Heater Timer | 2035 | Technical | GWh | After Competition Groups | 6.0815 | 40422.374 | 0.040422 | 7009.3488 | 0.00086763 | 38 | Industrial_2035_Technical_GWh_After Competition Groups_38 | Engine Block Heater Timer | 0.08676% | 0.040422 | 6.0815 | Industrial_2035_Technical_GWh_After Competition Groups_Engine Block Heater Timer
Industrial | Ind ¦ Efficient Refrigeration Compressor | 2035 | Achievable | GWh | After Competition Groups | 3.2511 | 20271.9474 | 0.020272 | 4405.3137 | 0.00073799 | 29 | Industrial_2035_Achievable_GWh_After Competition Groups_29 | Efficient Refrigeration Compressor | 0.0738% | 0.020272 | 3.2511 | Industrial_2035_Achievable_GWh_After Competition Groups_Efficient Refrigeration Compressor
Industrial | Ind ¦ Synchronous Belts | 2035 | Achievable | GWh | After Competition Groups | 3.1776 | 809129.7834 | 0.80913 | 4405.3137 | 0.0007213 | 30 | Industrial_2035_Achievable_GWh_After Competition Groups_30 | Synchronous Belts | 0.07213% | 0.80913 | 3.1776 | Industrial_2035_Achievable_GWh_After Competition Groups_Synchronous Belts
Industrial | Ind ¦ Heat Lamps/Heat Pad | 2035 | Technical | GWh | After Competition Groups | 4.9556 | 90537.0741 | 0.090537 | 7009.3488 | 0.000707 | 39 | Industrial_2035_Technical_GWh_After Competition Groups_39 | Heat Lamps/Heat Pad | 0.0707% | 0.090537 | 4.9556 | Industrial_2035_Technical_GWh_After Competition Groups_Heat Lamps/Heat Pad
Industrial | Ind ¦ Efficient Refrigeration Compressor | 2035 | Economic | GWh | After Competition Groups | 3.8407 | 20271.9474 | 0.020272 | 6517.6758 | 0.00058928 | 31 | Industrial_2035_Economic_GWh_After Competition Groups_31 | Efficient Refrigeration Compressor | 0.05893% | 0.020272 | 3.8407 | Industrial_2035_Economic_GWh_After Competition Groups_Efficient Refrigeration Compressor
Industrial | Ind ¦ Cooling Tower Optimization | 2035 | Achievable | GWh | After Competition Groups | 2.5079 | 476705.3701 | 0.47671 | 4405.3137 | 0.00056929 | 31 | Industrial_2035_Achievable_GWh_After Competition Groups_31 | Cooling Tower Optimization | 0.05693% | 0.47671 | 2.5079 | Industrial_2035_Achievable_GWh_After Competition Groups_Cooling Tower Optimization
Industrial | Ind ¦ Efficient Refrigeration Compressor | 2035 | Technical | GWh | After Competition Groups | 3.8407 | 20271.9474 | 0.020272 | 7009.3488 | 0.00054795 | 40 | Industrial_2035_Technical_GWh_After Competition Groups_40 | Efficient Refrigeration Compressor | 0.05479% | 0.020272 | 3.8407 | Industrial_2035_Technical_GWh_After Competition Groups_Efficient Refrigeration Compressor
Industrial | Ind ¦ Air Compressor Heat Recovery | 2035 | Achievable | GWh | After Competition Groups | 2.2069 | 35158.5044 | 0.035159 | 4405.3137 | 0.00050096 | 32 | Industrial_2035_Achievable_GWh_After Competition Groups_32 | Air Compressor Heat Recovery | 0.0501% | 0.035159 | 2.2069 | Industrial_2035_Achievable_GWh_After Competition Groups_Air Compressor Heat Recovery
Industrial | Ind ¦ Air Compressor Heat Recovery | 2035 | Economic | GWh | After Competition Groups | 2.7261 | 35158.5044 | 0.035159 | 6517.6758 | 0.00041826 | 32 | Industrial_2035_Economic_GWh_After Competition Groups_32 | Air Compressor Heat Recovery | 0.04183% | 0.035159 | 2.7261 | Industrial_2035_Economic_GWh_After Competition Groups_Air Compressor Heat Recovery
Industrial | Ind ¦ Air Compressor Heat Recovery | 2035 | Technical | GWh | After Competition Groups | 2.7261 | 35158.5044 | 0.035159 | 7009.3488 | 0.00038892 | 41 | Industrial_2035_Technical_GWh_After Competition Groups_41 | Air Compressor Heat Recovery | 0.03889% | 0.035159 | 2.7261 | Industrial_2035_Technical_GWh_After Competition Groups_Air Compressor Heat Recovery
Industrial | Ind ¦ Creep Heat Controller | 2035 | Technical | GWh | After Competition Groups | 2.5446 | 0 | 0 | 7009.3488 | 0.00036303 | 42 | Industrial_2035_Technical_GWh_After Competition Groups_42 | Creep Heat Controller | 0.0363% | 0 | 2.5446 | Industrial_2035_Technical_GWh_After Competition Groups_Creep Heat Controller
Industrial | Ind ¦ Optimize Compressed Air Dryer | 2035 | Economic | GWh | After Competition Groups | 1.9685 | 121629.3414 | 0.12163 | 6517.6758 | 0.00030203 | 33 | Industrial_2035_Economic_GWh_After Competition Groups_33 | Optimize Compressed Air Dryer | 0.0302% | 0.12163 | 1.9685 | Industrial_2035_Economic_GWh_After Competition Groups_Optimize Compressed Air Dryer
Industrial | Ind ¦ Optimize Compressed Air Dryer | 2035 | Technical | GWh | After Competition Groups | 1.9685 | 121629.3414 | 0.12163 | 7009.3488 | 0.00028085 | 43 | Industrial_2035_Technical_GWh_After Competition Groups_43 | Optimize Compressed Air Dryer | 0.02808% | 0.12163 | 1.9685 | Industrial_2035_Technical_GWh_After Competition Groups_Optimize Compressed Air Dryer
Industrial | Ind ¦ Heat Lamps/Heat Pad | 2035 | Achievable | GWh | After Competition Groups | 1.1596 | 90537.0741 | 0.090537 | 4405.3137 | 0.00026323 | 33 | Industrial_2035_Achievable_GWh_After Competition Groups_33 | Heat Lamps/Heat Pad | 0.02632% | 0.090537 | 1.1596 | Industrial_2035_Achievable_GWh_After Competition Groups_Heat Lamps/Heat Pad
Industrial | Ind ¦ Dual and Natural Exhaust Ventilation Systems | 2035 | Technical | GWh | After Competition Groups | 1.4921 | 63101.8205 | 0.063102 | 7009.3488 | 0.00021287 | 44 | Industrial_2035_Technical_GWh_After Competition Groups_44 | Dual and Natural Exhaust Ventilation Systems | 0.02129% | 0.063102 | 1.4921 | Industrial_2035_Technical_GWh_After Competition Groups_Dual and Natural Exhaust Ventilation Systems
Industrial | Ind ¦ Efficient Transformer | 2035 | Achievable | GWh | After Competition Groups | 0.66074 | 655949.6855 | 0.65595 | 4405.3137 | 0.00014999 | 34 | Industrial_2035_Achievable_GWh_After Competition Groups_34 | Efficient Transformer | 0.015% | 0.65595 | 0.66074 | Industrial_2035_Achievable_GWh_After Competition Groups_Efficient Transformer
Industrial | Ind ¦ Dairy Water Heater | 2035 | Economic | GWh | After Competition Groups | 0.94216 | 25364.1719 | 0.025364 | 6517.6758 | 0.00014456 | 34 | Industrial_2035_Economic_GWh_After Competition Groups_34 | Dairy Water Heater | 0.01446% | 0.025364 | 0.94216 | Industrial_2035_Economic_GWh_After Competition Groups_Dairy Water Heater
Industrial | Ind ¦ Dairy Water Heater | 2035 | Achievable | GWh | After Competition Groups | 0.62216 | 25364.1719 | 0.025364 | 4405.3137 | 0.00014123 | 35 | Industrial_2035_Achievable_GWh_After Competition Groups_35 | Dairy Water Heater | 0.01412% | 0.025364 | 0.62216 | Industrial_2035_Achievable_GWh_After Competition Groups_Dairy Water Heater
Industrial | Ind ¦ Dairy Water Heater | 2035 | Technical | GWh | After Competition Groups | 0.94216 | 25364.1719 | 0.025364 | 7009.3488 | 0.00013442 | 45 | Industrial_2035_Technical_GWh_After Competition Groups_45 | Dairy Water Heater | 0.01344% | 0.025364 | 0.94216 | Industrial_2035_Technical_GWh_After Competition Groups_Dairy Water Heater
Industrial | Ind ¦ Efficient Transformer | 2035 | Economic | GWh | After Competition Groups | 0.48722 | 655949.6855 | 0.65595 | 6517.6758 | 7.4754e-05 | 35 | Industrial_2035_Economic_GWh_After Competition Groups_35 | Efficient Transformer | 0.007475% | 0.65595 | 0.48722 | Industrial_2035_Economic_GWh_After Competition Groups_Efficient Transformer
Industrial | Ind ¦ High Efficiency Welders | 2035 | Achievable | GWh | After Competition Groups | 0.30102 | 637057.867 | 0.63706 | 4405.3137 | 6.8332e-05 | 36 | Industrial_2035_Achievable_GWh_After Competition Groups_36 | High Efficiency Welders | 0.006833% | 0.63706 | 0.30102 | Industrial_2035_Achievable_GWh_After Competition Groups_High Efficiency Welders
Industrial | Ind ¦ Dual and Natural Exhaust Ventilation Systems | 2035 | Achievable | GWh | After Competition Groups | 0.15778 | 63101.8205 | 0.063102 | 4405.3137 | 3.5816e-05 | 37 | Industrial_2035_Achievable_GWh_After Competition Groups_37 | Dual and Natural Exhaust Ventilation Systems | 0.003582% | 0.063102 | 0.15778 | Industrial_2035_Achievable_GWh_After Competition Groups_Dual and Natural Exhaust Ventilation Systems
Industrial | Ind ¦ High Efficiency Welders | 2035 | Economic | GWh | After Competition Groups | 0.23172 | 637057.867 | 0.63706 | 6517.6758 | 3.5553e-05 | 36 | Industrial_2035_Economic_GWh_After Competition Groups_36 | High Efficiency Welders | 0.003555% | 0.63706 | 0.23172 | Industrial_2035_Economic_GWh_After Competition Groups_High Efficiency Welders
Industrial | Ind ¦ Heat Lamps/Heat Pad | 2035 | Economic | GWh | After Competition Groups | 0.21554 | 90537.0741 | 0.090537 | 6517.6758 | 3.307e-05 | 37 | Industrial_2035_Economic_GWh_After Competition Groups_37 | Heat Lamps/Heat Pad | 0.003307% | 0.090537 | 0.21554 | Industrial_2035_Economic_GWh_After Competition Groups_Heat Lamps/Heat Pad
Industrial | Ind ¦ Optimize Compressed Air Dryer | 2035 | Achievable | GWh | After Competition Groups | 0.084217 | 121629.3414 | 0.12163 | 4405.3137 | 1.9117e-05 | 38 | Industrial_2035_Achievable_GWh_After Competition Groups_38 | Optimize Compressed Air Dryer | 0.001912% | 0.12163 | 0.084217 | Industrial_2035_Achievable_GWh_After Competition Groups_Optimize Compressed Air Dryer
Industrial | Ind ¦ Dual and Natural Exhaust Ventilation Systems | 2035 | Economic | GWh | After Competition Groups | 0.093772 | 63101.8205 | 0.063102 | 6517.6758 | 1.4387e-05 | 38 | Industrial_2035_Economic_GWh_After Competition Groups_38 | Dual and Natural Exhaust Ventilation Systems | 0.001439% | 0.063102 | 0.093772 | Industrial_2035_Economic_GWh_After Competition Groups_Dual and Natural Exhaust Ventilation Systems
Industrial | Ind ¦ Creep Heat Controller | 2035 | Achievable | GWh | After Competition Groups | 0 | 0 | 0 | 4405.3137 | 0 | 39 | Industrial_2035_Achievable_GWh_After Competition Groups_39 | Creep Heat Controller | 0% | 0 | 0 | Industrial_2035_Achievable_GWh_After Competition Groups_Creep Heat Controller
Industrial | Ind ¦ Creep Heat Controller | 2035 | Economic | GWh | After Competition Groups | 0 | 0 | 0 | 6517.6758 | 0 | 39 | Industrial_2035_Economic_GWh_After Competition Groups_39 | Creep Heat Controller | 0% | 0 | 0 | Industrial_2035_Economic_GWh_After Competition Groups_Creep Heat Controller
Industrial | Ind ¦ HVLS Fans | 2035 | Achievable | GWh | After Competition Groups | 0 | 0 | 0 | 4405.3137 | 0 | 40 | Industrial_2035_Achievable_GWh_After Competition Groups_40 | HVLS Fans | 0% | 0 | 0 | Industrial_2035_Achievable_GWh_After Competition Groups_HVLS Fans
Industrial | Ind ¦ HVLS Fans | 2035 | Economic | GWh | After Competition Groups | 0 | 0 | 0 | 6517.6758 | 0 | 40 | Industrial_2035_Economic_GWh_After Competition Groups_40 | HVLS Fans | 0% | 0 | 0 | Industrial_2035_Economic_GWh_After Competition Groups_HVLS Fans
Industrial | Ind ¦ Premium Efficient Motors | 2035 | Achievable | GWh | After Competition Groups | 0 | 0 | 0 | 4405.3137 | 0 | 41 | Industrial_2035_Achievable_GWh_After Competition Groups_41 | Premium Efficient Motors | 0% | 0 | 0 | Industrial_2035_Achievable_GWh_After Competition Groups_Premium Efficient Motors
Industrial | Ind ¦ Premium Efficient Motors | 2035 | Economic | GWh | After Competition Groups | 0 | 0 | 0 | 6517.6758 | 0 | 41 | Industrial_2035_Economic_GWh_After Competition Groups_41 | Premium Efficient Motors | 0% | 0 | 0 | Industrial_2035_Economic_GWh_After Competition Groups_Premium Efficient Motors
Industrial | Ind ¦ Pump System Optimization | 2036 | Economic | GWh | After Competition Groups | 1147.9966 | 31685648.8934 | 31.6856 | 6602.2051 | 0.17388 | 1 | Industrial_2036_Economic_GWh_After Competition Groups_1 | Pump System Optimization | 17.39% | 31.6856 | 1147.9966 | Industrial_2036_Economic_GWh_After Competition Groups_Pump System Optimization
Industrial | Ind ¦ Pump System Optimization | 2036 | Achievable | GWh | After Competition Groups | 786.399 | 31685648.8934 | 31.6856 | 4698.5695 | 0.16737 | 1 | Industrial_2036_Achievable_GWh_After Competition Groups_1 | Pump System Optimization | 16.74% | 31.6856 | 786.399 | Industrial_2036_Achievable_GWh_After Competition Groups_Pump System Optimization
Industrial | Ind ¦ Pump System Optimization | 2036 | Technical | GWh | After Competition Groups | 1168.873 | 31685648.8934 | 31.6856 | 7097.2102 | 0.16469 | 1 | Industrial_2036_Technical_GWh_After Competition Groups_1 | Pump System Optimization | 16.47% | 31.6856 | 1168.873 | Industrial_2036_Technical_GWh_After Competition Groups_Pump System Optimization
Industrial | Ind ¦ HE Lighting | 2036 | Economic | GWh | After Competition Groups | 722.3263 | 36732305.0486 | 36.7323 | 6602.2051 | 0.10941 | 2 | Industrial_2036_Economic_GWh_After Competition Groups_2 | HE Lighting | 10.94% | 36.7323 | 722.3263 | Industrial_2036_Economic_GWh_After Competition Groups_HE Lighting
Industrial | Ind ¦ HE Lighting | 2036 | Technical | GWh | After Competition Groups | 772.0655 | 36732305.0486 | 36.7323 | 7097.2102 | 0.10878 | 2 | Industrial_2036_Technical_GWh_After Competition Groups_2 | HE Lighting | 10.88% | 36.7323 | 772.0655 | Industrial_2036_Technical_GWh_After Competition Groups_HE Lighting
Industrial | Ind ¦ Air Leak Survey and Repair | 2036 | Achievable | GWh | After Competition Groups | 494.604 | 486168.3622 | 0.48617 | 4698.5695 | 0.10527 | 2 | Industrial_2036_Achievable_GWh_After Competition Groups_2 | Air Leak Survey and Repair | 10.53% | 0.48617 | 494.604 | Industrial_2036_Achievable_GWh_After Competition Groups_Air Leak Survey and Repair
Industrial | Ind ¦ Greenhouse Grow Lights | 2036 | Achievable | GWh | After Competition Groups | 436.2063 | 12341488.7909 | 12.3415 | 4698.5695 | 0.092838 | 3 | Industrial_2036_Achievable_GWh_After Competition Groups_3 | Greenhouse Grow Lights | 9.284% | 12.3415 | 436.2063 | Industrial_2036_Achievable_GWh_After Competition Groups_Greenhouse Grow Lights
Industrial | Ind ¦ Greenhouse Grow Lights | 2036 | Economic | GWh | After Competition Groups | 595.7218 | 12341488.7909 | 12.3415 | 6602.2051 | 0.090231 | 3 | Industrial_2036_Economic_GWh_After Competition Groups_3 | Greenhouse Grow Lights | 9.023% | 12.3415 | 595.7218 | Industrial_2036_Economic_GWh_After Competition Groups_Greenhouse Grow Lights
Industrial | Ind ¦ Air Compressor Optimization | 2036 | Achievable | GWh | After Competition Groups | 420.1236 | 1178102.3803 | 1.1781 | 4698.5695 | 0.089415 | 4 | Industrial_2036_Achievable_GWh_After Competition Groups_4 | Air Compressor Optimization | 8.942% | 1.1781 | 420.1236 | Industrial_2036_Achievable_GWh_After Competition Groups_Air Compressor Optimization
Industrial | Ind ¦ Air Leak Survey and Repair | 2036 | Economic | GWh | After Competition Groups | 581.5957 | 486168.3622 | 0.48617 | 6602.2051 | 0.088091 | 4 | Industrial_2036_Economic_GWh_After Competition Groups_4 | Air Leak Survey and Repair | 8.809% | 0.48617 | 581.5957 | Industrial_2036_Economic_GWh_After Competition Groups_Air Leak Survey and Repair
Industrial | Ind ¦ Pump Equipment Upgrade | 2036 | Achievable | GWh | After Competition Groups | 402.7167 | 17336176.6813 | 17.3362 | 4698.5695 | 0.085711 | 5 | Industrial_2036_Achievable_GWh_After Competition Groups_5 | Pump Equipment Upgrade | 8.571% | 17.3362 | 402.7167 | Industrial_2036_Achievable_GWh_After Competition Groups_Pump Equipment Upgrade
Industrial | Ind ¦ Greenhouse Grow Lights | 2036 | Technical | GWh | After Competition Groups | 595.7218 | 12341488.7909 | 12.3415 | 7097.2102 | 0.083937 | 3 | Industrial_2036_Technical_GWh_After Competition Groups_3 | Greenhouse Grow Lights | 8.394% | 12.3415 | 595.7218 | Industrial_2036_Technical_GWh_After Competition Groups_Greenhouse Grow Lights
Industrial | Ind ¦ Pump Equipment Upgrade | 2036 | Economic | GWh | After Competition Groups | 550.1876 | 17336176.6813 | 17.3362 | 6602.2051 | 0.083334 | 5 | Industrial_2036_Economic_GWh_After Competition Groups_5 | Pump Equipment Upgrade | 8.333% | 17.3362 | 550.1876 | Industrial_2036_Economic_GWh_After Competition Groups_Pump Equipment Upgrade
Industrial | Ind ¦ Air Leak Survey and Repair | 2036 | Technical | GWh | After Competition Groups | 581.5957 | 486168.3622 | 0.48617 | 7097.2102 | 0.081947 | 4 | Industrial_2036_Technical_GWh_After Competition Groups_4 | Air Leak Survey and Repair | 8.195% | 0.48617 | 581.5957 | Industrial_2036_Technical_GWh_After Competition Groups_Air Leak Survey and Repair
Industrial | Ind ¦ Recommissioning | 2036 | Achievable | GWh | After Competition Groups | 380.4922 | 2200207.634 | 2.2002 | 4698.5695 | 0.08098 | 6 | Industrial_2036_Achievable_GWh_After Competition Groups_6 | Recommissioning | 8.098% | 2.2002 | 380.4922 | Industrial_2036_Achievable_GWh_After Competition Groups_Recommissioning
Industrial | Ind ¦ SEM | 2036 | Achievable | GWh | After Competition Groups | 380.4922 | 2200207.634 | 2.2002 | 4698.5695 | 0.08098 | 7 | Industrial_2036_Achievable_GWh_After Competition Groups_7 | SEM | 8.098% | 2.2002 | 380.4922 | Industrial_2036_Achievable_GWh_After Competition Groups_SEM
Industrial | Ind ¦ Air Compressor Optimization | 2036 | Economic | GWh | After Competition Groups | 533.9929 | 1178102.3803 | 1.1781 | 6602.2051 | 0.080881 | 6 | Industrial_2036_Economic_GWh_After Competition Groups_6 | Air Compressor Optimization | 8.088% | 1.1781 | 533.9929 | Industrial_2036_Economic_GWh_After Competition Groups_Air Compressor Optimization
Industrial | Ind ¦ Pump Equipment Upgrade | 2036 | Technical | GWh | After Competition Groups | 550.1876 | 17336176.6813 | 17.3362 | 7097.2102 | 0.077522 | 5 | Industrial_2036_Technical_GWh_After Competition Groups_5 | Pump Equipment Upgrade | 7.752% | 17.3362 | 550.1876 | Industrial_2036_Technical_GWh_After Competition Groups_Pump Equipment Upgrade
Industrial | Ind ¦ HE Lighting | 2036 | Achievable | GWh | After Competition Groups | 359.4333 | 36732305.0486 | 36.7323 | 4698.5695 | 0.076498 | 8 | Industrial_2036_Achievable_GWh_After Competition Groups_8 | HE Lighting | 7.65% | 36.7323 | 359.4333 | Industrial_2036_Achievable_GWh_After Competition Groups_HE Lighting
Industrial | Ind ¦ Air Compressor Optimization | 2036 | Technical | GWh | After Competition Groups | 533.9929 | 1178102.3803 | 1.1781 | 7097.2102 | 0.07524 | 6 | Industrial_2036_Technical_GWh_After Competition Groups_6 | Air Compressor Optimization | 7.524% | 1.1781 | 533.9929 | Industrial_2036_Technical_GWh_After Competition Groups_Air Compressor Optimization
Industrial | Ind ¦ Efficient Compressed Air Nozzles | 2036 | Economic | GWh | After Competition Groups | 462.0089 | 519320.0613 | 0.51932 | 6602.2051 | 0.069978 | 7 | Industrial_2036_Economic_GWh_After Competition Groups_7 | Efficient Compressed Air Nozzles | 6.998% | 0.51932 | 462.0089 | Industrial_2036_Economic_GWh_After Competition Groups_Efficient Compressed Air Nozzles
Industrial | Ind ¦ Recommissioning | 2036 | Economic | GWh | After Competition Groups | 439.6173 | 2200207.634 | 2.2002 | 6602.2051 | 0.066586 | 8 | Industrial_2036_Economic_GWh_After Competition Groups_8 | Recommissioning | 6.659% | 2.2002 | 439.6173 | Industrial_2036_Economic_GWh_After Competition Groups_Recommissioning
Industrial | Ind ¦ SEM | 2036 | Economic | GWh | After Competition Groups | 439.6173 | 2200207.634 | 2.2002 | 6602.2051 | 0.066586 | 9 | Industrial_2036_Economic_GWh_After Competition Groups_9 | SEM | 6.659% | 2.2002 | 439.6173 | Industrial_2036_Economic_GWh_After Competition Groups_SEM
Industrial | Ind ¦ Efficient Compressed Air Nozzles | 2036 | Achievable | GWh | After Competition Groups | 309.6866 | 519320.0613 | 0.51932 | 4698.5695 | 0.065911 | 9 | Industrial_2036_Achievable_GWh_After Competition Groups_9 | Efficient Compressed Air Nozzles | 6.591% | 0.51932 | 309.6866 | Industrial_2036_Achievable_GWh_After Competition Groups_Efficient Compressed Air Nozzles
Industrial | Ind ¦ Efficient Compressed Air Nozzles | 2036 | Technical | GWh | After Competition Groups | 462.0089 | 519320.0613 | 0.51932 | 7097.2102 | 0.065097 | 7 | Industrial_2036_Technical_GWh_After Competition Groups_7 | Efficient Compressed Air Nozzles | 6.51% | 0.51932 | 462.0089 | Industrial_2036_Technical_GWh_After Competition Groups_Efficient Compressed Air Nozzles
Industrial | Ind ¦ Recommissioning | 2036 | Technical | GWh | After Competition Groups | 439.6173 | 2200207.634 | 2.2002 | 7097.2102 | 0.061942 | 8 | Industrial_2036_Technical_GWh_After Competition Groups_8 | Recommissioning | 6.194% | 2.2002 | 439.6173 | Industrial_2036_Technical_GWh_After Competition Groups_Recommissioning
Industrial | Ind ¦ SEM | 2036 | Technical | GWh | After Competition Groups | 439.6173 | 2200207.634 | 2.2002 | 7097.2102 | 0.061942 | 9 | Industrial_2036_Technical_GWh_After Competition Groups_9 | SEM | 6.194% | 2.2002 | 439.6173 | Industrial_2036_Technical_GWh_After Competition Groups_SEM
Industrial | Ind ¦ High Efficiency HVAC Fans | 2036 | Achievable | GWh | After Competition Groups | 271.0304 | 2556498.1047 | 2.5565 | 4698.5695 | 0.057684 | 10 | Industrial_2036_Achievable_GWh_After Competition Groups_10 | High Efficiency HVAC Fans | 5.768% | 2.5565 | 271.0304 | Industrial_2036_Achievable_GWh_After Competition Groups_High Efficiency HVAC Fans
Industrial | Ind ¦ High Efficiency HVAC Fans | 2036 | Economic | GWh | After Competition Groups | 367.2365 | 2556498.1047 | 2.5565 | 6602.2051 | 0.055623 | 10 | Industrial_2036_Economic_GWh_After Competition Groups_10 | High Efficiency HVAC Fans | 5.562% | 2.5565 | 367.2365 | Industrial_2036_Economic_GWh_After Competition Groups_High Efficiency HVAC Fans
Industrial | Ind ¦ High Efficiency HVAC Fans | 2036 | Technical | GWh | After Competition Groups | 367.2365 | 2556498.1047 | 2.5565 | 7097.2102 | 0.051744 | 10 | Industrial_2036_Technical_GWh_After Competition Groups_10 | High Efficiency HVAC Fans | 5.174% | 2.5565 | 367.2365 | Industrial_2036_Technical_GWh_After Competition Groups_High Efficiency HVAC Fans
Industrial | Ind ¦ Process Optimization (Elec) | 2036 | Economic | GWh | After Competition Groups | 161.6594 | 438709.812 | 0.43871 | 6602.2051 | 0.024486 | 11 | Industrial_2036_Economic_GWh_After Competition Groups_11 | Process Optimization (Elec) | 2.449% | 0.43871 | 161.6594 | Industrial_2036_Economic_GWh_After Competition Groups_Process Optimization (Elec)
Industrial | Ind ¦ Process Optimization (Elec) | 2036 | Technical | GWh | After Competition Groups | 161.6594 | 438709.812 | 0.43871 | 7097.2102 | 0.022778 | 11 | Industrial_2036_Technical_GWh_After Competition Groups_11 | Process Optimization (Elec) | 2.278% | 0.43871 | 161.6594 | Industrial_2036_Technical_GWh_After Competition Groups_Process Optimization (Elec)
Industrial | Ind ¦ Premium Efficient Motors | 2036 | Technical | GWh | After Competition Groups | 155.1527 | 0 | 0 | 7097.2102 | 0.021861 | 12 | Industrial_2036_Technical_GWh_After Competition Groups_12 | Premium Efficient Motors | 2.186% | 0 | 155.1527 | Industrial_2036_Technical_GWh_After Competition Groups_Premium Efficient Motors
Industrial | Ind ¦ Fan System Optimization | 2036 | Achievable | GWh | After Competition Groups | 59.2337 | 1322191.9827 | 1.3222 | 4698.5695 | 0.012607 | 11 | Industrial_2036_Achievable_GWh_After Competition Groups_11 | Fan System Optimization | 1.261% | 1.3222 | 59.2337 | Industrial_2036_Achievable_GWh_After Competition Groups_Fan System Optimization
Industrial | Ind ¦ Material Handling Improvements | 2036 | Achievable | GWh | After Competition Groups | 52.4177 | 144661.7037 | 0.14466 | 4698.5695 | 0.011156 | 12 | Industrial_2036_Achievable_GWh_After Competition Groups_12 | Material Handling Improvements | 1.116% | 0.14466 | 52.4177 | Industrial_2036_Achievable_GWh_After Competition Groups_Material Handling Improvements
Industrial | Ind ¦ Fan System Optimization | 2036 | Economic | GWh | After Competition Groups | 72.4958 | 1322191.9827 | 1.3222 | 6602.2051 | 0.010981 | 12 | Industrial_2036_Economic_GWh_After Competition Groups_12 | Fan System Optimization | 1.098% | 1.3222 | 72.4958 | Industrial_2036_Economic_GWh_After Competition Groups_Fan System Optimization
Industrial | Ind ¦ Pulp and Paper Process Improvements | 2036 | Achievable | GWh | After Competition Groups | 51.0698 | 1515930.7946 | 1.5159 | 4698.5695 | 0.010869 | 13 | Industrial_2036_Achievable_GWh_After Competition Groups_13 | Pulp and Paper Process Improvements | 1.087% | 1.5159 | 51.0698 | Industrial_2036_Achievable_GWh_After Competition Groups_Pulp and Paper Process Improvements
Industrial | Ind ¦ Efficient Irrigation | 2036 | Economic | GWh | After Competition Groups | 71.1402 | 2360153.6701 | 2.3602 | 6602.2051 | 0.010775 | 13 | Industrial_2036_Economic_GWh_After Competition Groups_13 | Efficient Irrigation | 1.078% | 2.3602 | 71.1402 | Industrial_2036_Economic_GWh_After Competition Groups_Efficient Irrigation
Industrial | Ind ¦ HE HVAC Controls | 2036 | Technical | GWh | After Competition Groups | 74.3596 | 0 | 0 | 7097.2102 | 0.010477 | 13 | Industrial_2036_Technical_GWh_After Competition Groups_13 | HE HVAC Controls | 1.048% | 0 | 74.3596 | Industrial_2036_Technical_GWh_After Competition Groups_HE HVAC Controls
Industrial | Ind ¦ Fan System Optimization | 2036 | Technical | GWh | After Competition Groups | 72.4958 | 1322191.9827 | 1.3222 | 7097.2102 | 0.010215 | 14 | Industrial_2036_Technical_GWh_After Competition Groups_14 | Fan System Optimization | 1.021% | 1.3222 | 72.4958 | Industrial_2036_Technical_GWh_After Competition Groups_Fan System Optimization
Industrial | Ind ¦ Material Handling Improvements | 2036 | Economic | GWh | After Competition Groups | 67.2334 | 144661.7037 | 0.14466 | 6602.2051 | 0.010183 | 14 | Industrial_2036_Economic_GWh_After Competition Groups_14 | Material Handling Improvements | 1.018% | 0.14466 | 67.2334 | Industrial_2036_Economic_GWh_After Competition Groups_Material Handling Improvements
Industrial | Ind ¦ Efficient Irrigation | 2036 | Technical | GWh | After Competition Groups | 71.1402 | 2360153.6701 | 2.3602 | 7097.2102 | 0.010024 | 15 | Industrial_2036_Technical_GWh_After Competition Groups_15 | Efficient Irrigation | 1.002% | 2.3602 | 71.1402 | Industrial_2036_Technical_GWh_After Competition Groups_Efficient Irrigation
Industrial | Ind ¦ HE HVAC Units | 2036 | Technical | GWh | After Competition Groups | 70.7496 | 0 | 0 | 7097.2102 | 0.0099687 | 16 | Industrial_2036_Technical_GWh_After Competition Groups_16 | HE HVAC Units | 0.9969% | 0 | 70.7496 | Industrial_2036_Technical_GWh_After Competition Groups_HE HVAC Units
Industrial | Ind ¦ Material Handling Improvements | 2036 | Technical | GWh | After Competition Groups | 67.2334 | 144661.7037 | 0.14466 | 7097.2102 | 0.0094732 | 17 | Industrial_2036_Technical_GWh_After Competition Groups_17 | Material Handling Improvements | 0.9473% | 0.14466 | 67.2334 | Industrial_2036_Technical_GWh_After Competition Groups_Material Handling Improvements
Industrial | Ind ¦ Pulp and Paper Process Improvements | 2036 | Economic | GWh | After Competition Groups | 62.1073 | 1515930.7946 | 1.5159 | 6602.2051 | 0.0094071 | 15 | Industrial_2036_Economic_GWh_After Competition Groups_15 | Pulp and Paper Process Improvements | 0.9407% | 1.5159 | 62.1073 | Industrial_2036_Economic_GWh_After Competition Groups_Pulp and Paper Process Improvements
Industrial | Ind ¦ Pulp and Paper Process Improvements | 2036 | Technical | GWh | After Competition Groups | 62.1073 | 1515930.7946 | 1.5159 | 7097.2102 | 0.0087509 | 18 | Industrial_2036_Technical_GWh_After Competition Groups_18 | Pulp and Paper Process Improvements | 0.8751% | 1.5159 | 62.1073 | Industrial_2036_Technical_GWh_After Competition Groups_Pulp and Paper Process Improvements
Industrial | Ind ¦ Efficient Irrigation | 2036 | Achievable | GWh | After Competition Groups | 38.3359 | 2360153.6701 | 2.3602 | 4698.5695 | 0.0081591 | 14 | Industrial_2036_Achievable_GWh_After Competition Groups_14 | Efficient Irrigation | 0.8159% | 2.3602 | 38.3359 | Industrial_2036_Achievable_GWh_After Competition Groups_Efficient Irrigation
Industrial | Ind ¦ Refiner Plate Improvements | 2036 | Economic | GWh | After Competition Groups | 53.0551 | 214213.4722 | 0.21421 | 6602.2051 | 0.008036 | 16 | Industrial_2036_Economic_GWh_After Competition Groups_16 | Refiner Plate Improvements | 0.8036% | 0.21421 | 53.0551 | Industrial_2036_Economic_GWh_After Competition Groups_Refiner Plate Improvements
Industrial | Ind ¦ Refiner Plate Improvements | 2036 | Technical | GWh | After Competition Groups | 53.0551 | 214213.4722 | 0.21421 | 7097.2102 | 0.0074755 | 19 | Industrial_2036_Technical_GWh_After Competition Groups_19 | Refiner Plate Improvements | 0.7475% | 0.21421 | 53.0551 | Industrial_2036_Technical_GWh_After Competition Groups_Refiner Plate Improvements
Industrial | Ind ¦ Refiner Plate Improvements | 2036 | Achievable | GWh | After Competition Groups | 34.5599 | 214213.4722 | 0.21421 | 4698.5695 | 0.0073554 | 15 | Industrial_2036_Achievable_GWh_After Competition Groups_15 | Refiner Plate Improvements | 0.7355% | 0.21421 | 34.5599 | Industrial_2036_Achievable_GWh_After Competition Groups_Refiner Plate Improvements
Industrial | Ind ¦ Process Optimization (Elec) | 2036 | Achievable | GWh | After Competition Groups | 32.4374 | 438709.812 | 0.43871 | 4698.5695 | 0.0069037 | 16 | Industrial_2036_Achievable_GWh_After Competition Groups_16 | Process Optimization (Elec) | 0.6904% | 0.43871 | 32.4374 | Industrial_2036_Achievable_GWh_After Competition Groups_Process Optimization (Elec)
Industrial | Ind ¦ Process Heat Recovery | 2036 | Achievable | GWh | After Competition Groups | 27.5667 | 362098.1726 | 0.3621 | 4698.5695 | 0.005867 | 17 | Industrial_2036_Achievable_GWh_After Competition Groups_17 | Process Heat Recovery | 0.5867% | 0.3621 | 27.5667 | Industrial_2036_Achievable_GWh_After Competition Groups_Process Heat Recovery
Industrial | Ind ¦ VAV Conversion Project | 2036 | Achievable | GWh | After Competition Groups | 26.8817 | 473321.819 | 0.47332 | 4698.5695 | 0.0057212 | 18 | Industrial_2036_Achievable_GWh_After Competition Groups_18 | VAV Conversion Project | 0.5721% | 0.47332 | 26.8817 | Industrial_2036_Achievable_GWh_After Competition Groups_VAV Conversion Project
Industrial | Ind ¦ Cold Storage Retrofit | 2036 | Technical | GWh | After Competition Groups | 40.5053 | 0 | 0 | 7097.2102 | 0.0057072 | 20 | Industrial_2036_Technical_GWh_After Competition Groups_20 | Cold Storage Retrofit | 0.5707% | 0 | 40.5053 | Industrial_2036_Technical_GWh_After Competition Groups_Cold Storage Retrofit
Industrial | Ind ¦ Ventilation Optimization | 2036 | Economic | GWh | After Competition Groups | 34.5652 | 2474725.2728 | 2.4747 | 6602.2051 | 0.0052354 | 17 | Industrial_2036_Economic_GWh_After Competition Groups_17 | Ventilation Optimization | 0.5235% | 2.4747 | 34.5652 | Industrial_2036_Economic_GWh_After Competition Groups_Ventilation Optimization
Industrial | Ind ¦ Ventilation Optimization | 2036 | Technical | GWh | After Competition Groups | 34.5652 | 2474725.2728 | 2.4747 | 7097.2102 | 0.0048703 | 21 | Industrial_2036_Technical_GWh_After Competition Groups_21 | Ventilation Optimization | 0.487% | 2.4747 | 34.5652 | Industrial_2036_Technical_GWh_After Competition Groups_Ventilation Optimization
Industrial | Ind ¦ Process Heat Recovery | 2036 | Economic | GWh | After Competition Groups | 31.5508 | 362098.1726 | 0.3621 | 6602.2051 | 0.0047788 | 18 | Industrial_2036_Economic_GWh_After Competition Groups_18 | Process Heat Recovery | 0.4779% | 0.3621 | 31.5508 | Industrial_2036_Economic_GWh_After Competition Groups_Process Heat Recovery
Industrial | Ind ¦ VAV Conversion Project | 2036 | Economic | GWh | After Competition Groups | 30.2199 | 473321.819 | 0.47332 | 6602.2051 | 0.0045772 | 19 | Industrial_2036_Economic_GWh_After Competition Groups_19 | VAV Conversion Project | 0.4577% | 0.47332 | 30.2199 | Industrial_2036_Economic_GWh_After Competition Groups_VAV Conversion Project
Industrial | Ind ¦ Process Heat Recovery | 2036 | Technical | GWh | After Competition Groups | 31.5508 | 362098.1726 | 0.3621 | 7097.2102 | 0.0044455 | 22 | Industrial_2036_Technical_GWh_After Competition Groups_22 | Process Heat Recovery | 0.4446% | 0.3621 | 31.5508 | Industrial_2036_Technical_GWh_After Competition Groups_Process Heat Recovery
Industrial | Ind ¦ Improved Controls - Process Cooling | 2036 | Achievable | GWh | After Competition Groups | 20.2457 | 225417.6608 | 0.22542 | 4698.5695 | 0.0043089 | 19 | Industrial_2036_Achievable_GWh_After Competition Groups_19 | Improved Controls - Process Cooling | 0.4309% | 0.22542 | 20.2457 | Industrial_2036_Achievable_GWh_After Competition Groups_Improved Controls - Process Cooling
Industrial | Ind ¦ VAV Conversion Project | 2036 | Technical | GWh | After Competition Groups | 30.2199 | 473321.819 | 0.47332 | 7097.2102 | 0.004258 | 23 | Industrial_2036_Technical_GWh_After Competition Groups_23 | VAV Conversion Project | 0.4258% | 0.47332 | 30.2199 | Industrial_2036_Technical_GWh_After Competition Groups_VAV Conversion Project
Industrial | Ind ¦ HVLS Fans | 2036 | Technical | GWh | After Competition Groups | 29.6277 | 0 | 0 | 7097.2102 | 0.0041746 | 24 | Industrial_2036_Technical_GWh_After Competition Groups_24 | HVLS Fans | 0.4175% | 0 | 29.6277 | Industrial_2036_Technical_GWh_After Competition Groups_HVLS Fans
Industrial | Ind ¦ High Efficiency Battery Charger | 2036 | Achievable | GWh | After Competition Groups | 17.2723 | 457791.1363 | 0.45779 | 4698.5695 | 0.0036761 | 20 | Industrial_2036_Achievable_GWh_After Competition Groups_20 | High Efficiency Battery Charger | 0.3676% | 0.45779 | 17.2723 | Industrial_2036_Achievable_GWh_After Competition Groups_High Efficiency Battery Charger
Industrial | Ind ¦ High Efficiency Battery Charger | 2036 | Economic | GWh | After Competition Groups | 23.7757 | 457791.1363 | 0.45779 | 6602.2051 | 0.0036012 | 20 | Industrial_2036_Economic_GWh_After Competition Groups_20 | High Efficiency Battery Charger | 0.3601% | 0.45779 | 23.7757 | Industrial_2036_Economic_GWh_After Competition Groups_High Efficiency Battery Charger
Industrial | Ind ¦ Improved Controls - Process Cooling | 2036 | Economic | GWh | After Competition Groups | 23.3252 | 225417.6608 | 0.22542 | 6602.2051 | 0.0035329 | 21 | Industrial_2036_Economic_GWh_After Competition Groups_21 | Improved Controls - Process Cooling | 0.3533% | 0.22542 | 23.3252 | Industrial_2036_Economic_GWh_After Competition Groups_Improved Controls - Process Cooling
Industrial | Ind ¦ Low Energy Livestock Waterers | 2036 | Technical | GWh | After Competition Groups | 24.6394 | 854376.5572 | 0.85438 | 7097.2102 | 0.0034717 | 25 | Industrial_2036_Technical_GWh_After Competition Groups_25 | Low Energy Livestock Waterers | 0.3472% | 0.85438 | 24.6394 | Industrial_2036_Technical_GWh_After Competition Groups_Low Energy Livestock Waterers
Industrial | Ind ¦ High Efficiency Battery Charger | 2036 | Technical | GWh | After Competition Groups | 23.7757 | 457791.1363 | 0.45779 | 7097.2102 | 0.00335 | 26 | Industrial_2036_Technical_GWh_After Competition Groups_26 | High Efficiency Battery Charger | 0.335% | 0.45779 | 23.7757 | Industrial_2036_Technical_GWh_After Competition Groups_High Efficiency Battery Charger
Industrial | Ind ¦ Improved Controls - Process Cooling | 2036 | Technical | GWh | After Competition Groups | 23.3252 | 225417.6608 | 0.22542 | 7097.2102 | 0.0032865 | 27 | Industrial_2036_Technical_GWh_After Competition Groups_27 | Improved Controls - Process Cooling | 0.3287% | 0.22542 | 23.3252 | Industrial_2036_Technical_GWh_After Competition Groups_Improved Controls - Process Cooling
Industrial | Ind ¦ Ventilation Optimization | 2036 | Achievable | GWh | After Competition Groups | 15.1059 | 2474725.2728 | 2.4747 | 4698.5695 | 0.003215 | 21 | Industrial_2036_Achievable_GWh_After Competition Groups_21 | Ventilation Optimization | 0.3215% | 2.4747 | 15.1059 | Industrial_2036_Achievable_GWh_After Competition Groups_Ventilation Optimization
Industrial | Ind ¦ Synchronous Belts | 2036 | Economic | GWh | After Competition Groups | 20.7705 | 910796.0278 | 0.9108 | 6602.2051 | 0.003146 | 22 | Industrial_2036_Economic_GWh_After Competition Groups_22 | Synchronous Belts | 0.3146% | 0.9108 | 20.7705 | Industrial_2036_Economic_GWh_After Competition Groups_Synchronous Belts
Industrial | Ind ¦ Synchronous Belts | 2036 | Technical | GWh | After Competition Groups | 20.7705 | 910796.0278 | 0.9108 | 7097.2102 | 0.0029266 | 28 | Industrial_2036_Technical_GWh_After Competition Groups_28 | Synchronous Belts | 0.2927% | 0.9108 | 20.7705 | Industrial_2036_Technical_GWh_After Competition Groups_Synchronous Belts
Industrial | Ind ¦ Process Improvements | 2036 | Achievable | GWh | After Competition Groups | 13.7142 | 118829.6767 | 0.11883 | 4698.5695 | 0.0029188 | 22 | Industrial_2036_Achievable_GWh_After Competition Groups_22 | Process Improvements | 0.2919% | 0.11883 | 13.7142 | Industrial_2036_Achievable_GWh_After Competition Groups_Process Improvements
Industrial | Ind ¦ Dairy Pre-Cooler | 2036 | Economic | GWh | After Competition Groups | 18.9095 | 482754.29 | 0.48275 | 6602.2051 | 0.0028641 | 23 | Industrial_2036_Economic_GWh_After Competition Groups_23 | Dairy Pre-Cooler | 0.2864% | 0.48275 | 18.9095 | Industrial_2036_Economic_GWh_After Competition Groups_Dairy Pre-Cooler
Industrial | Ind ¦ Dairy Pre-Cooler | 2036 | Technical | GWh | After Competition Groups | 18.9095 | 482754.29 | 0.48275 | 7097.2102 | 0.0026644 | 29 | Industrial_2036_Technical_GWh_After Competition Groups_29 | Dairy Pre-Cooler | 0.2664% | 0.48275 | 18.9095 | Industrial_2036_Technical_GWh_After Competition Groups_Dairy Pre-Cooler
Industrial | Ind ¦ Refrigeration Compressor VFD | 2036 | Achievable | GWh | After Competition Groups | 12.1833 | 452990.1804 | 0.45299 | 4698.5695 | 0.002593 | 23 | Industrial_2036_Achievable_GWh_After Competition Groups_23 | Refrigeration Compressor VFD | 0.2593% | 0.45299 | 12.1833 | Industrial_2036_Achievable_GWh_After Competition Groups_Refrigeration Compressor VFD
Industrial | Ind ¦ Dairy Pre-Cooler | 2036 | Achievable | GWh | After Competition Groups | 11.5754 | 482754.29 | 0.48275 | 4698.5695 | 0.0024636 | 24 | Industrial_2036_Achievable_GWh_After Competition Groups_24 | Dairy Pre-Cooler | 0.2464% | 0.48275 | 11.5754 | Industrial_2036_Achievable_GWh_After Competition Groups_Dairy Pre-Cooler
Industrial | Ind ¦ Refrigeration Compressor VFD | 2036 | Economic | GWh | After Competition Groups | 16.1968 | 452990.1804 | 0.45299 | 6602.2051 | 0.0024532 | 24 | Industrial_2036_Economic_GWh_After Competition Groups_24 | Refrigeration Compressor VFD | 0.2453% | 0.45299 | 16.1968 | Industrial_2036_Economic_GWh_After Competition Groups_Refrigeration Compressor VFD
Industrial | Ind ¦ Process Improvements | 2036 | Economic | GWh | After Competition Groups | 15.4196 | 118829.6767 | 0.11883 | 6602.2051 | 0.0023355 | 25 | Industrial_2036_Economic_GWh_After Competition Groups_25 | Process Improvements | 0.2336% | 0.11883 | 15.4196 | Industrial_2036_Economic_GWh_After Competition Groups_Process Improvements
Industrial | Ind ¦ Refrigeration Compressor VFD | 2036 | Technical | GWh | After Competition Groups | 16.1968 | 452990.1804 | 0.45299 | 7097.2102 | 0.0022821 | 30 | Industrial_2036_Technical_GWh_After Competition Groups_30 | Refrigeration Compressor VFD | 0.2282% | 0.45299 | 16.1968 | Industrial_2036_Technical_GWh_After Competition Groups_Refrigeration Compressor VFD
Industrial | Ind ¦ Process Improvements | 2036 | Technical | GWh | After Competition Groups | 15.4196 | 118829.6767 | 0.11883 | 7097.2102 | 0.0021726 | 31 | Industrial_2036_Technical_GWh_After Competition Groups_31 | Process Improvements | 0.2173% | 0.11883 | 15.4196 | Industrial_2036_Technical_GWh_After Competition Groups_Process Improvements
Industrial | Ind ¦ Low Energy Livestock Waterers | 2036 | Economic | GWh | After Competition Groups | 12.9066 | 854376.5572 | 0.85438 | 6602.2051 | 0.0019549 | 26 | Industrial_2036_Economic_GWh_After Competition Groups_26 | Low Energy Livestock Waterers | 0.1955% | 0.85438 | 12.9066 | Industrial_2036_Economic_GWh_After Competition Groups_Low Energy Livestock Waterers
Industrial | Ind ¦ Improved Controls - Process Heating | 2036 | Achievable | GWh | After Competition Groups | 8.8539 | 97843.098 | 0.097843 | 4698.5695 | 0.0018844 | 25 | Industrial_2036_Achievable_GWh_After Competition Groups_25 | Improved Controls - Process Heating | 0.1884% | 0.097843 | 8.8539 | Industrial_2036_Achievable_GWh_After Competition Groups_Improved Controls - Process Heating
Industrial | Ind ¦ Low Energy Livestock Waterers | 2036 | Achievable | GWh | After Competition Groups | 8.3151 | 854376.5572 | 0.85438 | 4698.5695 | 0.0017697 | 26 | Industrial_2036_Achievable_GWh_After Competition Groups_26 | Low Energy Livestock Waterers | 0.177% | 0.85438 | 8.3151 | Industrial_2036_Achievable_GWh_After Competition Groups_Low Energy Livestock Waterers
Industrial | Ind ¦ Efficient Transformer | 2036 | Technical | GWh | After Competition Groups | 11.8878 | 642562.4989 | 0.64256 | 7097.2102 | 0.001675 | 32 | Industrial_2036_Technical_GWh_After Competition Groups_32 | Efficient Transformer | 0.1675% | 0.64256 | 11.8878 | Industrial_2036_Technical_GWh_After Competition Groups_Efficient Transformer
Industrial | Ind ¦ High Efficiency Welders | 2036 | Technical | GWh | After Competition Groups | 11.4997 | 752033.7245 | 0.75203 | 7097.2102 | 0.0016203 | 33 | Industrial_2036_Technical_GWh_After Competition Groups_33 | High Efficiency Welders | 0.162% | 0.75203 | 11.4997 | Industrial_2036_Technical_GWh_After Competition Groups_High Efficiency Welders
Industrial | Ind ¦ Chiller Optimization | 2036 | Technical | GWh | After Competition Groups | 11.3723 | 0 | 0 | 7097.2102 | 0.0016024 | 34 | Industrial_2036_Technical_GWh_After Competition Groups_34 | Chiller Optimization | 0.1602% | 0 | 11.3723 | Industrial_2036_Technical_GWh_After Competition Groups_Chiller Optimization
Industrial | Ind ¦ Free Cooling | 2036 | Economic | GWh | After Competition Groups | 10.4561 | 1157299.3593 | 1.1573 | 6602.2051 | 0.0015837 | 27 | Industrial_2036_Economic_GWh_After Competition Groups_27 | Free Cooling | 0.1584% | 1.1573 | 10.4561 | Industrial_2036_Economic_GWh_After Competition Groups_Free Cooling
Industrial | Ind ¦ Improved Controls - Process Heating | 2036 | Economic | GWh | After Competition Groups | 10.3273 | 97843.098 | 0.097843 | 6602.2051 | 0.0015642 | 28 | Industrial_2036_Economic_GWh_After Competition Groups_28 | Improved Controls - Process Heating | 0.1564% | 0.097843 | 10.3273 | Industrial_2036_Economic_GWh_After Competition Groups_Improved Controls - Process Heating
Industrial | Ind ¦ Free Cooling | 2036 | Technical | GWh | After Competition Groups | 10.4561 | 1157299.3593 | 1.1573 | 7097.2102 | 0.0014733 | 35 | Industrial_2036_Technical_GWh_After Competition Groups_35 | Free Cooling | 0.1473% | 1.1573 | 10.4561 | Industrial_2036_Technical_GWh_After Competition Groups_Free Cooling
Industrial | Ind ¦ Improved Controls - Process Heating | 2036 | Technical | GWh | After Competition Groups | 10.3273 | 97843.098 | 0.097843 | 7097.2102 | 0.0014551 | 36 | Industrial_2036_Technical_GWh_After Competition Groups_36 | Improved Controls - Process Heating | 0.1455% | 0.097843 | 10.3273 | Industrial_2036_Technical_GWh_After Competition Groups_Improved Controls - Process Heating
Industrial | Ind ¦ Cooling Tower Optimization | 2036 | Economic | GWh | After Competition Groups | 8.6312 | 511755.08 | 0.51176 | 6602.2051 | 0.0013073 | 29 | Industrial_2036_Economic_GWh_After Competition Groups_29 | Cooling Tower Optimization | 0.1307% | 0.51176 | 8.6312 | Industrial_2036_Economic_GWh_After Competition Groups_Cooling Tower Optimization
Industrial | Ind ¦ Cooling Tower Optimization | 2036 | Technical | GWh | After Competition Groups | 8.6312 | 511755.08 | 0.51176 | 7097.2102 | 0.0012161 | 37 | Industrial_2036_Technical_GWh_After Competition Groups_37 | Cooling Tower Optimization | 0.1216% | 0.51176 | 8.6312 | Industrial_2036_Technical_GWh_After Competition Groups_Cooling Tower Optimization
Industrial | Ind ¦ Engine Block Heater Timer | 2036 | Achievable | GWh | After Competition Groups | 5.3811 | 34790.523 | 0.034791 | 4698.5695 | 0.0011453 | 27 | Industrial_2036_Achievable_GWh_After Competition Groups_27 | Engine Block Heater Timer | 0.1145% | 0.034791 | 5.3811 | Industrial_2036_Achievable_GWh_After Competition Groups_Engine Block Heater Timer
Industrial | Ind ¦ Free Cooling | 2036 | Achievable | GWh | After Competition Groups | 4.8016 | 1157299.3593 | 1.1573 | 4698.5695 | 0.0010219 | 28 | Industrial_2036_Achievable_GWh_After Competition Groups_28 | Free Cooling | 0.1022% | 1.1573 | 4.8016 | Industrial_2036_Achievable_GWh_After Competition Groups_Free Cooling
Industrial | Ind ¦ Synchronous Belts | 2036 | Achievable | GWh | After Competition Groups | 4.4937 | 910796.0278 | 0.9108 | 4698.5695 | 0.00095641 | 29 | Industrial_2036_Achievable_GWh_After Competition Groups_29 | Synchronous Belts | 0.09564% | 0.9108 | 4.4937 | Industrial_2036_Achievable_GWh_After Competition Groups_Synchronous Belts
Industrial | Ind ¦ Engine Block Heater Timer | 2036 | Economic | GWh | After Competition Groups | 6.0797 | 34790.523 | 0.034791 | 6602.2051 | 0.00092086 | 30 | Industrial_2036_Economic_GWh_After Competition Groups_30 | Engine Block Heater Timer | 0.09209% | 0.034791 | 6.0797 | Industrial_2036_Economic_GWh_After Competition Groups_Engine Block Heater Timer
Industrial | Ind ¦ Engine Block Heater Timer | 2036 | Technical | GWh | After Competition Groups | 6.0797 | 34790.523 | 0.034791 | 7097.2102 | 0.00085663 | 38 | Industrial_2036_Technical_GWh_After Competition Groups_38 | Engine Block Heater Timer | 0.08566% | 0.034791 | 6.0797 | Industrial_2036_Technical_GWh_After Competition Groups_Engine Block Heater Timer
Industrial | Ind ¦ Efficient Refrigeration Compressor | 2036 | Achievable | GWh | After Competition Groups | 3.3558 | 17704.7311 | 0.017705 | 4698.5695 | 0.00071421 | 30 | Industrial_2036_Achievable_GWh_After Competition Groups_30 | Efficient Refrigeration Compressor | 0.07142% | 0.017705 | 3.3558 | Industrial_2036_Achievable_GWh_After Competition Groups_Efficient Refrigeration Compressor
Industrial | Ind ¦ Heat Lamps/Heat Pad | 2036 | Technical | GWh | After Competition Groups | 4.9861 | 77004.9674 | 0.077005 | 7097.2102 | 0.00070254 | 39 | Industrial_2036_Technical_GWh_After Competition Groups_39 | Heat Lamps/Heat Pad | 0.07025% | 0.077005 | 4.9861 | Industrial_2036_Technical_GWh_After Competition Groups_Heat Lamps/Heat Pad
Industrial | Ind ¦ Cooling Tower Optimization | 2036 | Achievable | GWh | After Competition Groups | 3.1437 | 511755.08 | 0.51176 | 4698.5695 | 0.00066907 | 31 | Industrial_2036_Achievable_GWh_After Competition Groups_31 | Cooling Tower Optimization | 0.06691% | 0.51176 | 3.1437 | Industrial_2036_Achievable_GWh_After Competition Groups_Cooling Tower Optimization
Industrial | Ind ¦ Efficient Refrigeration Compressor | 2036 | Economic | GWh | After Competition Groups | 3.8909 | 17704.7311 | 0.017705 | 6602.2051 | 0.00058934 | 31 | Industrial_2036_Economic_GWh_After Competition Groups_31 | Efficient Refrigeration Compressor | 0.05893% | 0.017705 | 3.8909 | Industrial_2036_Economic_GWh_After Competition Groups_Efficient Refrigeration Compressor
Industrial | Ind ¦ Efficient Refrigeration Compressor | 2036 | Technical | GWh | After Competition Groups | 3.8909 | 17704.7311 | 0.017705 | 7097.2102 | 0.00054823 | 40 | Industrial_2036_Technical_GWh_After Competition Groups_40 | Efficient Refrigeration Compressor | 0.05482% | 0.017705 | 3.8909 | Industrial_2036_Technical_GWh_After Competition Groups_Efficient Refrigeration Compressor
Industrial | Ind ¦ Air Compressor Heat Recovery | 2036 | Achievable | GWh | After Competition Groups | 2.3147 | 30113.3607 | 0.030113 | 4698.5695 | 0.00049264 | 32 | Industrial_2036_Achievable_GWh_After Competition Groups_32 | Air Compressor Heat Recovery | 0.04926% | 0.030113 | 2.3147 | Industrial_2036_Achievable_GWh_After Competition Groups_Air Compressor Heat Recovery
Industrial | Ind ¦ Air Compressor Heat Recovery | 2036 | Economic | GWh | After Competition Groups | 2.7259 | 30113.3607 | 0.030113 | 6602.2051 | 0.00041288 | 32 | Industrial_2036_Economic_GWh_After Competition Groups_32 | Air Compressor Heat Recovery | 0.04129% | 0.030113 | 2.7259 | Industrial_2036_Economic_GWh_After Competition Groups_Air Compressor Heat Recovery
Industrial | Ind ¦ Air Compressor Heat Recovery | 2036 | Technical | GWh | After Competition Groups | 2.7259 | 30113.3607 | 0.030113 | 7097.2102 | 0.00038408 | 41 | Industrial_2036_Technical_GWh_After Competition Groups_41 | Air Compressor Heat Recovery | 0.03841% | 0.030113 | 2.7259 | Industrial_2036_Technical_GWh_After Competition Groups_Air Compressor Heat Recovery
Industrial | Ind ¦ Creep Heat Controller | 2036 | Technical | GWh | After Competition Groups | 2.5446 | 0 | 0 | 7097.2102 | 0.00035853 | 42 | Industrial_2036_Technical_GWh_After Competition Groups_42 | Creep Heat Controller | 0.03585% | 0 | 2.5446 | Industrial_2036_Technical_GWh_After Competition Groups_Creep Heat Controller
Industrial | Ind ¦ Heat Lamps/Heat Pad | 2036 | Achievable | GWh | After Competition Groups | 1.4247 | 77004.9674 | 0.077005 | 4698.5695 | 0.00030322 | 33 | Industrial_2036_Achievable_GWh_After Competition Groups_33 | Heat Lamps/Heat Pad | 0.03032% | 0.077005 | 1.4247 | Industrial_2036_Achievable_GWh_After Competition Groups_Heat Lamps/Heat Pad
Industrial | Ind ¦ Optimize Compressed Air Dryer | 2036 | Economic | GWh | After Competition Groups | 1.9677 | 142662.6041 | 0.14266 | 6602.2051 | 0.00029803 | 33 | Industrial_2036_Economic_GWh_After Competition Groups_33 | Optimize Compressed Air Dryer | 0.0298% | 0.14266 | 1.9677 | Industrial_2036_Economic_GWh_After Competition Groups_Optimize Compressed Air Dryer
Industrial | Ind ¦ Optimize Compressed Air Dryer | 2036 | Technical | GWh | After Competition Groups | 1.9677 | 142662.6041 | 0.14266 | 7097.2102 | 0.00027725 | 43 | Industrial_2036_Technical_GWh_After Competition Groups_43 | Optimize Compressed Air Dryer | 0.02772% | 0.14266 | 1.9677 | Industrial_2036_Technical_GWh_After Competition Groups_Optimize Compressed Air Dryer
Industrial | Ind ¦ Dual and Natural Exhaust Ventilation Systems | 2036 | Technical | GWh | After Competition Groups | 1.5119 | 63221.5268 | 0.063222 | 7097.2102 | 0.00021303 | 44 | Industrial_2036_Technical_GWh_After Competition Groups_44 | Dual and Natural Exhaust Ventilation Systems | 0.0213% | 0.063222 | 1.5119 | Industrial_2036_Technical_GWh_After Competition Groups_Dual and Natural Exhaust Ventilation Systems
Industrial | Ind ¦ Efficient Transformer | 2036 | Achievable | GWh | After Competition Groups | 0.99753 | 642562.4989 | 0.64256 | 4698.5695 | 0.00021231 | 34 | Industrial_2036_Achievable_GWh_After Competition Groups_34 | Efficient Transformer | 0.02123% | 0.64256 | 0.99753 | Industrial_2036_Achievable_GWh_After Competition Groups_Efficient Transformer
Industrial | Ind ¦ Dairy Water Heater | 2036 | Economic | GWh | After Competition Groups | 0.95352 | 25938.663 | 0.025939 | 6602.2051 | 0.00014442 | 34 | Industrial_2036_Economic_GWh_After Competition Groups_34 | Dairy Water Heater | 0.01444% | 0.025939 | 0.95352 | Industrial_2036_Economic_GWh_After Competition Groups_Dairy Water Heater
Industrial | Ind ¦ Dairy Water Heater | 2036 | Achievable | GWh | After Competition Groups | 0.66248 | 25938.663 | 0.025939 | 4698.5695 | 0.000141 | 35 | Industrial_2036_Achievable_GWh_After Competition Groups_35 | Dairy Water Heater | 0.0141% | 0.025939 | 0.66248 | Industrial_2036_Achievable_GWh_After Competition Groups_Dairy Water Heater
Industrial | Ind ¦ High Efficiency Welders | 2036 | Achievable | GWh | After Competition Groups | 0.64941 | 752033.7245 | 0.75203 | 4698.5695 | 0.00013821 | 36 | Industrial_2036_Achievable_GWh_After Competition Groups_36 | High Efficiency Welders | 0.01382% | 0.75203 | 0.64941 | Industrial_2036_Achievable_GWh_After Competition Groups_High Efficiency Welders
Industrial | Ind ¦ Dairy Water Heater | 2036 | Technical | GWh | After Competition Groups | 0.95352 | 25938.663 | 0.025939 | 7097.2102 | 0.00013435 | 45 | Industrial_2036_Technical_GWh_After Competition Groups_45 | Dairy Water Heater | 0.01344% | 0.025939 | 0.95352 | Industrial_2036_Technical_GWh_After Competition Groups_Dairy Water Heater
Industrial | Ind ¦ Efficient Transformer | 2036 | Economic | GWh | After Competition Groups | 0.725 | 642562.4989 | 0.64256 | 6602.2051 | 0.00010981 | 35 | Industrial_2036_Economic_GWh_After Competition Groups_35 | Efficient Transformer | 0.01098% | 0.64256 | 0.725 | Industrial_2036_Economic_GWh_After Competition Groups_Efficient Transformer
Industrial | Ind ¦ High Efficiency Welders | 2036 | Economic | GWh | After Competition Groups | 0.4561 | 752033.7245 | 0.75203 | 6602.2051 | 6.9082e-05 | 36 | Industrial_2036_Economic_GWh_After Competition Groups_36 | High Efficiency Welders | 0.006908% | 0.75203 | 0.4561 | Industrial_2036_Economic_GWh_After Competition Groups_High Efficiency Welders
Industrial | Ind ¦ Dual and Natural Exhaust Ventilation Systems | 2036 | Achievable | GWh | After Competition Groups | 0.21074 | 63221.5268 | 0.063222 | 4698.5695 | 4.4853e-05 | 37 | Industrial_2036_Achievable_GWh_After Competition Groups_37 | Dual and Natural Exhaust Ventilation Systems | 0.004485% | 0.063222 | 0.21074 | Industrial_2036_Achievable_GWh_After Competition Groups_Dual and Natural Exhaust Ventilation Systems
Industrial | Ind ¦ Optimize Compressed Air Dryer | 2036 | Achievable | GWh | After Competition Groups | 0.18106 | 142662.6041 | 0.14266 | 4698.5695 | 3.8535e-05 | 38 | Industrial_2036_Achievable_GWh_After Competition Groups_38 | Optimize Compressed Air Dryer | 0.003854% | 0.14266 | 0.18106 | Industrial_2036_Achievable_GWh_After Competition Groups_Optimize Compressed Air Dryer
Industrial | Ind ¦ Heat Lamps/Heat Pad | 2036 | Economic | GWh | After Competition Groups | 0.24602 | 77004.9674 | 0.077005 | 6602.2051 | 3.7263e-05 | 37 | Industrial_2036_Economic_GWh_After Competition Groups_37 | Heat Lamps/Heat Pad | 0.003726% | 0.077005 | 0.24602 | Industrial_2036_Economic_GWh_After Competition Groups_Heat Lamps/Heat Pad
Industrial | Ind ¦ Dual and Natural Exhaust Ventilation Systems | 2036 | Economic | GWh | After Competition Groups | 0.11363 | 63221.5268 | 0.063222 | 6602.2051 | 1.7211e-05 | 38 | Industrial_2036_Economic_GWh_After Competition Groups_38 | Dual and Natural Exhaust Ventilation Systems | 0.001721% | 0.063222 | 0.11363 | Industrial_2036_Economic_GWh_After Competition Groups_Dual and Natural Exhaust Ventilation Systems
Industrial | Ind ¦ Creep Heat Controller | 2036 | Achievable | GWh | After Competition Groups | 0 | 0 | 0 | 4698.5695 | 0 | 39 | Industrial_2036_Achievable_GWh_After Competition Groups_39 | Creep Heat Controller | 0% | 0 | 0 | Industrial_2036_Achievable_GWh_After Competition Groups_Creep Heat Controller
Industrial | Ind ¦ Creep Heat Controller | 2036 | Economic | GWh | After Competition Groups | 0 | 0 | 0 | 6602.2051 | 0 | 39 | Industrial_2036_Economic_GWh_After Competition Groups_39 | Creep Heat Controller | 0% | 0 | 0 | Industrial_2036_Economic_GWh_After Competition Groups_Creep Heat Controller
Industrial | Ind ¦ HVLS Fans | 2036 | Achievable | GWh | After Competition Groups | 0 | 0 | 0 | 4698.5695 | 0 | 40 | Industrial_2036_Achievable_GWh_After Competition Groups_40 | HVLS Fans | 0% | 0 | 0 | Industrial_2036_Achievable_GWh_After Competition Groups_HVLS Fans
Industrial | Ind ¦ HVLS Fans | 2036 | Economic | GWh | After Competition Groups | 0 | 0 | 0 | 6602.2051 | 0 | 40 | Industrial_2036_Economic_GWh_After Competition Groups_40 | HVLS Fans | 0% | 0 | 0 | Industrial_2036_Economic_GWh_After Competition Groups_HVLS Fans
Industrial | Ind ¦ Premium Efficient Motors | 2036 | Achievable | GWh | After Competition Groups | 0 | 0 | 0 | 4698.5695 | 0 | 41 | Industrial_2036_Achievable_GWh_After Competition Groups_41 | Premium Efficient Motors | 0% | 0 | 0 | Industrial_2036_Achievable_GWh_After Competition Groups_Premium Efficient Motors
Industrial | Ind ¦ Premium Efficient Motors | 2036 | Economic | GWh | After Competition Groups | 0 | 0 | 0 | 6602.2051 | 0 | 41 | Industrial_2036_Economic_GWh_After Competition Groups_41 | Premium Efficient Motors | 0% | 0 | 0 | Industrial_2036_Economic_GWh_After Competition Groups_Premium Efficient Motors
Industrial | Ind ¦ Pump System Optimization | 2037 | Economic | GWh | After Competition Groups | 1164.6793 | 28840295.9895 | 28.8403 | 6666.1603 | 0.17472 | 1 | Industrial_2037_Economic_GWh_After Competition Groups_1 | Pump System Optimization | 17.47% | 28.8403 | 1164.6793 | Industrial_2037_Economic_GWh_After Competition Groups_Pump System Optimization
Industrial | Ind ¦ Pump System Optimization | 2037 | Achievable | GWh | After Competition Groups | 833.3561 | 28840295.9895 | 28.8403 | 4956.2957 | 0.16814 | 1 | Industrial_2037_Achievable_GWh_After Competition Groups_1 | Pump System Optimization | 16.81% | 28.8403 | 833.3561 | Industrial_2037_Achievable_GWh_After Competition Groups_Pump System Optimization
Industrial | Ind ¦ Pump System Optimization | 2037 | Technical | GWh | After Competition Groups | 1185.5557 | 28840295.9895 | 28.8403 | 7161.9897 | 0.16553 | 1 | Industrial_2037_Technical_GWh_After Competition Groups_1 | Pump System Optimization | 16.55% | 28.8403 | 1185.5557 | Industrial_2037_Technical_GWh_After Competition Groups_Pump System Optimization
Industrial | Ind ¦ HE Lighting | 2037 | Economic | GWh | After Competition Groups | 734.2193 | 35842316.4359 | 35.8423 | 6666.1603 | 0.11014 | 2 | Industrial_2037_Economic_GWh_After Competition Groups_2 | HE Lighting | 11.01% | 35.8423 | 734.2193 | Industrial_2037_Economic_GWh_After Competition Groups_HE Lighting
Industrial | Ind ¦ HE Lighting | 2037 | Technical | GWh | After Competition Groups | 783.9584 | 35842316.4359 | 35.8423 | 7161.9897 | 0.10946 | 2 | Industrial_2037_Technical_GWh_After Competition Groups_2 | HE Lighting | 10.95% | 35.8423 | 783.9584 | Industrial_2037_Technical_GWh_After Competition Groups_HE Lighting
Industrial | Ind ¦ Air Leak Survey and Repair | 2037 | Achievable | GWh | After Competition Groups | 513.6302 | 408713.243 | 0.40871 | 4956.2957 | 0.10363 | 2 | Industrial_2037_Achievable_GWh_After Competition Groups_2 | Air Leak Survey and Repair | 10.36% | 0.40871 | 513.6302 | Industrial_2037_Achievable_GWh_After Competition Groups_Air Leak Survey and Repair
Industrial | Ind ¦ Greenhouse Grow Lights | 2037 | Achievable | GWh | After Competition Groups | 454.8457 | 10414828.0154 | 10.4148 | 4956.2957 | 0.091771 | 3 | Industrial_2037_Achievable_GWh_After Competition Groups_3 | Greenhouse Grow Lights | 9.177% | 10.4148 | 454.8457 | Industrial_2037_Achievable_GWh_After Competition Groups_Greenhouse Grow Lights
Industrial | Ind ¦ Greenhouse Grow Lights | 2037 | Economic | GWh | After Competition Groups | 598.968 | 10414828.0154 | 10.4148 | 6666.1603 | 0.089852 | 3 | Industrial_2037_Economic_GWh_After Competition Groups_3 | Greenhouse Grow Lights | 8.985% | 10.4148 | 598.968 | Industrial_2037_Economic_GWh_After Competition Groups_Greenhouse Grow Lights
Industrial | Ind ¦ Air Compressor Optimization | 2037 | Achievable | GWh | After Competition Groups | 438.0572 | 1014849.8565 | 1.0148 | 4956.2957 | 0.088384 | 4 | Industrial_2037_Achievable_GWh_After Competition Groups_4 | Air Compressor Optimization | 8.838% | 1.0148 | 438.0572 | Industrial_2037_Achievable_GWh_After Competition Groups_Air Compressor Optimization
Industrial | Ind ¦ Air Leak Survey and Repair | 2037 | Economic | GWh | After Competition Groups | 581.0553 | 408713.243 | 0.40871 | 6666.1603 | 0.087165 | 4 | Industrial_2037_Economic_GWh_After Competition Groups_4 | Air Leak Survey and Repair | 8.716% | 0.40871 | 581.0553 | Industrial_2037_Economic_GWh_After Competition Groups_Air Leak Survey and Repair
Industrial | Ind ¦ Pump Equipment Upgrade | 2037 | Achievable | GWh | After Competition Groups | 426.3216 | 15644233.2467 | 15.6442 | 4956.2957 | 0.086016 | 5 | Industrial_2037_Achievable_GWh_After Competition Groups_5 | Pump Equipment Upgrade | 8.602% | 15.6442 | 426.3216 | Industrial_2037_Achievable_GWh_After Competition Groups_Pump Equipment Upgrade
Industrial | Ind ¦ Pump Equipment Upgrade | 2037 | Economic | GWh | After Competition Groups | 557.5903 | 15644233.2467 | 15.6442 | 6666.1603 | 0.083645 | 5 | Industrial_2037_Economic_GWh_After Competition Groups_5 | Pump Equipment Upgrade | 8.364% | 15.6442 | 557.5903 | Industrial_2037_Economic_GWh_After Competition Groups_Pump Equipment Upgrade
Industrial | Ind ¦ Greenhouse Grow Lights | 2037 | Technical | GWh | After Competition Groups | 598.968 | 10414828.0154 | 10.4148 | 7161.9897 | 0.083632 | 3 | Industrial_2037_Technical_GWh_After Competition Groups_3 | Greenhouse Grow Lights | 8.363% | 10.4148 | 598.968 | Industrial_2037_Technical_GWh_After Competition Groups_Greenhouse Grow Lights
Industrial | Ind ¦ Air Compressor Optimization | 2037 | Economic | GWh | After Competition Groups | 542.9957 | 1014849.8565 | 1.0148 | 6666.1603 | 0.081456 | 6 | Industrial_2037_Economic_GWh_After Competition Groups_6 | Air Compressor Optimization | 8.146% | 1.0148 | 542.9957 | Industrial_2037_Economic_GWh_After Competition Groups_Air Compressor Optimization
Industrial | Ind ¦ HE Lighting | 2037 | Achievable | GWh | After Competition Groups | 402.6668 | 35842316.4359 | 35.8423 | 4956.2957 | 0.081243 | 6 | Industrial_2037_Achievable_GWh_After Competition Groups_6 | HE Lighting | 8.124% | 35.8423 | 402.6668 | Industrial_2037_Achievable_GWh_After Competition Groups_HE Lighting
Industrial | Ind ¦ Air Leak Survey and Repair | 2037 | Technical | GWh | After Competition Groups | 581.0553 | 408713.243 | 0.40871 | 7161.9897 | 0.08113 | 4 | Industrial_2037_Technical_GWh_After Competition Groups_4 | Air Leak Survey and Repair | 8.113% | 0.40871 | 581.0553 | Industrial_2037_Technical_GWh_After Competition Groups_Air Leak Survey and Repair
Industrial | Ind ¦ Recommissioning | 2037 | Achievable | GWh | After Competition Groups | 394.6819 | 1844461.1143 | 1.8445 | 4956.2957 | 0.079632 | 7 | Industrial_2037_Achievable_GWh_After Competition Groups_7 | Recommissioning | 7.963% | 1.8445 | 394.6819 | Industrial_2037_Achievable_GWh_After Competition Groups_Recommissioning
Industrial | Ind ¦ SEM | 2037 | Achievable | GWh | After Competition Groups | 394.6819 | 1844461.1143 | 1.8445 | 4956.2957 | 0.079632 | 8 | Industrial_2037_Achievable_GWh_After Competition Groups_8 | SEM | 7.963% | 1.8445 | 394.6819 | Industrial_2037_Achievable_GWh_After Competition Groups_SEM
Industrial | Ind ¦ Pump Equipment Upgrade | 2037 | Technical | GWh | After Competition Groups | 557.5903 | 15644233.2467 | 15.6442 | 7161.9897 | 0.077854 | 5 | Industrial_2037_Technical_GWh_After Competition Groups_5 | Pump Equipment Upgrade | 7.785% | 15.6442 | 557.5903 | Industrial_2037_Technical_GWh_After Competition Groups_Pump Equipment Upgrade
Industrial | Ind ¦ Air Compressor Optimization | 2037 | Technical | GWh | After Competition Groups | 542.9957 | 1014849.8565 | 1.0148 | 7161.9897 | 0.075816 | 6 | Industrial_2037_Technical_GWh_After Competition Groups_6 | Air Compressor Optimization | 7.582% | 1.0148 | 542.9957 | Industrial_2037_Technical_GWh_After Competition Groups_Air Compressor Optimization
Industrial | Ind ¦ Efficient Compressed Air Nozzles | 2037 | Economic | GWh | After Competition Groups | 469.4305 | 460872.9038 | 0.46087 | 6666.1603 | 0.07042 | 7 | Industrial_2037_Economic_GWh_After Competition Groups_7 | Efficient Compressed Air Nozzles | 7.042% | 0.46087 | 469.4305 | Industrial_2037_Economic_GWh_After Competition Groups_Efficient Compressed Air Nozzles
Industrial | Ind ¦ Efficient Compressed Air Nozzles | 2037 | Achievable | GWh | After Competition Groups | 328.9257 | 460872.9038 | 0.46087 | 4956.2957 | 0.066365 | 9 | Industrial_2037_Achievable_GWh_After Competition Groups_9 | Efficient Compressed Air Nozzles | 6.637% | 0.46087 | 328.9257 | Industrial_2037_Achievable_GWh_After Competition Groups_Efficient Compressed Air Nozzles
Industrial | Ind ¦ Recommissioning | 2037 | Economic | GWh | After Competition Groups | 438.7943 | 1844461.1143 | 1.8445 | 6666.1603 | 0.065824 | 8 | Industrial_2037_Economic_GWh_After Competition Groups_8 | Recommissioning | 6.582% | 1.8445 | 438.7943 | Industrial_2037_Economic_GWh_After Competition Groups_Recommissioning
Industrial | Ind ¦ SEM | 2037 | Economic | GWh | After Competition Groups | 438.7943 | 1844461.1143 | 1.8445 | 6666.1603 | 0.065824 | 9 | Industrial_2037_Economic_GWh_After Competition Groups_9 | SEM | 6.582% | 1.8445 | 438.7943 | Industrial_2037_Economic_GWh_After Competition Groups_SEM
Industrial | Ind ¦ Efficient Compressed Air Nozzles | 2037 | Technical | GWh | After Competition Groups | 469.4305 | 460872.9038 | 0.46087 | 7161.9897 | 0.065545 | 7 | Industrial_2037_Technical_GWh_After Competition Groups_7 | Efficient Compressed Air Nozzles | 6.554% | 0.46087 | 469.4305 | Industrial_2037_Technical_GWh_After Competition Groups_Efficient Compressed Air Nozzles
Industrial | Ind ¦ Recommissioning | 2037 | Technical | GWh | After Competition Groups | 438.7943 | 1844461.1143 | 1.8445 | 7161.9897 | 0.061267 | 8 | Industrial_2037_Technical_GWh_After Competition Groups_8 | Recommissioning | 6.127% | 1.8445 | 438.7943 | Industrial_2037_Technical_GWh_After Competition Groups_Recommissioning
Industrial | Ind ¦ SEM | 2037 | Technical | GWh | After Competition Groups | 438.7943 | 1844461.1143 | 1.8445 | 7161.9897 | 0.061267 | 9 | Industrial_2037_Technical_GWh_After Competition Groups_9 | SEM | 6.127% | 1.8445 | 438.7943 | Industrial_2037_Technical_GWh_After Competition Groups_SEM
Industrial | Ind ¦ High Efficiency HVAC Fans | 2037 | Achievable | GWh | After Competition Groups | 282.1293 | 2187673.3703 | 2.1877 | 4956.2957 | 0.056923 | 10 | Industrial_2037_Achievable_GWh_After Competition Groups_10 | High Efficiency HVAC Fans | 5.692% | 2.1877 | 282.1293 | Industrial_2037_Achievable_GWh_After Competition Groups_High Efficiency HVAC Fans
Industrial | Ind ¦ High Efficiency HVAC Fans | 2037 | Economic | GWh | After Competition Groups | 371.4347 | 2187673.3703 | 2.1877 | 6666.1603 | 0.055719 | 10 | Industrial_2037_Economic_GWh_After Competition Groups_10 | High Efficiency HVAC Fans | 5.572% | 2.1877 | 371.4347 | Industrial_2037_Economic_GWh_After Competition Groups_High Efficiency HVAC Fans
Industrial | Ind ¦ High Efficiency HVAC Fans | 2037 | Technical | GWh | After Competition Groups | 371.4347 | 2187673.3703 | 2.1877 | 7161.9897 | 0.051862 | 10 | Industrial_2037_Technical_GWh_After Competition Groups_10 | High Efficiency HVAC Fans | 5.186% | 2.1877 | 371.4347 | Industrial_2037_Technical_GWh_After Competition Groups_High Efficiency HVAC Fans
Industrial | Ind ¦ Process Optimization (Elec) | 2037 | Economic | GWh | After Competition Groups | 161.5723 | 472207.8546 | 0.47221 | 6666.1603 | 0.024238 | 11 | Industrial_2037_Economic_GWh_After Competition Groups_11 | Process Optimization (Elec) | 2.424% | 0.47221 | 161.5723 | Industrial_2037_Economic_GWh_After Competition Groups_Process Optimization (Elec)
Industrial | Ind ¦ Process Optimization (Elec) | 2037 | Technical | GWh | After Competition Groups | 161.5723 | 472207.8546 | 0.47221 | 7161.9897 | 0.02256 | 11 | Industrial_2037_Technical_GWh_After Competition Groups_11 | Process Optimization (Elec) | 2.256% | 0.47221 | 161.5723 | Industrial_2037_Technical_GWh_After Competition Groups_Process Optimization (Elec)
Industrial | Ind ¦ Premium Efficient Motors | 2037 | Technical | GWh | After Competition Groups | 156.8974 | 0 | 0 | 7161.9897 | 0.021907 | 12 | Industrial_2037_Technical_GWh_After Competition Groups_12 | Premium Efficient Motors | 2.191% | 0 | 156.8974 | Industrial_2037_Technical_GWh_After Competition Groups_Premium Efficient Motors
Industrial | Ind ¦ Fan System Optimization | 2037 | Achievable | GWh | After Competition Groups | 61.585 | 1142515.0489 | 1.1425 | 4956.2957 | 0.012426 | 11 | Industrial_2037_Achievable_GWh_After Competition Groups_11 | Fan System Optimization | 1.243% | 1.1425 | 61.585 | Industrial_2037_Achievable_GWh_After Competition Groups_Fan System Optimization
Industrial | Ind ¦ Material Handling Improvements | 2037 | Achievable | GWh | After Competition Groups | 54.602 | 125813.5695 | 0.12581 | 4956.2957 | 0.011017 | 12 | Industrial_2037_Achievable_GWh_After Competition Groups_12 | Material Handling Improvements | 1.102% | 0.12581 | 54.602 | Industrial_2037_Achievable_GWh_After Competition Groups_Material Handling Improvements
Industrial | Ind ¦ Fan System Optimization | 2037 | Economic | GWh | After Competition Groups | 73.2173 | 1142515.0489 | 1.1425 | 6666.1603 | 0.010983 | 12 | Industrial_2037_Economic_GWh_After Competition Groups_12 | Fan System Optimization | 1.098% | 1.1425 | 73.2173 | Industrial_2037_Economic_GWh_After Competition Groups_Fan System Optimization
Industrial | Ind ¦ Pulp and Paper Process Improvements | 2037 | Achievable | GWh | After Competition Groups | 53.2894 | 1301709.1322 | 1.3017 | 4956.2957 | 0.010752 | 13 | Industrial_2037_Achievable_GWh_After Competition Groups_13 | Pulp and Paper Process Improvements | 1.075% | 1.3017 | 53.2894 | Industrial_2037_Achievable_GWh_After Competition Groups_Pulp and Paper Process Improvements
Industrial | Ind ¦ Efficient Irrigation | 2037 | Economic | GWh | After Competition Groups | 71.5694 | 2176678.333 | 2.1767 | 6666.1603 | 0.010736 | 13 | Industrial_2037_Economic_GWh_After Competition Groups_13 | Efficient Irrigation | 1.074% | 2.1767 | 71.5694 | Industrial_2037_Economic_GWh_After Competition Groups_Efficient Irrigation
Industrial | Ind ¦ HE HVAC Controls | 2037 | Technical | GWh | After Competition Groups | 74.3328 | 0 | 0 | 7161.9897 | 0.010379 | 13 | Industrial_2037_Technical_GWh_After Competition Groups_13 | HE HVAC Controls | 1.038% | 0 | 74.3328 | Industrial_2037_Technical_GWh_After Competition Groups_HE HVAC Controls
Industrial | Ind ¦ Material Handling Improvements | 2037 | Economic | GWh | After Competition Groups | 68.338 | 125813.5695 | 0.12581 | 6666.1603 | 0.010251 | 14 | Industrial_2037_Economic_GWh_After Competition Groups_14 | Material Handling Improvements | 1.025% | 0.12581 | 68.338 | Industrial_2037_Economic_GWh_After Competition Groups_Material Handling Improvements
Industrial | Ind ¦ Fan System Optimization | 2037 | Technical | GWh | After Competition Groups | 73.2173 | 1142515.0489 | 1.1425 | 7161.9897 | 0.010223 | 14 | Industrial_2037_Technical_GWh_After Competition Groups_14 | Fan System Optimization | 1.022% | 1.1425 | 73.2173 | Industrial_2037_Technical_GWh_After Competition Groups_Fan System Optimization
Industrial | Ind ¦ Efficient Irrigation | 2037 | Technical | GWh | After Competition Groups | 71.5694 | 2176678.333 | 2.1767 | 7161.9897 | 0.009993 | 15 | Industrial_2037_Technical_GWh_After Competition Groups_15 | Efficient Irrigation | 0.9993% | 2.1767 | 71.5694 | Industrial_2037_Technical_GWh_After Competition Groups_Efficient Irrigation
Industrial | Ind ¦ HE HVAC Units | 2037 | Technical | GWh | After Competition Groups | 71.3453 | 0 | 0 | 7161.9897 | 0.0099617 | 16 | Industrial_2037_Technical_GWh_After Competition Groups_16 | HE HVAC Units | 0.9962% | 0 | 71.3453 | Industrial_2037_Technical_GWh_After Competition Groups_HE HVAC Units
Industrial | Ind ¦ Material Handling Improvements | 2037 | Technical | GWh | After Competition Groups | 68.338 | 125813.5695 | 0.12581 | 7161.9897 | 0.0095418 | 17 | Industrial_2037_Technical_GWh_After Competition Groups_17 | Material Handling Improvements | 0.9542% | 0.12581 | 68.338 | Industrial_2037_Technical_GWh_After Competition Groups_Material Handling Improvements
Industrial | Ind ¦ Pulp and Paper Process Improvements | 2037 | Economic | GWh | After Competition Groups | 62.1073 | 1301709.1322 | 1.3017 | 6666.1603 | 0.0093168 | 15 | Industrial_2037_Economic_GWh_After Competition Groups_15 | Pulp and Paper Process Improvements | 0.9317% | 1.3017 | 62.1073 | Industrial_2037_Economic_GWh_After Competition Groups_Pulp and Paper Process Improvements
Industrial | Ind ¦ Pulp and Paper Process Improvements | 2037 | Technical | GWh | After Competition Groups | 62.1073 | 1301709.1322 | 1.3017 | 7161.9897 | 0.0086718 | 18 | Industrial_2037_Technical_GWh_After Competition Groups_18 | Pulp and Paper Process Improvements | 0.8672% | 1.3017 | 62.1073 | Industrial_2037_Technical_GWh_After Competition Groups_Pulp and Paper Process Improvements
Industrial | Ind ¦ Efficient Irrigation | 2037 | Achievable | GWh | After Competition Groups | 41.7209 | 2176678.333 | 2.1767 | 4956.2957 | 0.0084178 | 14 | Industrial_2037_Achievable_GWh_After Competition Groups_14 | Efficient Irrigation | 0.8418% | 2.1767 | 41.7209 | Industrial_2037_Achievable_GWh_After Competition Groups_Efficient Irrigation
Industrial | Ind ¦ Refiner Plate Improvements | 2037 | Economic | GWh | After Competition Groups | 53.9569 | 187971.9186 | 0.18797 | 6666.1603 | 0.0080941 | 16 | Industrial_2037_Economic_GWh_After Competition Groups_16 | Refiner Plate Improvements | 0.8094% | 0.18797 | 53.9569 | Industrial_2037_Economic_GWh_After Competition Groups_Refiner Plate Improvements
Industrial | Ind ¦ Refiner Plate Improvements | 2037 | Technical | GWh | After Competition Groups | 53.9569 | 187971.9186 | 0.18797 | 7161.9897 | 0.0075338 | 19 | Industrial_2037_Technical_GWh_After Competition Groups_19 | Refiner Plate Improvements | 0.7534% | 0.18797 | 53.9569 | Industrial_2037_Technical_GWh_After Competition Groups_Refiner Plate Improvements
Industrial | Ind ¦ Refiner Plate Improvements | 2037 | Achievable | GWh | After Competition Groups | 36.7082 | 187971.9186 | 0.18797 | 4956.2957 | 0.0074064 | 15 | Industrial_2037_Achievable_GWh_After Competition Groups_15 | Refiner Plate Improvements | 0.7406% | 0.18797 | 36.7082 | Industrial_2037_Achievable_GWh_After Competition Groups_Refiner Plate Improvements
Industrial | Ind ¦ Process Optimization (Elec) | 2037 | Achievable | GWh | After Competition Groups | 36.0702 | 472207.8546 | 0.47221 | 4956.2957 | 0.0072777 | 16 | Industrial_2037_Achievable_GWh_After Competition Groups_16 | Process Optimization (Elec) | 0.7278% | 0.47221 | 36.0702 | Industrial_2037_Achievable_GWh_After Competition Groups_Process Optimization (Elec)
Industrial | Ind ¦ Process Heat Recovery | 2037 | Achievable | GWh | After Competition Groups | 28.6472 | 307777.0455 | 0.30778 | 4956.2957 | 0.00578 | 17 | Industrial_2037_Achievable_GWh_After Competition Groups_17 | Process Heat Recovery | 0.578% | 0.30778 | 28.6472 | Industrial_2037_Achievable_GWh_After Competition Groups_Process Heat Recovery
Industrial | Ind ¦ Cold Storage Retrofit | 2037 | Technical | GWh | After Competition Groups | 40.2315 | 0 | 0 | 7161.9897 | 0.0056174 | 20 | Industrial_2037_Technical_GWh_After Competition Groups_20 | Cold Storage Retrofit | 0.5617% | 0 | 40.2315 | Industrial_2037_Technical_GWh_After Competition Groups_Cold Storage Retrofit
Industrial | Ind ¦ VAV Conversion Project | 2037 | Achievable | GWh | After Competition Groups | 27.83 | 394335.8154 | 0.39434 | 4956.2957 | 0.0056151 | 18 | Industrial_2037_Achievable_GWh_After Competition Groups_18 | VAV Conversion Project | 0.5615% | 0.39434 | 27.83 | Industrial_2037_Achievable_GWh_After Competition Groups_VAV Conversion Project
Industrial | Ind ¦ Ventilation Optimization | 2037 | Economic | GWh | After Competition Groups | 35.2742 | 2636032.5843 | 2.636 | 6666.1603 | 0.0052915 | 17 | Industrial_2037_Economic_GWh_After Competition Groups_17 | Ventilation Optimization | 0.5292% | 2.636 | 35.2742 | Industrial_2037_Economic_GWh_After Competition Groups_Ventilation Optimization
Industrial | Ind ¦ Ventilation Optimization | 2037 | Technical | GWh | After Competition Groups | 35.2742 | 2636032.5843 | 2.636 | 7161.9897 | 0.0049252 | 21 | Industrial_2037_Technical_GWh_After Competition Groups_21 | Ventilation Optimization | 0.4925% | 2.636 | 35.2742 | Industrial_2037_Technical_GWh_After Competition Groups_Ventilation Optimization
Industrial | Ind ¦ Process Heat Recovery | 2037 | Economic | GWh | After Competition Groups | 31.5458 | 307777.0455 | 0.30778 | 6666.1603 | 0.0047322 | 18 | Industrial_2037_Economic_GWh_After Competition Groups_18 | Process Heat Recovery | 0.4732% | 0.30778 | 31.5458 | Industrial_2037_Economic_GWh_After Competition Groups_Process Heat Recovery
Industrial | Ind ¦ VAV Conversion Project | 2037 | Economic | GWh | After Competition Groups | 30.0858 | 394335.8154 | 0.39434 | 6666.1603 | 0.0045132 | 19 | Industrial_2037_Economic_GWh_After Competition Groups_19 | VAV Conversion Project | 0.4513% | 0.39434 | 30.0858 | Industrial_2037_Economic_GWh_After Competition Groups_VAV Conversion Project
Industrial | Ind ¦ Process Heat Recovery | 2037 | Technical | GWh | After Competition Groups | 31.5458 | 307777.0455 | 0.30778 | 7161.9897 | 0.0044046 | 22 | Industrial_2037_Technical_GWh_After Competition Groups_22 | Process Heat Recovery | 0.4405% | 0.30778 | 31.5458 | Industrial_2037_Technical_GWh_After Competition Groups_Process Heat Recovery
Industrial | Ind ¦ Improved Controls - Process Cooling | 2037 | Achievable | GWh | After Competition Groups | 20.9965 | 188702.7284 | 0.1887 | 4956.2957 | 0.0042363 | 19 | Industrial_2037_Achievable_GWh_After Competition Groups_19 | Improved Controls - Process Cooling | 0.4236% | 0.1887 | 20.9965 | Industrial_2037_Achievable_GWh_After Competition Groups_Improved Controls - Process Cooling
Industrial | Ind ¦ VAV Conversion Project | 2037 | Technical | GWh | After Competition Groups | 30.0858 | 394335.8154 | 0.39434 | 7161.9897 | 0.0042008 | 23 | Industrial_2037_Technical_GWh_After Competition Groups_23 | VAV Conversion Project | 0.4201% | 0.39434 | 30.0858 | Industrial_2037_Technical_GWh_After Competition Groups_VAV Conversion Project
Industrial | Ind ¦ HVLS Fans | 2037 | Technical | GWh | After Competition Groups | 29.9446 | 0 | 0 | 7161.9897 | 0.0041811 | 24 | Industrial_2037_Technical_GWh_After Competition Groups_24 | HVLS Fans | 0.4181% | 0 | 29.9446 | Industrial_2037_Technical_GWh_After Competition Groups_HVLS Fans
Industrial | Ind ¦ High Efficiency Battery Charger | 2037 | Achievable | GWh | After Competition Groups | 18.1077 | 402097.3103 | 0.4021 | 4956.2957 | 0.0036535 | 20 | Industrial_2037_Achievable_GWh_After Competition Groups_20 | High Efficiency Battery Charger | 0.3653% | 0.4021 | 18.1077 | Industrial_2037_Achievable_GWh_After Competition Groups_High Efficiency Battery Charger
Industrial | Ind ¦ High Efficiency Battery Charger | 2037 | Economic | GWh | After Competition Groups | 24.2009 | 402097.3103 | 0.4021 | 6666.1603 | 0.0036304 | 20 | Industrial_2037_Economic_GWh_After Competition Groups_20 | High Efficiency Battery Charger | 0.363% | 0.4021 | 24.2009 | Industrial_2037_Economic_GWh_After Competition Groups_High Efficiency Battery Charger
Industrial | Ind ¦ Improved Controls - Process Cooling | 2037 | Economic | GWh | After Competition Groups | 23.2717 | 188702.7284 | 0.1887 | 6666.1603 | 0.003491 | 21 | Industrial_2037_Economic_GWh_After Competition Groups_21 | Improved Controls - Process Cooling | 0.3491% | 0.1887 | 23.2717 | Industrial_2037_Economic_GWh_After Competition Groups_Improved Controls - Process Cooling
Industrial | Ind ¦ Ventilation Optimization | 2037 | Achievable | GWh | After Competition Groups | 17.171 | 2636032.5843 | 2.636 | 4956.2957 | 0.0034645 | 21 | Industrial_2037_Achievable_GWh_After Competition Groups_21 | Ventilation Optimization | 0.3464% | 2.636 | 17.171 | Industrial_2037_Achievable_GWh_After Competition Groups_Ventilation Optimization
Industrial | Ind ¦ Low Energy Livestock Waterers | 2037 | Technical | GWh | After Competition Groups | 24.7518 | 852242.506 | 0.85224 | 7161.9897 | 0.003456 | 25 | Industrial_2037_Technical_GWh_After Competition Groups_25 | Low Energy Livestock Waterers | 0.3456% | 0.85224 | 24.7518 | Industrial_2037_Technical_GWh_After Competition Groups_Low Energy Livestock Waterers
Industrial | Ind ¦ High Efficiency Battery Charger | 2037 | Technical | GWh | After Competition Groups | 24.2009 | 402097.3103 | 0.4021 | 7161.9897 | 0.0033791 | 26 | Industrial_2037_Technical_GWh_After Competition Groups_26 | High Efficiency Battery Charger | 0.3379% | 0.4021 | 24.2009 | Industrial_2037_Technical_GWh_After Competition Groups_High Efficiency Battery Charger
Industrial | Ind ¦ Improved Controls - Process Cooling | 2037 | Technical | GWh | After Competition Groups | 23.2717 | 188702.7284 | 0.1887 | 7161.9897 | 0.0032493 | 27 | Industrial_2037_Technical_GWh_After Competition Groups_27 | Improved Controls - Process Cooling | 0.3249% | 0.1887 | 23.2717 | Industrial_2037_Technical_GWh_After Competition Groups_Improved Controls - Process Cooling
Industrial | Ind ¦ Synchronous Belts | 2037 | Economic | GWh | After Competition Groups | 20.7633 | 1002831.3607 | 1.0028 | 6666.1603 | 0.0031147 | 22 | Industrial_2037_Economic_GWh_After Competition Groups_22 | Synchronous Belts | 0.3115% | 1.0028 | 20.7633 | Industrial_2037_Economic_GWh_After Competition Groups_Synchronous Belts
Industrial | Ind ¦ Synchronous Belts | 2037 | Technical | GWh | After Competition Groups | 20.7633 | 1002831.3607 | 1.0028 | 7161.9897 | 0.0028991 | 28 | Industrial_2037_Technical_GWh_After Competition Groups_28 | Synchronous Belts | 0.2899% | 1.0028 | 20.7633 | Industrial_2037_Technical_GWh_After Competition Groups_Synchronous Belts
Industrial | Ind ¦ Process Improvements | 2037 | Achievable | GWh | After Competition Groups | 14.2191 | 99916.099 | 0.099916 | 4956.2957 | 0.0028689 | 22 | Industrial_2037_Achievable_GWh_After Competition Groups_22 | Process Improvements | 0.2869% | 0.099916 | 14.2191 | Industrial_2037_Achievable_GWh_After Competition Groups_Process Improvements
Industrial | Ind ¦ Dairy Pre-Cooler | 2037 | Economic | GWh | After Competition Groups | 19.0006 | 464661.9016 | 0.46466 | 6666.1603 | 0.0028503 | 23 | Industrial_2037_Economic_GWh_After Competition Groups_23 | Dairy Pre-Cooler | 0.285% | 0.46466 | 19.0006 | Industrial_2037_Economic_GWh_After Competition Groups_Dairy Pre-Cooler
Industrial | Ind ¦ Dairy Pre-Cooler | 2037 | Technical | GWh | After Competition Groups | 19.0006 | 464661.9016 | 0.46466 | 7161.9897 | 0.002653 | 29 | Industrial_2037_Technical_GWh_After Competition Groups_29 | Dairy Pre-Cooler | 0.2653% | 0.46466 | 19.0006 | Industrial_2037_Technical_GWh_After Competition Groups_Dairy Pre-Cooler
Industrial | Ind ¦ Refrigeration Compressor VFD | 2037 | Achievable | GWh | After Competition Groups | 12.8475 | 408695.2257 | 0.4087 | 4956.2957 | 0.0025922 | 23 | Industrial_2037_Achievable_GWh_After Competition Groups_23 | Refrigeration Compressor VFD | 0.2592% | 0.4087 | 12.8475 | Industrial_2037_Achievable_GWh_After Competition Groups_Refrigeration Compressor VFD
Industrial | Ind ¦ Dairy Pre-Cooler | 2037 | Achievable | GWh | After Competition Groups | 12.431 | 464661.9016 | 0.46466 | 4956.2957 | 0.0025081 | 24 | Industrial_2037_Achievable_GWh_After Competition Groups_24 | Dairy Pre-Cooler | 0.2508% | 0.46466 | 12.431 | Industrial_2037_Achievable_GWh_After Competition Groups_Dairy Pre-Cooler
Industrial | Ind ¦ Refrigeration Compressor VFD | 2037 | Economic | GWh | After Competition Groups | 16.4524 | 408695.2257 | 0.4087 | 6666.1603 | 0.002468 | 24 | Industrial_2037_Economic_GWh_After Competition Groups_24 | Refrigeration Compressor VFD | 0.2468% | 0.4087 | 16.4524 | Industrial_2037_Economic_GWh_After Competition Groups_Refrigeration Compressor VFD
Industrial | Ind ¦ Process Improvements | 2037 | Economic | GWh | After Competition Groups | 15.4145 | 99916.099 | 0.099916 | 6666.1603 | 0.0023123 | 25 | Industrial_2037_Economic_GWh_After Competition Groups_25 | Process Improvements | 0.2312% | 0.099916 | 15.4145 | Industrial_2037_Economic_GWh_After Competition Groups_Process Improvements
Industrial | Ind ¦ Refrigeration Compressor VFD | 2037 | Technical | GWh | After Competition Groups | 16.4524 | 408695.2257 | 0.4087 | 7161.9897 | 0.0022972 | 30 | Industrial_2037_Technical_GWh_After Competition Groups_30 | Refrigeration Compressor VFD | 0.2297% | 0.4087 | 16.4524 | Industrial_2037_Technical_GWh_After Competition Groups_Refrigeration Compressor VFD
Industrial | Ind ¦ Process Improvements | 2037 | Technical | GWh | After Competition Groups | 15.4145 | 99916.099 | 0.099916 | 7161.9897 | 0.0021523 | 31 | Industrial_2037_Technical_GWh_After Competition Groups_31 | Process Improvements | 0.2152% | 0.099916 | 15.4145 | Industrial_2037_Technical_GWh_After Competition Groups_Process Improvements
Industrial | Ind ¦ Low Energy Livestock Waterers | 2037 | Economic | GWh | After Competition Groups | 13.0189 | 852242.506 | 0.85224 | 6666.1603 | 0.001953 | 26 | Industrial_2037_Economic_GWh_After Competition Groups_26 | Low Energy Livestock Waterers | 0.1953% | 0.85224 | 13.0189 | Industrial_2037_Economic_GWh_After Competition Groups_Low Energy Livestock Waterers
Industrial | Ind ¦ Low Energy Livestock Waterers | 2037 | Achievable | GWh | After Competition Groups | 9.5939 | 852242.506 | 0.85224 | 4956.2957 | 0.0019357 | 25 | Industrial_2037_Achievable_GWh_After Competition Groups_25 | Low Energy Livestock Waterers | 0.1936% | 0.85224 | 9.5939 | Industrial_2037_Achievable_GWh_After Competition Groups_Low Energy Livestock Waterers
Industrial | Ind ¦ Improved Controls - Process Heating | 2037 | Achievable | GWh | After Competition Groups | 9.178 | 81459.4693 | 0.081459 | 4956.2957 | 0.0018518 | 26 | Industrial_2037_Achievable_GWh_After Competition Groups_26 | Improved Controls - Process Heating | 0.1852% | 0.081459 | 9.178 | Industrial_2037_Achievable_GWh_After Competition Groups_Improved Controls - Process Heating
Industrial | Ind ¦ Efficient Transformer | 2037 | Technical | GWh | After Competition Groups | 12.1004 | 615167.5166 | 0.61517 | 7161.9897 | 0.0016895 | 32 | Industrial_2037_Technical_GWh_After Competition Groups_32 | Efficient Transformer | 0.169% | 0.61517 | 12.1004 | Industrial_2037_Technical_GWh_After Competition Groups_Efficient Transformer
Industrial | Ind ¦ High Efficiency Welders | 2037 | Technical | GWh | After Competition Groups | 11.6784 | 717023.4608 | 0.71702 | 7161.9897 | 0.0016306 | 33 | Industrial_2037_Technical_GWh_After Competition Groups_33 | High Efficiency Welders | 0.1631% | 0.71702 | 11.6784 | Industrial_2037_Technical_GWh_After Competition Groups_High Efficiency Welders
Industrial | Ind ¦ Chiller Optimization | 2037 | Technical | GWh | After Competition Groups | 11.3652 | 0 | 0 | 7161.9897 | 0.0015869 | 34 | Industrial_2037_Technical_GWh_After Competition Groups_34 | Chiller Optimization | 0.1587% | 0 | 11.3652 | Industrial_2037_Technical_GWh_After Competition Groups_Chiller Optimization
Industrial | Ind ¦ Free Cooling | 2037 | Economic | GWh | After Competition Groups | 10.381 | 1166352.5902 | 1.1664 | 6666.1603 | 0.0015573 | 27 | Industrial_2037_Economic_GWh_After Competition Groups_27 | Free Cooling | 0.1557% | 1.1664 | 10.381 | Industrial_2037_Economic_GWh_After Competition Groups_Free Cooling
Industrial | Ind ¦ Improved Controls - Process Heating | 2037 | Economic | GWh | After Competition Groups | 10.3197 | 81459.4693 | 0.081459 | 6666.1603 | 0.0015481 | 28 | Industrial_2037_Economic_GWh_After Competition Groups_28 | Improved Controls - Process Heating | 0.1548% | 0.081459 | 10.3197 | Industrial_2037_Economic_GWh_After Competition Groups_Improved Controls - Process Heating
Industrial | Ind ¦ Free Cooling | 2037 | Technical | GWh | After Competition Groups | 10.381 | 1166352.5902 | 1.1664 | 7161.9897 | 0.0014495 | 35 | Industrial_2037_Technical_GWh_After Competition Groups_35 | Free Cooling | 0.1449% | 1.1664 | 10.381 | Industrial_2037_Technical_GWh_After Competition Groups_Free Cooling
Industrial | Ind ¦ Improved Controls - Process Heating | 2037 | Technical | GWh | After Competition Groups | 10.3197 | 81459.4693 | 0.081459 | 7161.9897 | 0.0014409 | 36 | Industrial_2037_Technical_GWh_After Competition Groups_36 | Improved Controls - Process Heating | 0.1441% | 0.081459 | 10.3197 | Industrial_2037_Technical_GWh_After Competition Groups_Improved Controls - Process Heating
Industrial | Ind ¦ Cooling Tower Optimization | 2037 | Economic | GWh | After Competition Groups | 8.631 | 533905.372 | 0.53391 | 6666.1603 | 0.0012948 | 29 | Industrial_2037_Economic_GWh_After Competition Groups_29 | Cooling Tower Optimization | 0.1295% | 0.53391 | 8.631 | Industrial_2037_Economic_GWh_After Competition Groups_Cooling Tower Optimization
Industrial | Ind ¦ Cooling Tower Optimization | 2037 | Technical | GWh | After Competition Groups | 8.631 | 533905.372 | 0.53391 | 7161.9897 | 0.0012051 | 37 | Industrial_2037_Technical_GWh_After Competition Groups_37 | Cooling Tower Optimization | 0.1205% | 0.53391 | 8.631 | Industrial_2037_Technical_GWh_After Competition Groups_Cooling Tower Optimization
Industrial | Ind ¦ Synchronous Belts | 2037 | Achievable | GWh | After Competition Groups | 5.9145 | 1002831.3607 | 1.0028 | 4956.2957 | 0.0011933 | 27 | Industrial_2037_Achievable_GWh_After Competition Groups_27 | Synchronous Belts | 0.1193% | 1.0028 | 5.9145 | Industrial_2037_Achievable_GWh_After Competition Groups_Synchronous Belts
Industrial | Ind ¦ Free Cooling | 2037 | Achievable | GWh | After Competition Groups | 5.6177 | 1166352.5902 | 1.1664 | 4956.2957 | 0.0011334 | 28 | Industrial_2037_Achievable_GWh_After Competition Groups_28 | Free Cooling | 0.1133% | 1.1664 | 5.6177 | Industrial_2037_Achievable_GWh_After Competition Groups_Free Cooling
Industrial | Ind ¦ Engine Block Heater Timer | 2037 | Achievable | GWh | After Competition Groups | 5.583 | 29354.905 | 0.029355 | 4956.2957 | 0.0011264 | 29 | Industrial_2037_Achievable_GWh_After Competition Groups_29 | Engine Block Heater Timer | 0.1126% | 0.029355 | 5.583 | Industrial_2037_Achievable_GWh_After Competition Groups_Engine Block Heater Timer
Industrial | Ind ¦ Engine Block Heater Timer | 2037 | Economic | GWh | After Competition Groups | 6.0745 | 29354.905 | 0.029355 | 6666.1603 | 0.00091125 | 30 | Industrial_2037_Economic_GWh_After Competition Groups_30 | Engine Block Heater Timer | 0.09112% | 0.029355 | 6.0745 | Industrial_2037_Economic_GWh_After Competition Groups_Engine Block Heater Timer
Industrial | Ind ¦ Engine Block Heater Timer | 2037 | Technical | GWh | After Competition Groups | 6.0745 | 29354.905 | 0.029355 | 7161.9897 | 0.00084816 | 38 | Industrial_2037_Technical_GWh_After Competition Groups_38 | Engine Block Heater Timer | 0.08482% | 0.029355 | 6.0745 | Industrial_2037_Technical_GWh_After Competition Groups_Engine Block Heater Timer
Industrial | Ind ¦ Cooling Tower Optimization | 2037 | Achievable | GWh | After Competition Groups | 3.794 | 533905.372 | 0.53391 | 4956.2957 | 0.00076549 | 30 | Industrial_2037_Achievable_GWh_After Competition Groups_30 | Cooling Tower Optimization | 0.07655% | 0.53391 | 3.794 | Industrial_2037_Achievable_GWh_After Competition Groups_Cooling Tower Optimization
Industrial | Ind ¦ Heat Lamps/Heat Pad | 2037 | Technical | GWh | After Competition Groups | 4.9827 | 98546.7149 | 0.098547 | 7161.9897 | 0.00069572 | 39 | Industrial_2037_Technical_GWh_After Competition Groups_39 | Heat Lamps/Heat Pad | 0.06957% | 0.098547 | 4.9827 | Industrial_2037_Technical_GWh_After Competition Groups_Heat Lamps/Heat Pad
Industrial | Ind ¦ Efficient Refrigeration Compressor | 2037 | Achievable | GWh | After Competition Groups | 3.4374 | 14148.9462 | 0.014149 | 4956.2957 | 0.00069355 | 31 | Industrial_2037_Achievable_GWh_After Competition Groups_31 | Efficient Refrigeration Compressor | 0.06935% | 0.014149 | 3.4374 | Industrial_2037_Achievable_GWh_After Competition Groups_Efficient Refrigeration Compressor
Industrial | Ind ¦ Efficient Refrigeration Compressor | 2037 | Economic | GWh | After Competition Groups | 3.9132 | 14148.9462 | 0.014149 | 6666.1603 | 0.00058703 | 31 | Industrial_2037_Economic_GWh_After Competition Groups_31 | Efficient Refrigeration Compressor | 0.0587% | 0.014149 | 3.9132 | Industrial_2037_Economic_GWh_After Competition Groups_Efficient Refrigeration Compressor
Industrial | Ind ¦ Efficient Refrigeration Compressor | 2037 | Technical | GWh | After Competition Groups | 3.9132 | 14148.9462 | 0.014149 | 7161.9897 | 0.00054639 | 40 | Industrial_2037_Technical_GWh_After Competition Groups_40 | Efficient Refrigeration Compressor | 0.05464% | 0.014149 | 3.9132 | Industrial_2037_Technical_GWh_After Competition Groups_Efficient Refrigeration Compressor
Industrial | Ind ¦ Air Compressor Heat Recovery | 2037 | Achievable | GWh | After Competition Groups | 2.4034 | 25260.3214 | 0.02526 | 4956.2957 | 0.00048491 | 32 | Industrial_2037_Achievable_GWh_After Competition Groups_32 | Air Compressor Heat Recovery | 0.04849% | 0.02526 | 2.4034 | Industrial_2037_Achievable_GWh_After Competition Groups_Air Compressor Heat Recovery
Industrial | Ind ¦ Air Compressor Heat Recovery | 2037 | Economic | GWh | After Competition Groups | 2.7259 | 25260.3214 | 0.02526 | 6666.1603 | 0.00040891 | 32 | Industrial_2037_Economic_GWh_After Competition Groups_32 | Air Compressor Heat Recovery | 0.04089% | 0.02526 | 2.7259 | Industrial_2037_Economic_GWh_After Competition Groups_Air Compressor Heat Recovery
Industrial | Ind ¦ Air Compressor Heat Recovery | 2037 | Technical | GWh | After Competition Groups | 2.7259 | 25260.3214 | 0.02526 | 7161.9897 | 0.0003806 | 41 | Industrial_2037_Technical_GWh_After Competition Groups_41 | Air Compressor Heat Recovery | 0.03806% | 0.02526 | 2.7259 | Industrial_2037_Technical_GWh_After Competition Groups_Air Compressor Heat Recovery
Industrial | Ind ¦ Creep Heat Controller | 2037 | Technical | GWh | After Competition Groups | 2.5198 | 0 | 0 | 7161.9897 | 0.00035183 | 42 | Industrial_2037_Technical_GWh_After Competition Groups_42 | Creep Heat Controller | 0.03518% | 0 | 2.5198 | Industrial_2037_Technical_GWh_After Competition Groups_Creep Heat Controller
Industrial | Ind ¦ Heat Lamps/Heat Pad | 2037 | Achievable | GWh | After Competition Groups | 1.7152 | 98546.7149 | 0.098547 | 4956.2957 | 0.00034606 | 33 | Industrial_2037_Achievable_GWh_After Competition Groups_33 | Heat Lamps/Heat Pad | 0.03461% | 0.098547 | 1.7152 | Industrial_2037_Achievable_GWh_After Competition Groups_Heat Lamps/Heat Pad
Industrial | Ind ¦ Optimize Compressed Air Dryer | 2037 | Economic | GWh | After Competition Groups | 1.9677 | 164627.7573 | 0.16463 | 6666.1603 | 0.00029517 | 33 | Industrial_2037_Economic_GWh_After Competition Groups_33 | Optimize Compressed Air Dryer | 0.02952% | 0.16463 | 1.9677 | Industrial_2037_Economic_GWh_After Competition Groups_Optimize Compressed Air Dryer
Industrial | Ind ¦ Optimize Compressed Air Dryer | 2037 | Technical | GWh | After Competition Groups | 1.9677 | 164627.7573 | 0.16463 | 7161.9897 | 0.00027474 | 43 | Industrial_2037_Technical_GWh_After Competition Groups_43 | Optimize Compressed Air Dryer | 0.02747% | 0.16463 | 1.9677 | Industrial_2037_Technical_GWh_After Competition Groups_Optimize Compressed Air Dryer
Industrial | Ind ¦ Efficient Transformer | 2037 | Achievable | GWh | After Competition Groups | 1.3136 | 615167.5166 | 0.61517 | 4956.2957 | 0.00026505 | 34 | Industrial_2037_Achievable_GWh_After Competition Groups_34 | Efficient Transformer | 0.0265% | 0.61517 | 1.3136 | Industrial_2037_Achievable_GWh_After Competition Groups_Efficient Transformer
Industrial | Ind ¦ Heat Lamps/Heat Pad | 2037 | Economic | GWh | After Competition Groups | 1.7181 | 98546.7149 | 0.098547 | 6666.1603 | 0.00025774 | 34 | Industrial_2037_Economic_GWh_After Competition Groups_34 | Heat Lamps/Heat Pad | 0.02577% | 0.098547 | 1.7181 | Industrial_2037_Economic_GWh_After Competition Groups_Heat Lamps/Heat Pad
Industrial | Ind ¦ Dual and Natural Exhaust Ventilation Systems | 2037 | Technical | GWh | After Competition Groups | 1.5211 | 58220.7128 | 0.058221 | 7161.9897 | 0.00021238 | 44 | Industrial_2037_Technical_GWh_After Competition Groups_44 | Dual and Natural Exhaust Ventilation Systems | 0.02124% | 0.058221 | 1.5211 | Industrial_2037_Technical_GWh_After Competition Groups_Dual and Natural Exhaust Ventilation Systems
Industrial | Ind ¦ High Efficiency Welders | 2037 | Achievable | GWh | After Competition Groups | 0.97506 | 717023.4608 | 0.71702 | 4956.2957 | 0.00019673 | 35 | Industrial_2037_Achievable_GWh_After Competition Groups_35 | High Efficiency Welders | 0.01967% | 0.71702 | 0.97506 | Industrial_2037_Achievable_GWh_After Competition Groups_High Efficiency Welders
Industrial | Ind ¦ Dairy Water Heater | 2037 | Economic | GWh | After Competition Groups | 0.95785 | 24342.8789 | 0.024343 | 6666.1603 | 0.00014369 | 35 | Industrial_2037_Economic_GWh_After Competition Groups_35 | Dairy Water Heater | 0.01437% | 0.024343 | 0.95785 | Industrial_2037_Economic_GWh_After Competition Groups_Dairy Water Heater
Industrial | Ind ¦ Efficient Transformer | 2037 | Economic | GWh | After Competition Groups | 0.94276 | 615167.5166 | 0.61517 | 6666.1603 | 0.00014142 | 36 | Industrial_2037_Economic_GWh_After Competition Groups_36 | Efficient Transformer | 0.01414% | 0.61517 | 0.94276 | Industrial_2037_Economic_GWh_After Competition Groups_Efficient Transformer
Industrial | Ind ¦ Dairy Water Heater | 2037 | Achievable | GWh | After Competition Groups | 0.69884 | 24342.8789 | 0.024343 | 4956.2957 | 0.000141 | 36 | Industrial_2037_Achievable_GWh_After Competition Groups_36 | Dairy Water Heater | 0.0141% | 0.024343 | 0.69884 | Industrial_2037_Achievable_GWh_After Competition Groups_Dairy Water Heater
Industrial | Ind ¦ Dairy Water Heater | 2037 | Technical | GWh | After Competition Groups | 0.95785 | 24342.8789 | 0.024343 | 7161.9897 | 0.00013374 | 45 | Industrial_2037_Technical_GWh_After Competition Groups_45 | Dairy Water Heater | 0.01337% | 0.024343 | 0.95785 | Industrial_2037_Technical_GWh_After Competition Groups_Dairy Water Heater
Industrial | Ind ¦ High Efficiency Welders | 2037 | Economic | GWh | After Competition Groups | 0.64945 | 717023.4608 | 0.71702 | 6666.1603 | 9.7426e-05 | 37 | Industrial_2037_Economic_GWh_After Competition Groups_37 | High Efficiency Welders | 0.009743% | 0.71702 | 0.64945 | Industrial_2037_Economic_GWh_After Competition Groups_High Efficiency Welders
Industrial | Ind ¦ Optimize Compressed Air Dryer | 2037 | Achievable | GWh | After Competition Groups | 0.29062 | 164627.7573 | 0.16463 | 4956.2957 | 5.8637e-05 | 37 | Industrial_2037_Achievable_GWh_After Competition Groups_37 | Optimize Compressed Air Dryer | 0.005864% | 0.16463 | 0.29062 | Industrial_2037_Achievable_GWh_After Competition Groups_Optimize Compressed Air Dryer
Industrial | Ind ¦ Dual and Natural Exhaust Ventilation Systems | 2037 | Achievable | GWh | After Competition Groups | 0.25856 | 58220.7128 | 0.058221 | 4956.2957 | 5.2168e-05 | 38 | Industrial_2037_Achievable_GWh_After Competition Groups_38 | Dual and Natural Exhaust Ventilation Systems | 0.005217% | 0.058221 | 0.25856 | Industrial_2037_Achievable_GWh_After Competition Groups_Dual and Natural Exhaust Ventilation Systems
Industrial | Ind ¦ Dual and Natural Exhaust Ventilation Systems | 2037 | Economic | GWh | After Competition Groups | 0.12805 | 58220.7128 | 0.058221 | 6666.1603 | 1.9209e-05 | 38 | Industrial_2037_Economic_GWh_After Competition Groups_38 | Dual and Natural Exhaust Ventilation Systems | 0.001921% | 0.058221 | 0.12805 | Industrial_2037_Economic_GWh_After Competition Groups_Dual and Natural Exhaust Ventilation Systems
Industrial | Ind ¦ Creep Heat Controller | 2037 | Achievable | GWh | After Competition Groups | 0 | 0 | 0 | 4956.2957 | 0 | 39 | Industrial_2037_Achievable_GWh_After Competition Groups_39 | Creep Heat Controller | 0% | 0 | 0 | Industrial_2037_Achievable_GWh_After Competition Groups_Creep Heat Controller
Industrial | Ind ¦ Creep Heat Controller | 2037 | Economic | GWh | After Competition Groups | 0 | 0 | 0 | 6666.1603 | 0 | 39 | Industrial_2037_Economic_GWh_After Competition Groups_39 | Creep Heat Controller | 0% | 0 | 0 | Industrial_2037_Economic_GWh_After Competition Groups_Creep Heat Controller
Industrial | Ind ¦ HVLS Fans | 2037 | Achievable | GWh | After Competition Groups | 0 | 0 | 0 | 4956.2957 | 0 | 40 | Industrial_2037_Achievable_GWh_After Competition Groups_40 | HVLS Fans | 0% | 0 | 0 | Industrial_2037_Achievable_GWh_After Competition Groups_HVLS Fans
Industrial | Ind ¦ HVLS Fans | 2037 | Economic | GWh | After Competition Groups | 0 | 0 | 0 | 6666.1603 | 0 | 40 | Industrial_2037_Economic_GWh_After Competition Groups_40 | HVLS Fans | 0% | 0 | 0 | Industrial_2037_Economic_GWh_After Competition Groups_HVLS Fans
Industrial | Ind ¦ Premium Efficient Motors | 2037 | Achievable | GWh | After Competition Groups | 0 | 0 | 0 | 4956.2957 | 0 | 41 | Industrial_2037_Achievable_GWh_After Competition Groups_41 | Premium Efficient Motors | 0% | 0 | 0 | Industrial_2037_Achievable_GWh_After Competition Groups_Premium Efficient Motors
Industrial | Ind ¦ Premium Efficient Motors | 2037 | Economic | GWh | After Competition Groups | 0 | 0 | 0 | 6666.1603 | 0 | 41 | Industrial_2037_Economic_GWh_After Competition Groups_41 | Premium Efficient Motors | 0% | 0 | 0 | Industrial_2037_Economic_GWh_After Competition Groups_Premium Efficient Motors
Industrial | Ind ¦ Pump System Optimization | 2038 | Economic | GWh | After Competition Groups | 1181.802 | 26229379.6592 | 26.2294 | 6737.296 | 0.17541 | 1 | Industrial_2038_Economic_GWh_After Competition Groups_1 | Pump System Optimization | 17.54% | 26.2294 | 1181.802 | Industrial_2038_Economic_GWh_After Competition Groups_Pump System Optimization
Industrial | Ind ¦ Pump System Optimization | 2038 | Achievable | GWh | After Competition Groups | 875.6875 | 26229379.6592 | 26.2294 | 5186.3786 | 0.16884 | 1 | Industrial_2038_Achievable_GWh_After Competition Groups_1 | Pump System Optimization | 16.88% | 26.2294 | 875.6875 | Industrial_2038_Achievable_GWh_After Competition Groups_Pump System Optimization
Industrial | Ind ¦ Pump System Optimization | 2038 | Technical | GWh | After Competition Groups | 1202.6784 | 26229379.6592 | 26.2294 | 7232.7941 | 0.16628 | 1 | Industrial_2038_Technical_GWh_After Competition Groups_1 | Pump System Optimization | 16.63% | 26.2294 | 1202.6784 | Industrial_2038_Technical_GWh_After Competition Groups_Pump System Optimization
Industrial | Ind ¦ HE Lighting | 2038 | Economic | GWh | After Competition Groups | 746.0562 | 34629075.6887 | 34.6291 | 6737.296 | 0.11074 | 2 | Industrial_2038_Economic_GWh_After Competition Groups_2 | HE Lighting | 11.07% | 34.6291 | 746.0562 | Industrial_2038_Economic_GWh_After Competition Groups_HE Lighting
Industrial | Ind ¦ HE Lighting | 2038 | Technical | GWh | After Competition Groups | 795.7954 | 34629075.6887 | 34.6291 | 7232.7941 | 0.11003 | 2 | Industrial_2038_Technical_GWh_After Competition Groups_2 | HE Lighting | 11% | 34.6291 | 795.7954 | Industrial_2038_Technical_GWh_After Competition Groups_HE Lighting
Industrial | Ind ¦ Air Leak Survey and Repair | 2038 | Achievable | GWh | After Competition Groups | 529.0401 | 337650.493 | 0.33765 | 5186.3786 | 0.10201 | 2 | Industrial_2038_Achievable_GWh_After Competition Groups_2 | Air Leak Survey and Repair | 10.2% | 0.33765 | 529.0401 | Industrial_2038_Achievable_GWh_After Competition Groups_Air Leak Survey and Repair
Industrial | Ind ¦ Greenhouse Grow Lights | 2038 | Achievable | GWh | After Competition Groups | 471.4015 | 9158088.1975 | 9.1581 | 5186.3786 | 0.090892 | 3 | Industrial_2038_Achievable_GWh_After Competition Groups_3 | Greenhouse Grow Lights | 9.089% | 9.1581 | 471.4015 | Industrial_2038_Achievable_GWh_After Competition Groups_Greenhouse Grow Lights
Industrial | Ind ¦ Greenhouse Grow Lights | 2038 | Economic | GWh | After Competition Groups | 604.1778 | 9158088.1975 | 9.1581 | 6737.296 | 0.089677 | 3 | Industrial_2038_Economic_GWh_After Competition Groups_3 | Greenhouse Grow Lights | 8.968% | 9.1581 | 604.1778 | Industrial_2038_Economic_GWh_After Competition Groups_Greenhouse Grow Lights
Industrial | Ind ¦ Air Compressor Optimization | 2038 | Achievable | GWh | After Competition Groups | 453.8642 | 887073.9958 | 0.88707 | 5186.3786 | 0.087511 | 4 | Industrial_2038_Achievable_GWh_After Competition Groups_4 | Air Compressor Optimization | 8.751% | 0.88707 | 453.8642 | Industrial_2038_Achievable_GWh_After Competition Groups_Air Compressor Optimization
Industrial | Ind ¦ Pump Equipment Upgrade | 2038 | Achievable | GWh | After Competition Groups | 447.6674 | 14205626.7173 | 14.2056 | 5186.3786 | 0.086316 | 5 | Industrial_2038_Achievable_GWh_After Competition Groups_5 | Pump Equipment Upgrade | 8.632% | 14.2056 | 447.6674 | Industrial_2038_Achievable_GWh_After Competition Groups_Pump Equipment Upgrade
Industrial | Ind ¦ Air Leak Survey and Repair | 2038 | Economic | GWh | After Competition Groups | 581.028 | 337650.493 | 0.33765 | 6737.296 | 0.086241 | 4 | Industrial_2038_Economic_GWh_After Competition Groups_4 | Air Leak Survey and Repair | 8.624% | 0.33765 | 581.028 | Industrial_2038_Economic_GWh_After Competition Groups_Air Leak Survey and Repair
Industrial | Ind ¦ HE Lighting | 2038 | Achievable | GWh | After Competition Groups | 443.7006 | 34629075.6887 | 34.6291 | 5186.3786 | 0.085551 | 6 | Industrial_2038_Achievable_GWh_After Competition Groups_6 | HE Lighting | 8.555% | 34.6291 | 443.7006 | Industrial_2038_Achievable_GWh_After Competition Groups_HE Lighting
Industrial | Ind ¦ Pump Equipment Upgrade | 2038 | Economic | GWh | After Competition Groups | 565.6198 | 14205626.7173 | 14.2056 | 6737.296 | 0.083954 | 5 | Industrial_2038_Economic_GWh_After Competition Groups_5 | Pump Equipment Upgrade | 8.395% | 14.2056 | 565.6198 | Industrial_2038_Economic_GWh_After Competition Groups_Pump Equipment Upgrade
Industrial | Ind ¦ Greenhouse Grow Lights | 2038 | Technical | GWh | After Competition Groups | 604.1778 | 9158088.1975 | 9.1581 | 7232.7941 | 0.083533 | 3 | Industrial_2038_Technical_GWh_After Competition Groups_3 | Greenhouse Grow Lights | 8.353% | 9.1581 | 604.1778 | Industrial_2038_Technical_GWh_After Competition Groups_Greenhouse Grow Lights
Industrial | Ind ¦ Air Compressor Optimization | 2038 | Economic | GWh | After Competition Groups | 551.89 | 887073.9958 | 0.88707 | 6737.296 | 0.081916 | 6 | Industrial_2038_Economic_GWh_After Competition Groups_6 | Air Compressor Optimization | 8.192% | 0.88707 | 551.89 | Industrial_2038_Economic_GWh_After Competition Groups_Air Compressor Optimization
Industrial | Ind ¦ Air Leak Survey and Repair | 2038 | Technical | GWh | After Competition Groups | 581.028 | 337650.493 | 0.33765 | 7232.7941 | 0.080332 | 4 | Industrial_2038_Technical_GWh_After Competition Groups_4 | Air Leak Survey and Repair | 8.033% | 0.33765 | 581.028 | Industrial_2038_Technical_GWh_After Competition Groups_Air Leak Survey and Repair
Industrial | Ind ¦ Recommissioning | 2038 | Achievable | GWh | After Competition Groups | 406.1429 | 1519568.453 | 1.5196 | 5186.3786 | 0.07831 | 7 | Industrial_2038_Achievable_GWh_After Competition Groups_7 | Recommissioning | 7.831% | 1.5196 | 406.1429 | Industrial_2038_Achievable_GWh_After Competition Groups_Recommissioning
Industrial | Ind ¦ SEM | 2038 | Achievable | GWh | After Competition Groups | 406.1429 | 1519568.453 | 1.5196 | 5186.3786 | 0.07831 | 8 | Industrial_2038_Achievable_GWh_After Competition Groups_8 | SEM | 7.831% | 1.5196 | 406.1429 | Industrial_2038_Achievable_GWh_After Competition Groups_SEM
Industrial | Ind ¦ Pump Equipment Upgrade | 2038 | Technical | GWh | After Competition Groups | 565.6198 | 14205626.7173 | 14.2056 | 7232.7941 | 0.078202 | 5 | Industrial_2038_Technical_GWh_After Competition Groups_5 | Pump Equipment Upgrade | 7.82% | 14.2056 | 565.6198 | Industrial_2038_Technical_GWh_After Competition Groups_Pump Equipment Upgrade
Industrial | Ind ¦ Air Compressor Optimization | 2038 | Technical | GWh | After Competition Groups | 551.89 | 887073.9958 | 0.88707 | 7232.7941 | 0.076304 | 6 | Industrial_2038_Technical_GWh_After Competition Groups_6 | Air Compressor Optimization | 7.63% | 0.88707 | 551.89 | Industrial_2038_Technical_GWh_After Competition Groups_Air Compressor Optimization
Industrial | Ind ¦ Efficient Compressed Air Nozzles | 2038 | Economic | GWh | After Competition Groups | 476.3842 | 408844.0208 | 0.40884 | 6737.296 | 0.070709 | 7 | Industrial_2038_Economic_GWh_After Competition Groups_7 | Efficient Compressed Air Nozzles | 7.071% | 0.40884 | 476.3842 | Industrial_2038_Economic_GWh_After Competition Groups_Efficient Compressed Air Nozzles
Industrial | Ind ¦ Efficient Compressed Air Nozzles | 2038 | Achievable | GWh | After Competition Groups | 346.0976 | 408844.0208 | 0.40884 | 5186.3786 | 0.066732 | 9 | Industrial_2038_Achievable_GWh_After Competition Groups_9 | Efficient Compressed Air Nozzles | 6.673% | 0.40884 | 346.0976 | Industrial_2038_Achievable_GWh_After Competition Groups_Efficient Compressed Air Nozzles
Industrial | Ind ¦ Efficient Compressed Air Nozzles | 2038 | Technical | GWh | After Competition Groups | 476.3842 | 408844.0208 | 0.40884 | 7232.7941 | 0.065864 | 7 | Industrial_2038_Technical_GWh_After Competition Groups_7 | Efficient Compressed Air Nozzles | 6.586% | 0.40884 | 476.3842 | Industrial_2038_Technical_GWh_After Competition Groups_Efficient Compressed Air Nozzles
Industrial | Ind ¦ Recommissioning | 2038 | Economic | GWh | After Competition Groups | 438.7688 | 1519568.453 | 1.5196 | 6737.296 | 0.065125 | 8 | Industrial_2038_Economic_GWh_After Competition Groups_8 | Recommissioning | 6.513% | 1.5196 | 438.7688 | Industrial_2038_Economic_GWh_After Competition Groups_Recommissioning
Industrial | Ind ¦ SEM | 2038 | Economic | GWh | After Competition Groups | 438.7688 | 1519568.453 | 1.5196 | 6737.296 | 0.065125 | 9 | Industrial_2038_Economic_GWh_After Competition Groups_9 | SEM | 6.513% | 1.5196 | 438.7688 | Industrial_2038_Economic_GWh_After Competition Groups_SEM
Industrial | Ind ¦ Recommissioning | 2038 | Technical | GWh | After Competition Groups | 438.7688 | 1519568.453 | 1.5196 | 7232.7941 | 0.060664 | 8 | Industrial_2038_Technical_GWh_After Competition Groups_8 | Recommissioning | 6.066% | 1.5196 | 438.7688 | Industrial_2038_Technical_GWh_After Competition Groups_Recommissioning
Industrial | Ind ¦ SEM | 2038 | Technical | GWh | After Competition Groups | 438.7688 | 1519568.453 | 1.5196 | 7232.7941 | 0.060664 | 9 | Industrial_2038_Technical_GWh_After Competition Groups_9 | SEM | 6.066% | 1.5196 | 438.7688 | Industrial_2038_Technical_GWh_After Competition Groups_SEM
Industrial | Ind ¦ High Efficiency HVAC Fans | 2038 | Achievable | GWh | After Competition Groups | 291.9991 | 1926527.9049 | 1.9265 | 5186.3786 | 0.056301 | 10 | Industrial_2038_Achievable_GWh_After Competition Groups_10 | High Efficiency HVAC Fans | 5.63% | 1.9265 | 291.9991 | Industrial_2038_Achievable_GWh_After Competition Groups_High Efficiency HVAC Fans
Industrial | Ind ¦ High Efficiency HVAC Fans | 2038 | Economic | GWh | After Competition Groups | 376.0465 | 1926527.9049 | 1.9265 | 6737.296 | 0.055816 | 10 | Industrial_2038_Economic_GWh_After Competition Groups_10 | High Efficiency HVAC Fans | 5.582% | 1.9265 | 376.0465 | Industrial_2038_Economic_GWh_After Competition Groups_High Efficiency HVAC Fans
Industrial | Ind ¦ High Efficiency HVAC Fans | 2038 | Technical | GWh | After Competition Groups | 376.0465 | 1926527.9049 | 1.9265 | 7232.7941 | 0.051992 | 10 | Industrial_2038_Technical_GWh_After Competition Groups_10 | High Efficiency HVAC Fans | 5.199% | 1.9265 | 376.0465 | Industrial_2038_Technical_GWh_After Competition Groups_High Efficiency HVAC Fans
Industrial | Ind ¦ Process Optimization (Elec) | 2038 | Economic | GWh | After Competition Groups | 161.5655 | 506062.6237 | 0.50606 | 6737.296 | 0.023981 | 11 | Industrial_2038_Economic_GWh_After Competition Groups_11 | Process Optimization (Elec) | 2.398% | 0.50606 | 161.5655 | Industrial_2038_Economic_GWh_After Competition Groups_Process Optimization (Elec)
Industrial | Ind ¦ Process Optimization (Elec) | 2038 | Technical | GWh | After Competition Groups | 161.5655 | 506062.6237 | 0.50606 | 7232.7941 | 0.022338 | 11 | Industrial_2038_Technical_GWh_After Competition Groups_11 | Process Optimization (Elec) | 2.234% | 0.50606 | 161.5655 | Industrial_2038_Technical_GWh_After Competition Groups_Process Optimization (Elec)
Industrial | Ind ¦ Premium Efficient Motors | 2038 | Technical | GWh | After Competition Groups | 158.568 | 0 | 0 | 7232.7941 | 0.021923 | 12 | Industrial_2038_Technical_GWh_After Competition Groups_12 | Premium Efficient Motors | 2.192% | 0 | 158.568 | Industrial_2038_Technical_GWh_After Competition Groups_Premium Efficient Motors
Industrial | Ind ¦ Fan System Optimization | 2038 | Achievable | GWh | After Competition Groups | 63.5691 | 983366.7684 | 0.98337 | 5186.3786 | 0.012257 | 11 | Industrial_2038_Achievable_GWh_After Competition Groups_11 | Fan System Optimization | 1.226% | 0.98337 | 63.5691 | Industrial_2038_Achievable_GWh_After Competition Groups_Fan System Optimization
Industrial | Ind ¦ Fan System Optimization | 2038 | Economic | GWh | After Competition Groups | 73.9258 | 983366.7684 | 0.98337 | 6737.296 | 0.010973 | 12 | Industrial_2038_Economic_GWh_After Competition Groups_12 | Fan System Optimization | 1.097% | 0.98337 | 73.9258 | Industrial_2038_Economic_GWh_After Competition Groups_Fan System Optimization
Industrial | Ind ¦ Material Handling Improvements | 2038 | Achievable | GWh | After Competition Groups | 56.4918 | 108900.725 | 0.1089 | 5186.3786 | 0.010892 | 12 | Industrial_2038_Achievable_GWh_After Competition Groups_12 | Material Handling Improvements | 1.089% | 0.1089 | 56.4918 | Industrial_2038_Achievable_GWh_After Competition Groups_Material Handling Improvements
Industrial | Ind ¦ Efficient Irrigation | 2038 | Economic | GWh | After Competition Groups | 72.221 | 2019665.1562 | 2.0197 | 6737.296 | 0.01072 | 13 | Industrial_2038_Economic_GWh_After Competition Groups_13 | Efficient Irrigation | 1.072% | 2.0197 | 72.221 | Industrial_2038_Economic_GWh_After Competition Groups_Efficient Irrigation
Industrial | Ind ¦ Pulp and Paper Process Improvements | 2038 | Achievable | GWh | After Competition Groups | 55.1243 | 1097594.9846 | 1.0976 | 5186.3786 | 0.010629 | 13 | Industrial_2038_Achievable_GWh_After Competition Groups_13 | Pulp and Paper Process Improvements | 1.063% | 1.0976 | 55.1243 | Industrial_2038_Achievable_GWh_After Competition Groups_Pulp and Paper Process Improvements
Industrial | Ind ¦ Material Handling Improvements | 2038 | Economic | GWh | After Competition Groups | 69.3429 | 108900.725 | 0.1089 | 6737.296 | 0.010292 | 14 | Industrial_2038_Economic_GWh_After Competition Groups_14 | Material Handling Improvements | 1.029% | 0.1089 | 69.3429 | Industrial_2038_Economic_GWh_After Competition Groups_Material Handling Improvements
Industrial | Ind ¦ HE HVAC Controls | 2038 | Technical | GWh | After Competition Groups | 74.3294 | 0 | 0 | 7232.7941 | 0.010277 | 13 | Industrial_2038_Technical_GWh_After Competition Groups_13 | HE HVAC Controls | 1.028% | 0 | 74.3294 | Industrial_2038_Technical_GWh_After Competition Groups_HE HVAC Controls
Industrial | Ind ¦ Fan System Optimization | 2038 | Technical | GWh | After Competition Groups | 73.9258 | 983366.7684 | 0.98337 | 7232.7941 | 0.010221 | 14 | Industrial_2038_Technical_GWh_After Competition Groups_14 | Fan System Optimization | 1.022% | 0.98337 | 73.9258 | Industrial_2038_Technical_GWh_After Competition Groups_Fan System Optimization
Industrial | Ind ¦ Efficient Irrigation | 2038 | Technical | GWh | After Competition Groups | 72.221 | 2019665.1562 | 2.0197 | 7232.7941 | 0.0099852 | 15 | Industrial_2038_Technical_GWh_After Competition Groups_15 | Efficient Irrigation | 0.9985% | 2.0197 | 72.221 | Industrial_2038_Technical_GWh_After Competition Groups_Efficient Irrigation
Industrial | Ind ¦ HE HVAC Units | 2038 | Technical | GWh | After Competition Groups | 72.0769 | 0 | 0 | 7232.7941 | 0.0099653 | 16 | Industrial_2038_Technical_GWh_After Competition Groups_16 | HE HVAC Units | 0.9965% | 0 | 72.0769 | Industrial_2038_Technical_GWh_After Competition Groups_HE HVAC Units
Industrial | Ind ¦ Material Handling Improvements | 2038 | Technical | GWh | After Competition Groups | 69.3429 | 108900.725 | 0.1089 | 7232.7941 | 0.0095873 | 17 | Industrial_2038_Technical_GWh_After Competition Groups_17 | Material Handling Improvements | 0.9587% | 0.1089 | 69.3429 | Industrial_2038_Technical_GWh_After Competition Groups_Material Handling Improvements
Industrial | Ind ¦ Pulp and Paper Process Improvements | 2038 | Economic | GWh | After Competition Groups | 62.1073 | 1097594.9846 | 1.0976 | 6737.296 | 0.0092184 | 15 | Industrial_2038_Economic_GWh_After Competition Groups_15 | Pulp and Paper Process Improvements | 0.9218% | 1.0976 | 62.1073 | Industrial_2038_Economic_GWh_After Competition Groups_Pulp and Paper Process Improvements
Industrial | Ind ¦ Efficient Irrigation | 2038 | Achievable | GWh | After Competition Groups | 44.8518 | 2019665.1562 | 2.0197 | 5186.3786 | 0.008648 | 14 | Industrial_2038_Achievable_GWh_After Competition Groups_14 | Efficient Irrigation | 0.8648% | 2.0197 | 44.8518 | Industrial_2038_Achievable_GWh_After Competition Groups_Efficient Irrigation
Industrial | Ind ¦ Pulp and Paper Process Improvements | 2038 | Technical | GWh | After Competition Groups | 62.1073 | 1097594.9846 | 1.0976 | 7232.7941 | 0.0085869 | 18 | Industrial_2038_Technical_GWh_After Competition Groups_18 | Pulp and Paper Process Improvements | 0.8587% | 1.0976 | 62.1073 | Industrial_2038_Technical_GWh_After Competition Groups_Pulp and Paper Process Improvements
Industrial | Ind ¦ Refiner Plate Improvements | 2038 | Economic | GWh | After Competition Groups | 54.9786 | 175166.7927 | 0.17517 | 6737.296 | 0.0081603 | 16 | Industrial_2038_Economic_GWh_After Competition Groups_16 | Refiner Plate Improvements | 0.816% | 0.17517 | 54.9786 | Industrial_2038_Economic_GWh_After Competition Groups_Refiner Plate Improvements
Industrial | Ind ¦ Process Optimization (Elec) | 2038 | Achievable | GWh | After Competition Groups | 39.8871 | 506062.6237 | 0.50606 | 5186.3786 | 0.0076907 | 15 | Industrial_2038_Achievable_GWh_After Competition Groups_15 | Process Optimization (Elec) | 0.7691% | 0.50606 | 39.8871 | Industrial_2038_Achievable_GWh_After Competition Groups_Process Optimization (Elec)
Industrial | Ind ¦ Refiner Plate Improvements | 2038 | Technical | GWh | After Competition Groups | 54.9786 | 175166.7927 | 0.17517 | 7232.7941 | 0.0076013 | 19 | Industrial_2038_Technical_GWh_After Competition Groups_19 | Refiner Plate Improvements | 0.7601% | 0.17517 | 54.9786 | Industrial_2038_Technical_GWh_After Competition Groups_Refiner Plate Improvements
Industrial | Ind ¦ Refiner Plate Improvements | 2038 | Achievable | GWh | After Competition Groups | 38.7628 | 175166.7927 | 0.17517 | 5186.3786 | 0.007474 | 16 | Industrial_2038_Achievable_GWh_After Competition Groups_16 | Refiner Plate Improvements | 0.7474% | 0.17517 | 38.7628 | Industrial_2038_Achievable_GWh_After Competition Groups_Refiner Plate Improvements
Industrial | Ind ¦ Process Heat Recovery | 2038 | Achievable | GWh | After Competition Groups | 29.5315 | 256948.1586 | 0.25695 | 5186.3786 | 0.0056941 | 17 | Industrial_2038_Achievable_GWh_After Competition Groups_17 | Process Heat Recovery | 0.5694% | 0.25695 | 29.5315 | Industrial_2038_Achievable_GWh_After Competition Groups_Process Heat Recovery
Industrial | Ind ¦ Cold Storage Retrofit | 2038 | Technical | GWh | After Competition Groups | 40.2248 | 0 | 0 | 7232.7941 | 0.0055614 | 20 | Industrial_2038_Technical_GWh_After Competition Groups_20 | Cold Storage Retrofit | 0.5561% | 0 | 40.2248 | Industrial_2038_Technical_GWh_After Competition Groups_Cold Storage Retrofit
Industrial | Ind ¦ VAV Conversion Project | 2038 | Achievable | GWh | After Competition Groups | 28.5912 | 322890.8051 | 0.32289 | 5186.3786 | 0.0055128 | 18 | Industrial_2038_Achievable_GWh_After Competition Groups_18 | VAV Conversion Project | 0.5513% | 0.32289 | 28.5912 | Industrial_2038_Achievable_GWh_After Competition Groups_VAV Conversion Project
Industrial | Ind ¦ Ventilation Optimization | 2038 | Economic | GWh | After Competition Groups | 35.9462 | 2788384.5847 | 2.7884 | 6737.296 | 0.0053354 | 17 | Industrial_2038_Economic_GWh_After Competition Groups_17 | Ventilation Optimization | 0.5335% | 2.7884 | 35.9462 | Industrial_2038_Economic_GWh_After Competition Groups_Ventilation Optimization
Industrial | Ind ¦ Ventilation Optimization | 2038 | Technical | GWh | After Competition Groups | 35.9462 | 2788384.5847 | 2.7884 | 7232.7941 | 0.0049699 | 21 | Industrial_2038_Technical_GWh_After Competition Groups_21 | Ventilation Optimization | 0.497% | 2.7884 | 35.9462 | Industrial_2038_Technical_GWh_After Competition Groups_Ventilation Optimization
Industrial | Ind ¦ Process Heat Recovery | 2038 | Economic | GWh | After Competition Groups | 31.5455 | 256948.1586 | 0.25695 | 6737.296 | 0.0046822 | 18 | Industrial_2038_Economic_GWh_After Competition Groups_18 | Process Heat Recovery | 0.4682% | 0.25695 | 31.5455 | Industrial_2038_Economic_GWh_After Competition Groups_Process Heat Recovery
Industrial | Ind ¦ VAV Conversion Project | 2038 | Economic | GWh | After Competition Groups | 30.0839 | 322890.8051 | 0.32289 | 6737.296 | 0.0044653 | 19 | Industrial_2038_Economic_GWh_After Competition Groups_19 | VAV Conversion Project | 0.4465% | 0.32289 | 30.0839 | Industrial_2038_Economic_GWh_After Competition Groups_VAV Conversion Project
Industrial | Ind ¦ Process Heat Recovery | 2038 | Technical | GWh | After Competition Groups | 31.5455 | 256948.1586 | 0.25695 | 7232.7941 | 0.0043615 | 22 | Industrial_2038_Technical_GWh_After Competition Groups_22 | Process Heat Recovery | 0.4361% | 0.25695 | 31.5455 | Industrial_2038_Technical_GWh_After Competition Groups_Process Heat Recovery
Industrial | Ind ¦ HVLS Fans | 2038 | Technical | GWh | After Competition Groups | 30.3022 | 0 | 0 | 7232.7941 | 0.0041896 | 23 | Industrial_2038_Technical_GWh_After Competition Groups_23 | HVLS Fans | 0.419% | 0 | 30.3022 | Industrial_2038_Technical_GWh_After Competition Groups_HVLS Fans
Industrial | Ind ¦ Improved Controls - Process Cooling | 2038 | Achievable | GWh | After Competition Groups | 21.6019 | 155207.9278 | 0.15521 | 5186.3786 | 0.0041651 | 19 | Industrial_2038_Achievable_GWh_After Competition Groups_19 | Improved Controls - Process Cooling | 0.4165% | 0.15521 | 21.6019 | Industrial_2038_Achievable_GWh_After Competition Groups_Improved Controls - Process Cooling
Industrial | Ind ¦ VAV Conversion Project | 2038 | Technical | GWh | After Competition Groups | 30.0839 | 322890.8051 | 0.32289 | 7232.7941 | 0.0041594 | 24 | Industrial_2038_Technical_GWh_After Competition Groups_24 | VAV Conversion Project | 0.4159% | 0.32289 | 30.0839 | Industrial_2038_Technical_GWh_After Competition Groups_VAV Conversion Project
Industrial | Ind ¦ Ventilation Optimization | 2038 | Achievable | GWh | After Competition Groups | 19.2842 | 2788384.5847 | 2.7884 | 5186.3786 | 0.0037182 | 20 | Industrial_2038_Achievable_GWh_After Competition Groups_20 | Ventilation Optimization | 0.3718% | 2.7884 | 19.2842 | Industrial_2038_Achievable_GWh_After Competition Groups_Ventilation Optimization
Industrial | Ind ¦ High Efficiency Battery Charger | 2038 | Economic | GWh | After Competition Groups | 24.6073 | 352675.051 | 0.35268 | 6737.296 | 0.0036524 | 20 | Industrial_2038_Economic_GWh_After Competition Groups_20 | High Efficiency Battery Charger | 0.3652% | 0.35268 | 24.6073 | Industrial_2038_Economic_GWh_After Competition Groups_High Efficiency Battery Charger
Industrial | Ind ¦ High Efficiency Battery Charger | 2038 | Achievable | GWh | After Competition Groups | 18.8451 | 352675.051 | 0.35268 | 5186.3786 | 0.0036336 | 21 | Industrial_2038_Achievable_GWh_After Competition Groups_21 | High Efficiency Battery Charger | 0.3634% | 0.35268 | 18.8451 | Industrial_2038_Achievable_GWh_After Competition Groups_High Efficiency Battery Charger
Industrial | Ind ¦ Improved Controls - Process Cooling | 2038 | Economic | GWh | After Competition Groups | 23.2697 | 155207.9278 | 0.15521 | 6737.296 | 0.0034539 | 21 | Industrial_2038_Economic_GWh_After Competition Groups_21 | Improved Controls - Process Cooling | 0.3454% | 0.15521 | 23.2697 | Industrial_2038_Economic_GWh_After Competition Groups_Improved Controls - Process Cooling
Industrial | Ind ¦ Low Energy Livestock Waterers | 2038 | Technical | GWh | After Competition Groups | 24.9341 | 884507.0517 | 0.88451 | 7232.7941 | 0.0034474 | 25 | Industrial_2038_Technical_GWh_After Competition Groups_25 | Low Energy Livestock Waterers | 0.3447% | 0.88451 | 24.9341 | Industrial_2038_Technical_GWh_After Competition Groups_Low Energy Livestock Waterers
Industrial | Ind ¦ High Efficiency Battery Charger | 2038 | Technical | GWh | After Competition Groups | 24.6073 | 352675.051 | 0.35268 | 7232.7941 | 0.0034022 | 26 | Industrial_2038_Technical_GWh_After Competition Groups_26 | High Efficiency Battery Charger | 0.3402% | 0.35268 | 24.6073 | Industrial_2038_Technical_GWh_After Competition Groups_High Efficiency Battery Charger
Industrial | Ind ¦ Improved Controls - Process Cooling | 2038 | Technical | GWh | After Competition Groups | 23.2697 | 155207.9278 | 0.15521 | 7232.7941 | 0.0032173 | 27 | Industrial_2038_Technical_GWh_After Competition Groups_27 | Improved Controls - Process Cooling | 0.3217% | 0.15521 | 23.2697 | Industrial_2038_Technical_GWh_After Competition Groups_Improved Controls - Process Cooling
Industrial | Ind ¦ Synchronous Belts | 2038 | Economic | GWh | After Competition Groups | 20.7628 | 1076813.1996 | 1.0768 | 6737.296 | 0.0030818 | 22 | Industrial_2038_Economic_GWh_After Competition Groups_22 | Synchronous Belts | 0.3082% | 1.0768 | 20.7628 | Industrial_2038_Economic_GWh_After Competition Groups_Synchronous Belts
Industrial | Ind ¦ Synchronous Belts | 2038 | Technical | GWh | After Competition Groups | 20.7628 | 1076813.1996 | 1.0768 | 7232.7941 | 0.0028707 | 28 | Industrial_2038_Technical_GWh_After Competition Groups_28 | Synchronous Belts | 0.2871% | 1.0768 | 20.7628 | Industrial_2038_Technical_GWh_After Competition Groups_Synchronous Belts
Industrial | Ind ¦ Dairy Pre-Cooler | 2038 | Economic | GWh | After Competition Groups | 19.1437 | 454910.8131 | 0.45491 | 6737.296 | 0.0028414 | 23 | Industrial_2038_Economic_GWh_After Competition Groups_23 | Dairy Pre-Cooler | 0.2841% | 0.45491 | 19.1437 | Industrial_2038_Economic_GWh_After Competition Groups_Dairy Pre-Cooler
Industrial | Ind ¦ Process Improvements | 2038 | Achievable | GWh | After Competition Groups | 14.628 | 82542.7711 | 0.082543 | 5186.3786 | 0.0028205 | 22 | Industrial_2038_Achievable_GWh_After Competition Groups_22 | Process Improvements | 0.282% | 0.082543 | 14.628 | Industrial_2038_Achievable_GWh_After Competition Groups_Process Improvements
Industrial | Ind ¦ Dairy Pre-Cooler | 2038 | Technical | GWh | After Competition Groups | 19.1437 | 454910.8131 | 0.45491 | 7232.7941 | 0.0026468 | 29 | Industrial_2038_Technical_GWh_After Competition Groups_29 | Dairy Pre-Cooler | 0.2647% | 0.45491 | 19.1437 | Industrial_2038_Technical_GWh_After Competition Groups_Dairy Pre-Cooler
Industrial | Ind ¦ Refrigeration Compressor VFD | 2038 | Achievable | GWh | After Competition Groups | 13.4306 | 362554.5232 | 0.36255 | 5186.3786 | 0.0025896 | 23 | Industrial_2038_Achievable_GWh_After Competition Groups_23 | Refrigeration Compressor VFD | 0.259% | 0.36255 | 13.4306 | Industrial_2038_Achievable_GWh_After Competition Groups_Refrigeration Compressor VFD
Industrial | Ind ¦ Dairy Pre-Cooler | 2038 | Achievable | GWh | After Competition Groups | 13.249 | 454910.8131 | 0.45491 | 5186.3786 | 0.0025546 | 24 | Industrial_2038_Achievable_GWh_After Competition Groups_24 | Dairy Pre-Cooler | 0.2555% | 0.45491 | 13.249 | Industrial_2038_Achievable_GWh_After Competition Groups_Dairy Pre-Cooler
Industrial | Ind ¦ Refrigeration Compressor VFD | 2038 | Economic | GWh | After Competition Groups | 16.6991 | 362554.5232 | 0.36255 | 6737.296 | 0.0024786 | 24 | Industrial_2038_Economic_GWh_After Competition Groups_24 | Refrigeration Compressor VFD | 0.2479% | 0.36255 | 16.6991 | Industrial_2038_Economic_GWh_After Competition Groups_Refrigeration Compressor VFD
Industrial | Ind ¦ Refrigeration Compressor VFD | 2038 | Technical | GWh | After Competition Groups | 16.6991 | 362554.5232 | 0.36255 | 7232.7941 | 0.0023088 | 30 | Industrial_2038_Technical_GWh_After Competition Groups_30 | Refrigeration Compressor VFD | 0.2309% | 0.36255 | 16.6991 | Industrial_2038_Technical_GWh_After Competition Groups_Refrigeration Compressor VFD
Industrial | Ind ¦ Process Improvements | 2038 | Economic | GWh | After Competition Groups | 15.4141 | 82542.7711 | 0.082543 | 6737.296 | 0.0022879 | 25 | Industrial_2038_Economic_GWh_After Competition Groups_25 | Process Improvements | 0.2288% | 0.082543 | 15.4141 | Industrial_2038_Economic_GWh_After Competition Groups_Process Improvements
Industrial | Ind ¦ Process Improvements | 2038 | Technical | GWh | After Competition Groups | 15.4141 | 82542.7711 | 0.082543 | 7232.7941 | 0.0021311 | 31 | Industrial_2038_Technical_GWh_After Competition Groups_31 | Process Improvements | 0.2131% | 0.082543 | 15.4141 | Industrial_2038_Technical_GWh_After Competition Groups_Process Improvements
Industrial | Ind ¦ Low Energy Livestock Waterers | 2038 | Achievable | GWh | After Competition Groups | 10.8705 | 884507.0517 | 0.88451 | 5186.3786 | 0.002096 | 25 | Industrial_2038_Achievable_GWh_After Competition Groups_25 | Low Energy Livestock Waterers | 0.2096% | 0.88451 | 10.8705 | Industrial_2038_Achievable_GWh_After Competition Groups_Low Energy Livestock Waterers
Industrial | Ind ¦ Low Energy Livestock Waterers | 2038 | Economic | GWh | After Competition Groups | 13.2013 | 884507.0517 | 0.88451 | 6737.296 | 0.0019594 | 26 | Industrial_2038_Economic_GWh_After Competition Groups_26 | Low Energy Livestock Waterers | 0.1959% | 0.88451 | 13.2013 | Industrial_2038_Economic_GWh_After Competition Groups_Low Energy Livestock Waterers
Industrial | Ind ¦ Improved Controls - Process Heating | 2038 | Achievable | GWh | After Competition Groups | 9.438 | 66667.1446 | 0.066667 | 5186.3786 | 0.0018198 | 26 | Industrial_2038_Achievable_GWh_After Competition Groups_26 | Improved Controls - Process Heating | 0.182% | 0.066667 | 9.438 | Industrial_2038_Achievable_GWh_After Competition Groups_Improved Controls - Process Heating
Industrial | Ind ¦ Efficient Transformer | 2038 | Technical | GWh | After Competition Groups | 12.3036 | 595556.1325 | 0.59556 | 7232.7941 | 0.0017011 | 32 | Industrial_2038_Technical_GWh_After Competition Groups_32 | Efficient Transformer | 0.1701% | 0.59556 | 12.3036 | Industrial_2038_Technical_GWh_After Competition Groups_Efficient Transformer
Industrial | Ind ¦ High Efficiency Welders | 2038 | Technical | GWh | After Competition Groups | 11.8603 | 709296.9924 | 0.7093 | 7232.7941 | 0.0016398 | 33 | Industrial_2038_Technical_GWh_After Competition Groups_33 | High Efficiency Welders | 0.164% | 0.7093 | 11.8603 | Industrial_2038_Technical_GWh_After Competition Groups_High Efficiency Welders
Industrial | Ind ¦ Chiller Optimization | 2038 | Technical | GWh | After Competition Groups | 11.3649 | 0 | 0 | 7232.7941 | 0.0015713 | 34 | Industrial_2038_Technical_GWh_After Competition Groups_34 | Chiller Optimization | 0.1571% | 0 | 11.3649 | Industrial_2038_Technical_GWh_After Competition Groups_Chiller Optimization
Industrial | Ind ¦ Free Cooling | 2038 | Economic | GWh | After Competition Groups | 10.3781 | 1134703.2357 | 1.1347 | 6737.296 | 0.0015404 | 27 | Industrial_2038_Economic_GWh_After Competition Groups_27 | Free Cooling | 0.154% | 1.1347 | 10.3781 | Industrial_2038_Economic_GWh_After Competition Groups_Free Cooling
Industrial | Ind ¦ Improved Controls - Process Heating | 2038 | Economic | GWh | After Competition Groups | 10.3194 | 66667.1446 | 0.066667 | 6737.296 | 0.0015317 | 28 | Industrial_2038_Economic_GWh_After Competition Groups_28 | Improved Controls - Process Heating | 0.1532% | 0.066667 | 10.3194 | Industrial_2038_Economic_GWh_After Competition Groups_Improved Controls - Process Heating
Industrial | Ind ¦ Free Cooling | 2038 | Technical | GWh | After Competition Groups | 10.3781 | 1134703.2357 | 1.1347 | 7232.7941 | 0.0014349 | 35 | Industrial_2038_Technical_GWh_After Competition Groups_35 | Free Cooling | 0.1435% | 1.1347 | 10.3781 | Industrial_2038_Technical_GWh_After Competition Groups_Free Cooling
Industrial | Ind ¦ Synchronous Belts | 2038 | Achievable | GWh | After Competition Groups | 7.4102 | 1076813.1996 | 1.0768 | 5186.3786 | 0.0014288 | 27 | Industrial_2038_Achievable_GWh_After Competition Groups_27 | Synchronous Belts | 0.1429% | 1.0768 | 7.4102 | Industrial_2038_Achievable_GWh_After Competition Groups_Synchronous Belts
Industrial | Ind ¦ Improved Controls - Process Heating | 2038 | Technical | GWh | After Competition Groups | 10.3194 | 66667.1446 | 0.066667 | 7232.7941 | 0.0014267 | 36 | Industrial_2038_Technical_GWh_After Competition Groups_36 | Improved Controls - Process Heating | 0.1427% | 0.066667 | 10.3194 | Industrial_2038_Technical_GWh_After Competition Groups_Improved Controls - Process Heating
Industrial | Ind ¦ Cooling Tower Optimization | 2038 | Economic | GWh | After Competition Groups | 8.6309 | 540294.7416 | 0.54029 | 6737.296 | 0.0012811 | 29 | Industrial_2038_Economic_GWh_After Competition Groups_29 | Cooling Tower Optimization | 0.1281% | 0.54029 | 8.6309 | Industrial_2038_Economic_GWh_After Competition Groups_Cooling Tower Optimization
Industrial | Ind ¦ Free Cooling | 2038 | Achievable | GWh | After Competition Groups | 6.396 | 1134703.2357 | 1.1347 | 5186.3786 | 0.0012332 | 28 | Industrial_2038_Achievable_GWh_After Competition Groups_28 | Free Cooling | 0.1233% | 1.1347 | 6.396 | Industrial_2038_Achievable_GWh_After Competition Groups_Free Cooling
Industrial | Ind ¦ Cooling Tower Optimization | 2038 | Technical | GWh | After Competition Groups | 8.6309 | 540294.7416 | 0.54029 | 7232.7941 | 0.0011933 | 37 | Industrial_2038_Technical_GWh_After Competition Groups_37 | Cooling Tower Optimization | 0.1193% | 0.54029 | 8.6309 | Industrial_2038_Technical_GWh_After Competition Groups_Cooling Tower Optimization
Industrial | Ind ¦ Engine Block Heater Timer | 2038 | Achievable | GWh | After Competition Groups | 5.747 | 24333.1355 | 0.024333 | 5186.3786 | 0.0011081 | 29 | Industrial_2038_Achievable_GWh_After Competition Groups_29 | Engine Block Heater Timer | 0.1108% | 0.024333 | 5.747 | Industrial_2038_Achievable_GWh_After Competition Groups_Engine Block Heater Timer
Industrial | Ind ¦ Engine Block Heater Timer | 2038 | Economic | GWh | After Competition Groups | 6.0743 | 24333.1355 | 0.024333 | 6737.296 | 0.0009016 | 30 | Industrial_2038_Economic_GWh_After Competition Groups_30 | Engine Block Heater Timer | 0.09016% | 0.024333 | 6.0743 | Industrial_2038_Economic_GWh_After Competition Groups_Engine Block Heater Timer
Industrial | Ind ¦ Cooling Tower Optimization | 2038 | Achievable | GWh | After Competition Groups | 4.4391 | 540294.7416 | 0.54029 | 5186.3786 | 0.00085592 | 30 | Industrial_2038_Achievable_GWh_After Competition Groups_30 | Cooling Tower Optimization | 0.08559% | 0.54029 | 4.4391 | Industrial_2038_Achievable_GWh_After Competition Groups_Cooling Tower Optimization
Industrial | Ind ¦ Engine Block Heater Timer | 2038 | Technical | GWh | After Competition Groups | 6.0743 | 24333.1355 | 0.024333 | 7232.7941 | 0.00083983 | 38 | Industrial_2038_Technical_GWh_After Competition Groups_38 | Engine Block Heater Timer | 0.08398% | 0.024333 | 6.0743 | Industrial_2038_Technical_GWh_After Competition Groups_Engine Block Heater Timer
Industrial | Ind ¦ Heat Lamps/Heat Pad | 2038 | Technical | GWh | After Competition Groups | 4.9951 | 94269.6108 | 0.09427 | 7232.7941 | 0.00069062 | 39 | Industrial_2038_Technical_GWh_After Competition Groups_39 | Heat Lamps/Heat Pad | 0.06906% | 0.09427 | 4.9951 | Industrial_2038_Technical_GWh_After Competition Groups_Heat Lamps/Heat Pad
Industrial | Ind ¦ Efficient Refrigeration Compressor | 2038 | Achievable | GWh | After Competition Groups | 3.509 | 12181.4813 | 0.012181 | 5186.3786 | 0.00067657 | 31 | Industrial_2038_Achievable_GWh_After Competition Groups_31 | Efficient Refrigeration Compressor | 0.06766% | 0.012181 | 3.509 | Industrial_2038_Achievable_GWh_After Competition Groups_Efficient Refrigeration Compressor
Industrial | Ind ¦ Efficient Refrigeration Compressor | 2038 | Economic | GWh | After Competition Groups | 3.948 | 12181.4813 | 0.012181 | 6737.296 | 0.00058599 | 31 | Industrial_2038_Economic_GWh_After Competition Groups_31 | Efficient Refrigeration Compressor | 0.0586% | 0.012181 | 3.948 | Industrial_2038_Economic_GWh_After Competition Groups_Efficient Refrigeration Compressor
Industrial | Ind ¦ Efficient Refrigeration Compressor | 2038 | Technical | GWh | After Competition Groups | 3.948 | 12181.4813 | 0.012181 | 7232.7941 | 0.00054585 | 40 | Industrial_2038_Technical_GWh_After Competition Groups_40 | Efficient Refrigeration Compressor | 0.05458% | 0.012181 | 3.948 | Industrial_2038_Technical_GWh_After Competition Groups_Efficient Refrigeration Compressor
Industrial | Ind ¦ Air Compressor Heat Recovery | 2038 | Achievable | GWh | After Competition Groups | 2.475 | 20820.408 | 0.02082 | 5186.3786 | 0.00047722 | 32 | Industrial_2038_Achievable_GWh_After Competition Groups_32 | Air Compressor Heat Recovery | 0.04772% | 0.02082 | 2.475 | Industrial_2038_Achievable_GWh_After Competition Groups_Air Compressor Heat Recovery
Industrial | Ind ¦ Air Compressor Heat Recovery | 2038 | Economic | GWh | After Competition Groups | 2.7258 | 20820.408 | 0.02082 | 6737.296 | 0.00040458 | 32 | Industrial_2038_Economic_GWh_After Competition Groups_32 | Air Compressor Heat Recovery | 0.04046% | 0.02082 | 2.7258 | Industrial_2038_Economic_GWh_After Competition Groups_Air Compressor Heat Recovery
Industrial | Ind ¦ Heat Lamps/Heat Pad | 2038 | Achievable | GWh | After Competition Groups | 1.9795 | 94269.6108 | 0.09427 | 5186.3786 | 0.00038168 | 33 | Industrial_2038_Achievable_GWh_After Competition Groups_33 | Heat Lamps/Heat Pad | 0.03817% | 0.09427 | 1.9795 | Industrial_2038_Achievable_GWh_After Competition Groups_Heat Lamps/Heat Pad
Industrial | Ind ¦ Air Compressor Heat Recovery | 2038 | Technical | GWh | After Competition Groups | 2.7258 | 20820.408 | 0.02082 | 7232.7941 | 0.00037686 | 41 | Industrial_2038_Technical_GWh_After Competition Groups_41 | Air Compressor Heat Recovery | 0.03769% | 0.02082 | 2.7258 | Industrial_2038_Technical_GWh_After Competition Groups_Air Compressor Heat Recovery
Industrial | Ind ¦ Creep Heat Controller | 2038 | Economic | GWh | After Competition Groups | 2.5191 | 72349.8911 | 0.07235 | 6737.296 | 0.0003739 | 33 | Industrial_2038_Economic_GWh_After Competition Groups_33 | Creep Heat Controller | 0.03739% | 0.07235 | 2.5191 | Industrial_2038_Economic_GWh_After Competition Groups_Creep Heat Controller
Industrial | Ind ¦ Creep Heat Controller | 2038 | Technical | GWh | After Competition Groups | 2.5191 | 72349.8911 | 0.07235 | 7232.7941 | 0.00034829 | 42 | Industrial_2038_Technical_GWh_After Competition Groups_42 | Creep Heat Controller | 0.03483% | 0.07235 | 2.5191 | Industrial_2038_Technical_GWh_After Competition Groups_Creep Heat Controller
Industrial | Ind ¦ Efficient Transformer | 2038 | Achievable | GWh | After Competition Groups | 1.6137 | 595556.1325 | 0.59556 | 5186.3786 | 0.00031114 | 34 | Industrial_2038_Achievable_GWh_After Competition Groups_34 | Efficient Transformer | 0.03111% | 0.59556 | 1.6137 | Industrial_2038_Achievable_GWh_After Competition Groups_Efficient Transformer
Industrial | Ind ¦ Optimize Compressed Air Dryer | 2038 | Economic | GWh | After Competition Groups | 1.9676 | 186411.1639 | 0.18641 | 6737.296 | 0.00029205 | 34 | Industrial_2038_Economic_GWh_After Competition Groups_34 | Optimize Compressed Air Dryer | 0.02921% | 0.18641 | 1.9676 | Industrial_2038_Economic_GWh_After Competition Groups_Optimize Compressed Air Dryer
Industrial | Ind ¦ Optimize Compressed Air Dryer | 2038 | Technical | GWh | After Competition Groups | 1.9676 | 186411.1639 | 0.18641 | 7232.7941 | 0.00027204 | 43 | Industrial_2038_Technical_GWh_After Competition Groups_43 | Optimize Compressed Air Dryer | 0.0272% | 0.18641 | 1.9676 | Industrial_2038_Technical_GWh_After Competition Groups_Optimize Compressed Air Dryer
Industrial | Ind ¦ Heat Lamps/Heat Pad | 2038 | Economic | GWh | After Competition Groups | 1.7305 | 94269.6108 | 0.09427 | 6737.296 | 0.00025685 | 35 | Industrial_2038_Economic_GWh_After Competition Groups_35 | Heat Lamps/Heat Pad | 0.02568% | 0.09427 | 1.7305 | Industrial_2038_Economic_GWh_After Competition Groups_Heat Lamps/Heat Pad
Industrial | Ind ¦ High Efficiency Welders | 2038 | Achievable | GWh | After Competition Groups | 1.2909 | 709296.9924 | 0.7093 | 5186.3786 | 0.0002489 | 35 | Industrial_2038_Achievable_GWh_After Competition Groups_35 | High Efficiency Welders | 0.02489% | 0.7093 | 1.2909 | Industrial_2038_Achievable_GWh_After Competition Groups_High Efficiency Welders
Industrial | Ind ¦ Dual and Natural Exhaust Ventilation Systems | 2038 | Technical | GWh | After Competition Groups | 1.5349 | 106117.1036 | 0.10612 | 7232.7941 | 0.00021221 | 44 | Industrial_2038_Technical_GWh_After Competition Groups_44 | Dual and Natural Exhaust Ventilation Systems | 0.02122% | 0.10612 | 1.5349 | Industrial_2038_Technical_GWh_After Competition Groups_Dual and Natural Exhaust Ventilation Systems
Industrial | Ind ¦ Efficient Transformer | 2038 | Economic | GWh | After Competition Groups | 1.1462 | 595556.1325 | 0.59556 | 6737.296 | 0.00017012 | 36 | Industrial_2038_Economic_GWh_After Competition Groups_36 | Efficient Transformer | 0.01701% | 0.59556 | 1.1462 | Industrial_2038_Economic_GWh_After Competition Groups_Efficient Transformer
Industrial | Ind ¦ Dairy Water Heater | 2038 | Economic | GWh | After Competition Groups | 0.9654 | 23508.503 | 0.023509 | 6737.296 | 0.00014329 | 37 | Industrial_2038_Economic_GWh_After Competition Groups_37 | Dairy Water Heater | 0.01433% | 0.023509 | 0.9654 | Industrial_2038_Economic_GWh_After Competition Groups_Dairy Water Heater
Industrial | Ind ¦ Dairy Water Heater | 2038 | Achievable | GWh | After Competition Groups | 0.73331 | 23508.503 | 0.023509 | 5186.3786 | 0.00014139 | 36 | Industrial_2038_Achievable_GWh_After Competition Groups_36 | Dairy Water Heater | 0.01414% | 0.023509 | 0.73331 | Industrial_2038_Achievable_GWh_After Competition Groups_Dairy Water Heater
Industrial | Ind ¦ Dairy Water Heater | 2038 | Technical | GWh | After Competition Groups | 0.9654 | 23508.503 | 0.023509 | 7232.7941 | 0.00013348 | 45 | Industrial_2038_Technical_GWh_After Competition Groups_45 | Dairy Water Heater | 0.01335% | 0.023509 | 0.9654 | Industrial_2038_Technical_GWh_After Competition Groups_Dairy Water Heater
Industrial | Ind ¦ High Efficiency Welders | 2038 | Economic | GWh | After Competition Groups | 0.83182 | 709296.9924 | 0.7093 | 6737.296 | 0.00012346 | 38 | Industrial_2038_Economic_GWh_After Competition Groups_38 | High Efficiency Welders | 0.01235% | 0.7093 | 0.83182 | Industrial_2038_Economic_GWh_After Competition Groups_High Efficiency Welders
Industrial | Ind ¦ Dual and Natural Exhaust Ventilation Systems | 2038 | Economic | GWh | After Competition Groups | 0.70207 | 106117.1036 | 0.10612 | 6737.296 | 0.00010421 | 39 | Industrial_2038_Economic_GWh_After Competition Groups_39 | Dual and Natural Exhaust Ventilation Systems | 0.01042% | 0.10612 | 0.70207 | Industrial_2038_Economic_GWh_After Competition Groups_Dual and Natural Exhaust Ventilation Systems
Industrial | Ind ¦ Optimize Compressed Air Dryer | 2038 | Achievable | GWh | After Competition Groups | 0.41225 | 186411.1639 | 0.18641 | 5186.3786 | 7.9487e-05 | 37 | Industrial_2038_Achievable_GWh_After Competition Groups_37 | Optimize Compressed Air Dryer | 0.007949% | 0.18641 | 0.41225 | Industrial_2038_Achievable_GWh_After Competition Groups_Optimize Compressed Air Dryer
Industrial | Ind ¦ Dual and Natural Exhaust Ventilation Systems | 2038 | Achievable | GWh | After Competition Groups | 0.33092 | 106117.1036 | 0.10612 | 5186.3786 | 6.3806e-05 | 38 | Industrial_2038_Achievable_GWh_After Competition Groups_38 | Dual and Natural Exhaust Ventilation Systems | 0.006381% | 0.10612 | 0.33092 | Industrial_2038_Achievable_GWh_After Competition Groups_Dual and Natural Exhaust Ventilation Systems
Industrial | Ind ¦ Creep Heat Controller | 2038 | Achievable | GWh | After Competition Groups | 0.14111 | 72349.8911 | 0.07235 | 5186.3786 | 2.7208e-05 | 39 | Industrial_2038_Achievable_GWh_After Competition Groups_39 | Creep Heat Controller | 0.002721% | 0.07235 | 0.14111 | Industrial_2038_Achievable_GWh_After Competition Groups_Creep Heat Controller
Industrial | Ind ¦ HVLS Fans | 2038 | Achievable | GWh | After Competition Groups | 0 | 0 | 0 | 5186.3786 | 0 | 40 | Industrial_2038_Achievable_GWh_After Competition Groups_40 | HVLS Fans | 0% | 0 | 0 | Industrial_2038_Achievable_GWh_After Competition Groups_HVLS Fans
Industrial | Ind ¦ HVLS Fans | 2038 | Economic | GWh | After Competition Groups | 0 | 0 | 0 | 6737.296 | 0 | 40 | Industrial_2038_Economic_GWh_After Competition Groups_40 | HVLS Fans | 0% | 0 | 0 | Industrial_2038_Economic_GWh_After Competition Groups_HVLS Fans
Industrial | Ind ¦ Premium Efficient Motors | 2038 | Achievable | GWh | After Competition Groups | 0 | 0 | 0 | 5186.3786 | 0 | 41 | Industrial_2038_Achievable_GWh_After Competition Groups_41 | Premium Efficient Motors | 0% | 0 | 0 | Industrial_2038_Achievable_GWh_After Competition Groups_Premium Efficient Motors
Industrial | Ind ¦ Premium Efficient Motors | 2038 | Economic | GWh | After Competition Groups | 0 | 0 | 0 | 6737.296 | 0 | 41 | Industrial_2038_Economic_GWh_After Competition Groups_41 | Premium Efficient Motors | 0% | 0 | 0 | Industrial_2038_Economic_GWh_After Competition Groups_Premium Efficient Motors
Industrial | Ind ¦ Pump System Optimization | 2039 | Economic | GWh | After Competition Groups | 1198.8417 | 23395841.2333 | 23.3958 | 6802.2883 | 0.17624 | 1 | Industrial_2039_Economic_GWh_After Competition Groups_1 | Pump System Optimization | 17.62% | 23.3958 | 1198.8417 | Industrial_2039_Economic_GWh_After Competition Groups_Pump System Optimization
Industrial | Ind ¦ Pump System Optimization | 2039 | Achievable | GWh | After Competition Groups | 914.0395 | 23395841.2333 | 23.3958 | 5391.7777 | 0.16952 | 1 | Industrial_2039_Achievable_GWh_After Competition Groups_1 | Pump System Optimization | 16.95% | 23.3958 | 914.0395 | Industrial_2039_Achievable_GWh_After Competition Groups_Pump System Optimization
Industrial | Ind ¦ Pump System Optimization | 2039 | Technical | GWh | After Competition Groups | 1219.7181 | 23395841.2333 | 23.3958 | 7300.1164 | 0.16708 | 1 | Industrial_2039_Technical_GWh_After Competition Groups_1 | Pump System Optimization | 16.71% | 23.3958 | 1219.7181 | Industrial_2039_Technical_GWh_After Competition Groups_Pump System Optimization
Industrial | Ind ¦ HE Lighting | 2039 | Economic | GWh | After Competition Groups | 757.485 | 32901443.853 | 32.9014 | 6802.2883 | 0.11136 | 2 | Industrial_2039_Economic_GWh_After Competition Groups_2 | HE Lighting | 11.14% | 32.9014 | 757.485 | Industrial_2039_Economic_GWh_After Competition Groups_HE Lighting
Industrial | Ind ¦ HE Lighting | 2039 | Technical | GWh | After Competition Groups | 807.2242 | 32901443.853 | 32.9014 | 7300.1164 | 0.11058 | 2 | Industrial_2039_Technical_GWh_After Competition Groups_2 | HE Lighting | 11.06% | 32.9014 | 807.2242 | Industrial_2039_Technical_GWh_After Competition Groups_HE Lighting
Industrial | Ind ¦ Air Leak Survey and Repair | 2039 | Achievable | GWh | After Competition Groups | 541.3351 | 274788.7219 | 0.27479 | 5391.7777 | 0.1004 | 2 | Industrial_2039_Achievable_GWh_After Competition Groups_2 | Air Leak Survey and Repair | 10.04% | 0.27479 | 541.3351 | Industrial_2039_Achievable_GWh_After Competition Groups_Air Leak Survey and Repair
Industrial | Ind ¦ Greenhouse Grow Lights | 2039 | Achievable | GWh | After Competition Groups | 485.8177 | 7906601.1914 | 7.9066 | 5391.7777 | 0.090103 | 3 | Industrial_2039_Achievable_GWh_After Competition Groups_3 | Greenhouse Grow Lights | 9.01% | 7.9066 | 485.8177 | Industrial_2039_Achievable_GWh_After Competition Groups_Greenhouse Grow Lights
Industrial | Ind ¦ Greenhouse Grow Lights | 2039 | Economic | GWh | After Competition Groups | 608.9717 | 7906601.1914 | 7.9066 | 6802.2883 | 0.089525 | 3 | Industrial_2039_Economic_GWh_After Competition Groups_3 | Greenhouse Grow Lights | 8.952% | 7.9066 | 608.9717 | Industrial_2039_Economic_GWh_After Competition Groups_Greenhouse Grow Lights
Industrial | Ind ¦ HE Lighting | 2039 | Achievable | GWh | After Competition Groups | 482.1018 | 32901443.853 | 32.9014 | 5391.7777 | 0.089414 | 4 | Industrial_2039_Achievable_GWh_After Competition Groups_4 | HE Lighting | 8.941% | 32.9014 | 482.1018 | Industrial_2039_Achievable_GWh_After Competition Groups_HE Lighting
Industrial | Ind ¦ Air Compressor Optimization | 2039 | Achievable | GWh | After Competition Groups | 467.8807 | 776984.1153 | 0.77698 | 5391.7777 | 0.086777 | 5 | Industrial_2039_Achievable_GWh_After Competition Groups_5 | Air Compressor Optimization | 8.678% | 0.77698 | 467.8807 | Industrial_2039_Achievable_GWh_After Competition Groups_Air Compressor Optimization
Industrial | Ind ¦ Pump Equipment Upgrade | 2039 | Achievable | GWh | After Competition Groups | 466.3676 | 12521193.3369 | 12.5212 | 5391.7777 | 0.086496 | 6 | Industrial_2039_Achievable_GWh_After Competition Groups_6 | Pump Equipment Upgrade | 8.65% | 12.5212 | 466.3676 | Industrial_2039_Achievable_GWh_After Competition Groups_Pump Equipment Upgrade
Industrial | Ind ¦ Air Leak Survey and Repair | 2039 | Economic | GWh | After Competition Groups | 580.9996 | 274788.7219 | 0.27479 | 6802.2883 | 0.085412 | 4 | Industrial_2039_Economic_GWh_After Competition Groups_4 | Air Leak Survey and Repair | 8.541% | 0.27479 | 580.9996 | Industrial_2039_Economic_GWh_After Competition Groups_Air Leak Survey and Repair
Industrial | Ind ¦ Pump Equipment Upgrade | 2039 | Economic | GWh | After Competition Groups | 573.0197 | 12521193.3369 | 12.5212 | 6802.2883 | 0.084239 | 5 | Industrial_2039_Economic_GWh_After Competition Groups_5 | Pump Equipment Upgrade | 8.424% | 12.5212 | 573.0197 | Industrial_2039_Economic_GWh_After Competition Groups_Pump Equipment Upgrade
Industrial | Ind ¦ Greenhouse Grow Lights | 2039 | Technical | GWh | After Competition Groups | 608.9717 | 7906601.1914 | 7.9066 | 7300.1164 | 0.083419 | 3 | Industrial_2039_Technical_GWh_After Competition Groups_3 | Greenhouse Grow Lights | 8.342% | 7.9066 | 608.9717 | Industrial_2039_Technical_GWh_After Competition Groups_Greenhouse Grow Lights
Industrial | Ind ¦ Air Compressor Optimization | 2039 | Economic | GWh | After Competition Groups | 560.3941 | 776984.1153 | 0.77698 | 6802.2883 | 0.082383 | 6 | Industrial_2039_Economic_GWh_After Competition Groups_6 | Air Compressor Optimization | 8.238% | 0.77698 | 560.3941 | Industrial_2039_Economic_GWh_After Competition Groups_Air Compressor Optimization
Industrial | Ind ¦ Air Leak Survey and Repair | 2039 | Technical | GWh | After Competition Groups | 580.9996 | 274788.7219 | 0.27479 | 7300.1164 | 0.079588 | 4 | Industrial_2039_Technical_GWh_After Competition Groups_4 | Air Leak Survey and Repair | 7.959% | 0.27479 | 580.9996 | Industrial_2039_Technical_GWh_After Competition Groups_Air Leak Survey and Repair
Industrial | Ind ¦ Pump Equipment Upgrade | 2039 | Technical | GWh | After Competition Groups | 573.0197 | 12521193.3369 | 12.5212 | 7300.1164 | 0.078495 | 5 | Industrial_2039_Technical_GWh_After Competition Groups_5 | Pump Equipment Upgrade | 7.849% | 12.5212 | 573.0197 | Industrial_2039_Technical_GWh_After Competition Groups_Pump Equipment Upgrade
Industrial | Ind ¦ Recommissioning | 2039 | Achievable | GWh | After Competition Groups | 415.2653 | 1233687.1609 | 1.2337 | 5391.7777 | 0.077018 | 7 | Industrial_2039_Achievable_GWh_After Competition Groups_7 | Recommissioning | 7.702% | 1.2337 | 415.2653 | Industrial_2039_Achievable_GWh_After Competition Groups_Recommissioning
Industrial | Ind ¦ SEM | 2039 | Achievable | GWh | After Competition Groups | 415.2653 | 1233687.1609 | 1.2337 | 5391.7777 | 0.077018 | 8 | Industrial_2039_Achievable_GWh_After Competition Groups_8 | SEM | 7.702% | 1.2337 | 415.2653 | Industrial_2039_Achievable_GWh_After Competition Groups_SEM
Industrial | Ind ¦ Air Compressor Optimization | 2039 | Technical | GWh | After Competition Groups | 560.3941 | 776984.1153 | 0.77698 | 7300.1164 | 0.076765 | 6 | Industrial_2039_Technical_GWh_After Competition Groups_6 | Air Compressor Optimization | 7.677% | 0.77698 | 560.3941 | Industrial_2039_Technical_GWh_After Competition Groups_Air Compressor Optimization
Industrial | Ind ¦ Efficient Compressed Air Nozzles | 2039 | Economic | GWh | After Competition Groups | 482.7142 | 360046.2851 | 0.36005 | 6802.2883 | 0.070964 | 7 | Industrial_2039_Economic_GWh_After Competition Groups_7 | Efficient Compressed Air Nozzles | 7.096% | 0.36005 | 482.7142 | Industrial_2039_Economic_GWh_After Competition Groups_Efficient Compressed Air Nozzles
Industrial | Ind ¦ Efficient Compressed Air Nozzles | 2039 | Achievable | GWh | After Competition Groups | 361.3133 | 360046.2851 | 0.36005 | 5391.7777 | 0.067012 | 9 | Industrial_2039_Achievable_GWh_After Competition Groups_9 | Efficient Compressed Air Nozzles | 6.701% | 0.36005 | 361.3133 | Industrial_2039_Achievable_GWh_After Competition Groups_Efficient Compressed Air Nozzles
Industrial | Ind ¦ Efficient Compressed Air Nozzles | 2039 | Technical | GWh | After Competition Groups | 482.7142 | 360046.2851 | 0.36005 | 7300.1164 | 0.066124 | 7 | Industrial_2039_Technical_GWh_After Competition Groups_7 | Efficient Compressed Air Nozzles | 6.612% | 0.36005 | 482.7142 | Industrial_2039_Technical_GWh_After Competition Groups_Efficient Compressed Air Nozzles
Industrial | Ind ¦ Recommissioning | 2039 | Economic | GWh | After Competition Groups | 438.7187 | 1233687.1609 | 1.2337 | 6802.2883 | 0.064496 | 8 | Industrial_2039_Economic_GWh_After Competition Groups_8 | Recommissioning | 6.45% | 1.2337 | 438.7187 | Industrial_2039_Economic_GWh_After Competition Groups_Recommissioning
Industrial | Ind ¦ SEM | 2039 | Economic | GWh | After Competition Groups | 438.7187 | 1233687.1609 | 1.2337 | 6802.2883 | 0.064496 | 9 | Industrial_2039_Economic_GWh_After Competition Groups_9 | SEM | 6.45% | 1.2337 | 438.7187 | Industrial_2039_Economic_GWh_After Competition Groups_SEM
Industrial | Ind ¦ Recommissioning | 2039 | Technical | GWh | After Competition Groups | 438.7187 | 1233687.1609 | 1.2337 | 7300.1164 | 0.060097 | 8 | Industrial_2039_Technical_GWh_After Competition Groups_8 | Recommissioning | 6.01% | 1.2337 | 438.7187 | Industrial_2039_Technical_GWh_After Competition Groups_Recommissioning
Industrial | Ind ¦ SEM | 2039 | Technical | GWh | After Competition Groups | 438.7187 | 1233687.1609 | 1.2337 | 7300.1164 | 0.060097 | 9 | Industrial_2039_Technical_GWh_After Competition Groups_9 | SEM | 6.01% | 1.2337 | 438.7187 | Industrial_2039_Technical_GWh_After Competition Groups_SEM
Industrial | Ind ¦ High Efficiency HVAC Fans | 2039 | Economic | GWh | After Competition Groups | 380.4606 | 1697541.1412 | 1.6975 | 6802.2883 | 0.055931 | 10 | Industrial_2039_Economic_GWh_After Competition Groups_10 | High Efficiency HVAC Fans | 5.593% | 1.6975 | 380.4606 | Industrial_2039_Economic_GWh_After Competition Groups_High Efficiency HVAC Fans
Industrial | Ind ¦ High Efficiency HVAC Fans | 2039 | Achievable | GWh | After Competition Groups | 300.8015 | 1697541.1412 | 1.6975 | 5391.7777 | 0.055789 | 10 | Industrial_2039_Achievable_GWh_After Competition Groups_10 | High Efficiency HVAC Fans | 5.579% | 1.6975 | 300.8015 | Industrial_2039_Achievable_GWh_After Competition Groups_High Efficiency HVAC Fans
Industrial | Ind ¦ High Efficiency HVAC Fans | 2039 | Technical | GWh | After Competition Groups | 380.4606 | 1697541.1412 | 1.6975 | 7300.1164 | 0.052117 | 10 | Industrial_2039_Technical_GWh_After Competition Groups_10 | High Efficiency HVAC Fans | 5.212% | 1.6975 | 380.4606 | Industrial_2039_Technical_GWh_After Competition Groups_High Efficiency HVAC Fans
Industrial | Ind ¦ Process Optimization (Elec) | 2039 | Economic | GWh | After Competition Groups | 161.5493 | 539821.7801 | 0.53982 | 6802.2883 | 0.023749 | 11 | Industrial_2039_Economic_GWh_After Competition Groups_11 | Process Optimization (Elec) | 2.375% | 0.53982 | 161.5493 | Industrial_2039_Economic_GWh_After Competition Groups_Process Optimization (Elec)
Industrial | Ind ¦ Process Optimization (Elec) | 2039 | Technical | GWh | After Competition Groups | 161.5493 | 539821.7801 | 0.53982 | 7300.1164 | 0.02213 | 11 | Industrial_2039_Technical_GWh_After Competition Groups_11 | Process Optimization (Elec) | 2.213% | 0.53982 | 161.5493 | Industrial_2039_Technical_GWh_After Competition Groups_Process Optimization (Elec)
Industrial | Ind ¦ Premium Efficient Motors | 2039 | Technical | GWh | After Competition Groups | 160.2187 | 0 | 0 | 7300.1164 | 0.021947 | 12 | Industrial_2039_Technical_GWh_After Competition Groups_12 | Premium Efficient Motors | 2.195% | 0 | 160.2187 | Industrial_2039_Technical_GWh_After Competition Groups_Premium Efficient Motors
Industrial | Ind ¦ Fan System Optimization | 2039 | Achievable | GWh | After Competition Groups | 65.251 | 850305.7079 | 0.85031 | 5391.7777 | 0.012102 | 11 | Industrial_2039_Achievable_GWh_After Competition Groups_11 | Fan System Optimization | 1.21% | 0.85031 | 65.251 | Industrial_2039_Achievable_GWh_After Competition Groups_Fan System Optimization
Industrial | Ind ¦ Fan System Optimization | 2039 | Economic | GWh | After Competition Groups | 74.59 | 850305.7079 | 0.85031 | 6802.2883 | 0.010965 | 12 | Industrial_2039_Economic_GWh_After Competition Groups_12 | Fan System Optimization | 1.097% | 0.85031 | 74.59 | Industrial_2039_Economic_GWh_After Competition Groups_Fan System Optimization
Industrial | Ind ¦ Material Handling Improvements | 2039 | Achievable | GWh | After Competition Groups | 58.1464 | 94691.4231 | 0.094691 | 5391.7777 | 0.010784 | 12 | Industrial_2039_Achievable_GWh_After Competition Groups_12 | Material Handling Improvements | 1.078% | 0.094691 | 58.1464 | Industrial_2039_Achievable_GWh_After Competition Groups_Material Handling Improvements
Industrial | Ind ¦ Efficient Irrigation | 2039 | Economic | GWh | After Competition Groups | 72.8221 | 1821952.5208 | 1.822 | 6802.2883 | 0.010706 | 13 | Industrial_2039_Economic_GWh_After Competition Groups_13 | Efficient Irrigation | 1.071% | 1.822 | 72.8221 | Industrial_2039_Economic_GWh_After Competition Groups_Efficient Irrigation
Industrial | Ind ¦ Pulp and Paper Process Improvements | 2039 | Achievable | GWh | After Competition Groups | 56.6179 | 911290.8679 | 0.91129 | 5391.7777 | 0.010501 | 13 | Industrial_2039_Achievable_GWh_After Competition Groups_13 | Pulp and Paper Process Improvements | 1.05% | 0.91129 | 56.6179 | Industrial_2039_Achievable_GWh_After Competition Groups_Pulp and Paper Process Improvements
Industrial | Ind ¦ Material Handling Improvements | 2039 | Economic | GWh | After Competition Groups | 70.2829 | 94691.4231 | 0.094691 | 6802.2883 | 0.010332 | 14 | Industrial_2039_Economic_GWh_After Competition Groups_14 | Material Handling Improvements | 1.033% | 0.094691 | 70.2829 | Industrial_2039_Economic_GWh_After Competition Groups_Material Handling Improvements
Industrial | Ind ¦ Fan System Optimization | 2039 | Technical | GWh | After Competition Groups | 74.59 | 850305.7079 | 0.85031 | 7300.1164 | 0.010218 | 13 | Industrial_2039_Technical_GWh_After Competition Groups_13 | Fan System Optimization | 1.022% | 0.85031 | 74.59 | Industrial_2039_Technical_GWh_After Competition Groups_Fan System Optimization
Industrial | Ind ¦ HE HVAC Controls | 2039 | Technical | GWh | After Competition Groups | 74.3275 | 0 | 0 | 7300.1164 | 0.010182 | 14 | Industrial_2039_Technical_GWh_After Competition Groups_14 | HE HVAC Controls | 1.018% | 0 | 74.3275 | Industrial_2039_Technical_GWh_After Competition Groups_HE HVAC Controls
Industrial | Ind ¦ Efficient Irrigation | 2039 | Technical | GWh | After Competition Groups | 72.8221 | 1821952.5208 | 1.822 | 7300.1164 | 0.0099755 | 15 | Industrial_2039_Technical_GWh_After Competition Groups_15 | Efficient Irrigation | 0.9975% | 1.822 | 72.8221 | Industrial_2039_Technical_GWh_After Competition Groups_Efficient Irrigation
Industrial | Ind ¦ HE HVAC Units | 2039 | Technical | GWh | After Competition Groups | 72.7674 | 0 | 0 | 7300.1164 | 0.009968 | 16 | Industrial_2039_Technical_GWh_After Competition Groups_16 | HE HVAC Units | 0.9968% | 0 | 72.7674 | Industrial_2039_Technical_GWh_After Competition Groups_HE HVAC Units
Industrial | Ind ¦ Material Handling Improvements | 2039 | Technical | GWh | After Competition Groups | 70.2829 | 94691.4231 | 0.094691 | 7300.1164 | 0.0096276 | 17 | Industrial_2039_Technical_GWh_After Competition Groups_17 | Material Handling Improvements | 0.9628% | 0.094691 | 70.2829 | Industrial_2039_Technical_GWh_After Competition Groups_Material Handling Improvements
Industrial | Ind ¦ Pulp and Paper Process Improvements | 2039 | Economic | GWh | After Competition Groups | 62.1073 | 911290.8679 | 0.91129 | 6802.2883 | 0.0091304 | 15 | Industrial_2039_Economic_GWh_After Competition Groups_15 | Pulp and Paper Process Improvements | 0.913% | 0.91129 | 62.1073 | Industrial_2039_Economic_GWh_After Competition Groups_Pulp and Paper Process Improvements
Industrial | Ind ¦ Efficient Irrigation | 2039 | Achievable | GWh | After Competition Groups | 47.671 | 1821952.5208 | 1.822 | 5391.7777 | 0.0088414 | 14 | Industrial_2039_Achievable_GWh_After Competition Groups_14 | Efficient Irrigation | 0.8841% | 1.822 | 47.671 | Industrial_2039_Achievable_GWh_After Competition Groups_Efficient Irrigation
Industrial | Ind ¦ Pulp and Paper Process Improvements | 2039 | Technical | GWh | After Competition Groups | 62.1073 | 911290.8679 | 0.91129 | 7300.1164 | 0.0085077 | 18 | Industrial_2039_Technical_GWh_After Competition Groups_18 | Pulp and Paper Process Improvements | 0.8508% | 0.91129 | 62.1073 | Industrial_2039_Technical_GWh_After Competition Groups_Pulp and Paper Process Improvements
Industrial | Ind ¦ Refiner Plate Improvements | 2039 | Economic | GWh | After Competition Groups | 55.6763 | 144247.0882 | 0.14425 | 6802.2883 | 0.0081849 | 16 | Industrial_2039_Economic_GWh_After Competition Groups_16 | Refiner Plate Improvements | 0.8185% | 0.14425 | 55.6763 | Industrial_2039_Economic_GWh_After Competition Groups_Refiner Plate Improvements
Industrial | Ind ¦ Process Optimization (Elec) | 2039 | Achievable | GWh | After Competition Groups | 43.8787 | 539821.7801 | 0.53982 | 5391.7777 | 0.0081381 | 15 | Industrial_2039_Achievable_GWh_After Competition Groups_15 | Process Optimization (Elec) | 0.8138% | 0.53982 | 43.8787 | Industrial_2039_Achievable_GWh_After Competition Groups_Process Optimization (Elec)
Industrial | Ind ¦ Refiner Plate Improvements | 2039 | Technical | GWh | After Competition Groups | 55.6763 | 144247.0882 | 0.14425 | 7300.1164 | 0.0076268 | 19 | Industrial_2039_Technical_GWh_After Competition Groups_19 | Refiner Plate Improvements | 0.7627% | 0.14425 | 55.6763 | Industrial_2039_Technical_GWh_After Competition Groups_Refiner Plate Improvements
Industrial | Ind ¦ Refiner Plate Improvements | 2039 | Achievable | GWh | After Competition Groups | 40.4158 | 144247.0882 | 0.14425 | 5391.7777 | 0.0074958 | 16 | Industrial_2039_Achievable_GWh_After Competition Groups_16 | Refiner Plate Improvements | 0.7496% | 0.14425 | 40.4158 | Industrial_2039_Achievable_GWh_After Competition Groups_Refiner Plate Improvements
Industrial | Ind ¦ Process Heat Recovery | 2039 | Achievable | GWh | After Competition Groups | 30.2442 | 211211.9263 | 0.21121 | 5391.7777 | 0.0056093 | 17 | Industrial_2039_Achievable_GWh_After Competition Groups_17 | Process Heat Recovery | 0.5609% | 0.21121 | 30.2442 | Industrial_2039_Achievable_GWh_After Competition Groups_Process Heat Recovery
Industrial | Ind ¦ Cold Storage Retrofit | 2039 | Technical | GWh | After Competition Groups | 40.2191 | 0 | 0 | 7300.1164 | 0.0055094 | 20 | Industrial_2039_Technical_GWh_After Competition Groups_20 | Cold Storage Retrofit | 0.5509% | 0 | 40.2191 | Industrial_2039_Technical_GWh_After Competition Groups_Cold Storage Retrofit
Industrial | Ind ¦ VAV Conversion Project | 2039 | Achievable | GWh | After Competition Groups | 29.1936 | 260600.6983 | 0.2606 | 5391.7777 | 0.0054145 | 18 | Industrial_2039_Achievable_GWh_After Competition Groups_18 | VAV Conversion Project | 0.5414% | 0.2606 | 29.1936 | Industrial_2039_Achievable_GWh_After Competition Groups_VAV Conversion Project
Industrial | Ind ¦ Ventilation Optimization | 2039 | Economic | GWh | After Competition Groups | 36.5821 | 2879697.4048 | 2.8797 | 6802.2883 | 0.0053779 | 17 | Industrial_2039_Economic_GWh_After Competition Groups_17 | Ventilation Optimization | 0.5378% | 2.8797 | 36.5821 | Industrial_2039_Economic_GWh_After Competition Groups_Ventilation Optimization
Industrial | Ind ¦ Ventilation Optimization | 2039 | Technical | GWh | After Competition Groups | 36.5821 | 2879697.4048 | 2.8797 | 7300.1164 | 0.0050112 | 21 | Industrial_2039_Technical_GWh_After Competition Groups_21 | Ventilation Optimization | 0.5011% | 2.8797 | 36.5821 | Industrial_2039_Technical_GWh_After Competition Groups_Ventilation Optimization
Industrial | Ind ¦ Process Heat Recovery | 2039 | Economic | GWh | After Competition Groups | 31.5393 | 211211.9263 | 0.21121 | 6802.2883 | 0.0046366 | 18 | Industrial_2039_Economic_GWh_After Competition Groups_18 | Process Heat Recovery | 0.4637% | 0.21121 | 31.5393 | Industrial_2039_Economic_GWh_After Competition Groups_Process Heat Recovery
Industrial | Ind ¦ VAV Conversion Project | 2039 | Economic | GWh | After Competition Groups | 30.0793 | 260600.6983 | 0.2606 | 6802.2883 | 0.0044219 | 19 | Industrial_2039_Economic_GWh_After Competition Groups_19 | VAV Conversion Project | 0.4422% | 0.2606 | 30.0793 | Industrial_2039_Economic_GWh_After Competition Groups_VAV Conversion Project
Industrial | Ind ¦ Process Heat Recovery | 2039 | Technical | GWh | After Competition Groups | 31.5393 | 211211.9263 | 0.21121 | 7300.1164 | 0.0043204 | 22 | Industrial_2039_Technical_GWh_After Competition Groups_22 | Process Heat Recovery | 0.432% | 0.21121 | 31.5393 | Industrial_2039_Technical_GWh_After Competition Groups_Process Heat Recovery
Industrial | Ind ¦ HVLS Fans | 2039 | Technical | GWh | After Competition Groups | 30.6214 | 2366012.2188 | 2.366 | 7300.1164 | 0.0041946 | 23 | Industrial_2039_Technical_GWh_After Competition Groups_23 | HVLS Fans | 0.4195% | 2.366 | 30.6214 | Industrial_2039_Technical_GWh_After Competition Groups_HVLS Fans
Industrial | Ind ¦ VAV Conversion Project | 2039 | Technical | GWh | After Competition Groups | 30.0793 | 260600.6983 | 0.2606 | 7300.1164 | 0.0041204 | 24 | Industrial_2039_Technical_GWh_After Competition Groups_24 | VAV Conversion Project | 0.412% | 0.2606 | 30.0793 | Industrial_2039_Technical_GWh_After Competition Groups_VAV Conversion Project
Industrial | Ind ¦ Improved Controls - Process Cooling | 2039 | Achievable | GWh | After Competition Groups | 22.0828 | 125757.7298 | 0.12576 | 5391.7777 | 0.0040957 | 19 | Industrial_2039_Achievable_GWh_After Competition Groups_19 | Improved Controls - Process Cooling | 0.4096% | 0.12576 | 22.0828 | Industrial_2039_Achievable_GWh_After Competition Groups_Improved Controls - Process Cooling
Industrial | Ind ¦ Ventilation Optimization | 2039 | Achievable | GWh | After Competition Groups | 21.403 | 2879697.4048 | 2.8797 | 5391.7777 | 0.0039696 | 20 | Industrial_2039_Achievable_GWh_After Competition Groups_20 | Ventilation Optimization | 0.397% | 2.8797 | 21.403 | Industrial_2039_Achievable_GWh_After Competition Groups_Ventilation Optimization
Industrial | Ind ¦ High Efficiency Battery Charger | 2039 | Economic | GWh | After Competition Groups | 25.0165 | 316125.3477 | 0.31613 | 6802.2883 | 0.0036777 | 20 | Industrial_2039_Economic_GWh_After Competition Groups_20 | High Efficiency Battery Charger | 0.3678% | 0.31613 | 25.0165 | Industrial_2039_Economic_GWh_After Competition Groups_High Efficiency Battery Charger
Industrial | Ind ¦ High Efficiency Battery Charger | 2039 | Achievable | GWh | After Competition Groups | 19.5187 | 316125.3477 | 0.31613 | 5391.7777 | 0.0036201 | 21 | Industrial_2039_Achievable_GWh_After Competition Groups_21 | High Efficiency Battery Charger | 0.362% | 0.31613 | 19.5187 | Industrial_2039_Achievable_GWh_After Competition Groups_High Efficiency Battery Charger
Industrial | Ind ¦ Low Energy Livestock Waterers | 2039 | Technical | GWh | After Competition Groups | 25.0959 | 905161.6097 | 0.90516 | 7300.1164 | 0.0034377 | 25 | Industrial_2039_Technical_GWh_After Competition Groups_25 | Low Energy Livestock Waterers | 0.3438% | 0.90516 | 25.0959 | Industrial_2039_Technical_GWh_After Competition Groups_Low Energy Livestock Waterers
Industrial | Ind ¦ High Efficiency Battery Charger | 2039 | Technical | GWh | After Competition Groups | 25.0165 | 316125.3477 | 0.31613 | 7300.1164 | 0.0034269 | 26 | Industrial_2039_Technical_GWh_After Competition Groups_26 | High Efficiency Battery Charger | 0.3427% | 0.31613 | 25.0165 | Industrial_2039_Technical_GWh_After Competition Groups_High Efficiency Battery Charger
Industrial | Ind ¦ Improved Controls - Process Cooling | 2039 | Economic | GWh | After Competition Groups | 23.2662 | 125757.7298 | 0.12576 | 6802.2883 | 0.0034204 | 21 | Industrial_2039_Economic_GWh_After Competition Groups_21 | Improved Controls - Process Cooling | 0.342% | 0.12576 | 23.2662 | Industrial_2039_Economic_GWh_After Competition Groups_Improved Controls - Process Cooling
Industrial | Ind ¦ Improved Controls - Process Cooling | 2039 | Technical | GWh | After Competition Groups | 23.2662 | 125757.7298 | 0.12576 | 7300.1164 | 0.0031871 | 27 | Industrial_2039_Technical_GWh_After Competition Groups_27 | Improved Controls - Process Cooling | 0.3187% | 0.12576 | 23.2662 | Industrial_2039_Technical_GWh_After Competition Groups_Improved Controls - Process Cooling
Industrial | Ind ¦ Synchronous Belts | 2039 | Economic | GWh | After Competition Groups | 20.7627 | 1124405.7066 | 1.1244 | 6802.2883 | 0.0030523 | 22 | Industrial_2039_Economic_GWh_After Competition Groups_22 | Synchronous Belts | 0.3052% | 1.1244 | 20.7627 | Industrial_2039_Economic_GWh_After Competition Groups_Synchronous Belts
Industrial | Ind ¦ Synchronous Belts | 2039 | Technical | GWh | After Competition Groups | 20.7627 | 1124405.7066 | 1.1244 | 7300.1164 | 0.0028442 | 28 | Industrial_2039_Technical_GWh_After Competition Groups_28 | Synchronous Belts | 0.2844% | 1.1244 | 20.7627 | Industrial_2039_Technical_GWh_After Competition Groups_Synchronous Belts
Industrial | Ind ¦ Dairy Pre-Cooler | 2039 | Economic | GWh | After Competition Groups | 19.2708 | 430546.3208 | 0.43055 | 6802.2883 | 0.002833 | 23 | Industrial_2039_Economic_GWh_After Competition Groups_23 | Dairy Pre-Cooler | 0.2833% | 0.43055 | 19.2708 | Industrial_2039_Economic_GWh_After Competition Groups_Dairy Pre-Cooler
Industrial | Ind ¦ Process Improvements | 2039 | Achievable | GWh | After Competition Groups | 14.9544 | 67210.2338 | 0.06721 | 5391.7777 | 0.0027736 | 22 | Industrial_2039_Achievable_GWh_After Competition Groups_22 | Process Improvements | 0.2774% | 0.06721 | 14.9544 | Industrial_2039_Achievable_GWh_After Competition Groups_Process Improvements
Industrial | Ind ¦ Dairy Pre-Cooler | 2039 | Technical | GWh | After Competition Groups | 19.2708 | 430546.3208 | 0.43055 | 7300.1164 | 0.0026398 | 29 | Industrial_2039_Technical_GWh_After Competition Groups_29 | Dairy Pre-Cooler | 0.264% | 0.43055 | 19.2708 | Industrial_2039_Technical_GWh_After Competition Groups_Dairy Pre-Cooler
Industrial | Ind ¦ Dairy Pre-Cooler | 2039 | Achievable | GWh | After Competition Groups | 14.0056 | 430546.3208 | 0.43055 | 5391.7777 | 0.0025976 | 23 | Industrial_2039_Achievable_GWh_After Competition Groups_23 | Dairy Pre-Cooler | 0.2598% | 0.43055 | 14.0056 | Industrial_2039_Achievable_GWh_After Competition Groups_Dairy Pre-Cooler
Industrial | Ind ¦ Refrigeration Compressor VFD | 2039 | Achievable | GWh | After Competition Groups | 13.9501 | 321812.4154 | 0.32181 | 5391.7777 | 0.0025873 | 24 | Industrial_2039_Achievable_GWh_After Competition Groups_24 | Refrigeration Compressor VFD | 0.2587% | 0.32181 | 13.9501 | Industrial_2039_Achievable_GWh_After Competition Groups_Refrigeration Compressor VFD
Industrial | Ind ¦ Refrigeration Compressor VFD | 2039 | Economic | GWh | After Competition Groups | 16.9415 | 321812.4154 | 0.32181 | 6802.2883 | 0.0024906 | 24 | Industrial_2039_Economic_GWh_After Competition Groups_24 | Refrigeration Compressor VFD | 0.2491% | 0.32181 | 16.9415 | Industrial_2039_Economic_GWh_After Competition Groups_Refrigeration Compressor VFD
Industrial | Ind ¦ Refrigeration Compressor VFD | 2039 | Technical | GWh | After Competition Groups | 16.9415 | 321812.4154 | 0.32181 | 7300.1164 | 0.0023207 | 30 | Industrial_2039_Technical_GWh_After Competition Groups_30 | Refrigeration Compressor VFD | 0.2321% | 0.32181 | 16.9415 | Industrial_2039_Technical_GWh_After Competition Groups_Refrigeration Compressor VFD
Industrial | Ind ¦ Process Improvements | 2039 | Economic | GWh | After Competition Groups | 15.4107 | 67210.2338 | 0.06721 | 6802.2883 | 0.0022655 | 25 | Industrial_2039_Economic_GWh_After Competition Groups_25 | Process Improvements | 0.2266% | 0.06721 | 15.4107 | Industrial_2039_Economic_GWh_After Competition Groups_Process Improvements
Industrial | Ind ¦ Low Energy Livestock Waterers | 2039 | Achievable | GWh | After Competition Groups | 12.1285 | 905161.6097 | 0.90516 | 5391.7777 | 0.0022494 | 25 | Industrial_2039_Achievable_GWh_After Competition Groups_25 | Low Energy Livestock Waterers | 0.2249% | 0.90516 | 12.1285 | Industrial_2039_Achievable_GWh_After Competition Groups_Low Energy Livestock Waterers
Industrial | Ind ¦ Process Improvements | 2039 | Technical | GWh | After Competition Groups | 15.4107 | 67210.2338 | 0.06721 | 7300.1164 | 0.002111 | 31 | Industrial_2039_Technical_GWh_After Competition Groups_31 | Process Improvements | 0.2111% | 0.06721 | 15.4107 | Industrial_2039_Technical_GWh_After Competition Groups_Process Improvements
Industrial | Ind ¦ Low Energy Livestock Waterers | 2039 | Economic | GWh | After Competition Groups | 13.3631 | 905161.6097 | 0.90516 | 6802.2883 | 0.0019645 | 26 | Industrial_2039_Economic_GWh_After Competition Groups_26 | Low Energy Livestock Waterers | 0.1964% | 0.90516 | 13.3631 | Industrial_2039_Economic_GWh_After Competition Groups_Low Energy Livestock Waterers
Industrial | Ind ¦ Improved Controls - Process Heating | 2039 | Achievable | GWh | After Competition Groups | 9.6438 | 53801.4541 | 0.053801 | 5391.7777 | 0.0017886 | 26 | Industrial_2039_Achievable_GWh_After Competition Groups_26 | Improved Controls - Process Heating | 0.1789% | 0.053801 | 9.6438 | Industrial_2039_Achievable_GWh_After Competition Groups_Improved Controls - Process Heating
Industrial | Ind ¦ Efficient Transformer | 2039 | Technical | GWh | After Competition Groups | 12.5082 | 599513.2787 | 0.59951 | 7300.1164 | 0.0017134 | 32 | Industrial_2039_Technical_GWh_After Competition Groups_32 | Efficient Transformer | 0.1713% | 0.59951 | 12.5082 | Industrial_2039_Technical_GWh_After Competition Groups_Efficient Transformer
Industrial | Ind ¦ Synchronous Belts | 2039 | Achievable | GWh | After Competition Groups | 8.9414 | 1124405.7066 | 1.1244 | 5391.7777 | 0.0016583 | 27 | Industrial_2039_Achievable_GWh_After Competition Groups_27 | Synchronous Belts | 0.1658% | 1.1244 | 8.9414 | Industrial_2039_Achievable_GWh_After Competition Groups_Synchronous Belts
Industrial | Ind ¦ High Efficiency Welders | 2039 | Technical | GWh | After Competition Groups | 12.042 | 714137.6289 | 0.71414 | 7300.1164 | 0.0016496 | 33 | Industrial_2039_Technical_GWh_After Competition Groups_33 | High Efficiency Welders | 0.165% | 0.71414 | 12.042 | Industrial_2039_Technical_GWh_After Competition Groups_High Efficiency Welders
Industrial | Ind ¦ Chiller Optimization | 2039 | Technical | GWh | After Competition Groups | 11.3647 | 0 | 0 | 7300.1164 | 0.0015568 | 34 | Industrial_2039_Technical_GWh_After Competition Groups_34 | Chiller Optimization | 0.1557% | 0 | 11.3647 | Industrial_2039_Technical_GWh_After Competition Groups_Chiller Optimization
Industrial | Ind ¦ Free Cooling | 2039 | Economic | GWh | After Competition Groups | 10.3756 | 1065566.0987 | 1.0656 | 6802.2883 | 0.0015253 | 27 | Industrial_2039_Economic_GWh_After Competition Groups_27 | Free Cooling | 0.1525% | 1.0656 | 10.3756 | Industrial_2039_Economic_GWh_After Competition Groups_Free Cooling
Industrial | Ind ¦ Improved Controls - Process Heating | 2039 | Economic | GWh | After Competition Groups | 10.3192 | 53801.4541 | 0.053801 | 6802.2883 | 0.001517 | 28 | Industrial_2039_Economic_GWh_After Competition Groups_28 | Improved Controls - Process Heating | 0.1517% | 0.053801 | 10.3192 | Industrial_2039_Economic_GWh_After Competition Groups_Improved Controls - Process Heating
Industrial | Ind ¦ Free Cooling | 2039 | Technical | GWh | After Competition Groups | 10.3756 | 1065566.0987 | 1.0656 | 7300.1164 | 0.0014213 | 35 | Industrial_2039_Technical_GWh_After Competition Groups_35 | Free Cooling | 0.1421% | 1.0656 | 10.3756 | Industrial_2039_Technical_GWh_After Competition Groups_Free Cooling
Industrial | Ind ¦ Improved Controls - Process Heating | 2039 | Technical | GWh | After Competition Groups | 10.3192 | 53801.4541 | 0.053801 | 7300.1164 | 0.0014136 | 36 | Industrial_2039_Technical_GWh_After Competition Groups_36 | Improved Controls - Process Heating | 0.1414% | 0.053801 | 10.3192 | Industrial_2039_Technical_GWh_After Competition Groups_Improved Controls - Process Heating
Industrial | Ind ¦ Free Cooling | 2039 | Achievable | GWh | After Competition Groups | 7.1126 | 1065566.0987 | 1.0656 | 5391.7777 | 0.0013192 | 28 | Industrial_2039_Achievable_GWh_After Competition Groups_28 | Free Cooling | 0.1319% | 1.0656 | 7.1126 | Industrial_2039_Achievable_GWh_After Competition Groups_Free Cooling
Industrial | Ind ¦ Cooling Tower Optimization | 2039 | Economic | GWh | After Competition Groups | 8.6309 | 529456.3234 | 0.52946 | 6802.2883 | 0.0012688 | 29 | Industrial_2039_Economic_GWh_After Competition Groups_29 | Cooling Tower Optimization | 0.1269% | 0.52946 | 8.6309 | Industrial_2039_Economic_GWh_After Competition Groups_Cooling Tower Optimization
Industrial | Ind ¦ Cooling Tower Optimization | 2039 | Technical | GWh | After Competition Groups | 8.6309 | 529456.3234 | 0.52946 | 7300.1164 | 0.0011823 | 37 | Industrial_2039_Technical_GWh_After Competition Groups_37 | Cooling Tower Optimization | 0.1182% | 0.52946 | 8.6309 | Industrial_2039_Technical_GWh_After Competition Groups_Cooling Tower Optimization
Industrial | Ind ¦ Engine Block Heater Timer | 2039 | Achievable | GWh | After Competition Groups | 5.8783 | 19876.4756 | 0.019876 | 5391.7777 | 0.0010902 | 29 | Industrial_2039_Achievable_GWh_After Competition Groups_29 | Engine Block Heater Timer | 0.109% | 0.019876 | 5.8783 | Industrial_2039_Achievable_GWh_After Competition Groups_Engine Block Heater Timer
Industrial | Ind ¦ Cooling Tower Optimization | 2039 | Achievable | GWh | After Competition Groups | 5.059 | 529456.3234 | 0.52946 | 5391.7777 | 0.00093828 | 30 | Industrial_2039_Achievable_GWh_After Competition Groups_30 | Cooling Tower Optimization | 0.09383% | 0.52946 | 5.059 | Industrial_2039_Achievable_GWh_After Competition Groups_Cooling Tower Optimization
Industrial | Ind ¦ Engine Block Heater Timer | 2039 | Economic | GWh | After Competition Groups | 6.073 | 19876.4756 | 0.019876 | 6802.2883 | 0.00089278 | 30 | Industrial_2039_Economic_GWh_After Competition Groups_30 | Engine Block Heater Timer | 0.08928% | 0.019876 | 6.073 | Industrial_2039_Economic_GWh_After Competition Groups_Engine Block Heater Timer
Industrial | Ind ¦ Engine Block Heater Timer | 2039 | Technical | GWh | After Competition Groups | 6.073 | 19876.4756 | 0.019876 | 7300.1164 | 0.0008319 | 38 | Industrial_2039_Technical_GWh_After Competition Groups_38 | Engine Block Heater Timer | 0.08319% | 0.019876 | 6.073 | Industrial_2039_Technical_GWh_After Competition Groups_Engine Block Heater Timer
Industrial | Ind ¦ Heat Lamps/Heat Pad | 2039 | Technical | GWh | After Competition Groups | 5.0046 | 90710.1751 | 0.09071 | 7300.1164 | 0.00068555 | 39 | Industrial_2039_Technical_GWh_After Competition Groups_39 | Heat Lamps/Heat Pad | 0.06855% | 0.09071 | 5.0046 | Industrial_2039_Technical_GWh_After Competition Groups_Heat Lamps/Heat Pad
Industrial | Ind ¦ Efficient Refrigeration Compressor | 2039 | Achievable | GWh | After Competition Groups | 3.5703 | 10324.2603 | 0.010324 | 5391.7777 | 0.00066218 | 31 | Industrial_2039_Achievable_GWh_After Competition Groups_31 | Efficient Refrigeration Compressor | 0.06622% | 0.010324 | 3.5703 | Industrial_2039_Achievable_GWh_After Competition Groups_Efficient Refrigeration Compressor
Industrial | Ind ¦ Efficient Refrigeration Compressor | 2039 | Economic | GWh | After Competition Groups | 3.98 | 10324.2603 | 0.010324 | 6802.2883 | 0.0005851 | 31 | Industrial_2039_Economic_GWh_After Competition Groups_31 | Efficient Refrigeration Compressor | 0.05851% | 0.010324 | 3.98 | Industrial_2039_Economic_GWh_After Competition Groups_Efficient Refrigeration Compressor
Industrial | Ind ¦ Efficient Refrigeration Compressor | 2039 | Technical | GWh | After Competition Groups | 3.98 | 10324.2603 | 0.010324 | 7300.1164 | 0.0005452 | 40 | Industrial_2039_Technical_GWh_After Competition Groups_40 | Efficient Refrigeration Compressor | 0.05452% | 0.010324 | 3.98 | Industrial_2039_Technical_GWh_After Competition Groups_Efficient Refrigeration Compressor
Industrial | Ind ¦ Air Compressor Heat Recovery | 2039 | Achievable | GWh | After Competition Groups | 2.5321 | 16911.898 | 0.016912 | 5391.7777 | 0.00046962 | 32 | Industrial_2039_Achievable_GWh_After Competition Groups_32 | Air Compressor Heat Recovery | 0.04696% | 0.016912 | 2.5321 | Industrial_2039_Achievable_GWh_After Competition Groups_Air Compressor Heat Recovery
Industrial | Ind ¦ Heat Lamps/Heat Pad | 2039 | Achievable | GWh | After Competition Groups | 2.2213 | 90710.1751 | 0.09071 | 5391.7777 | 0.00041198 | 33 | Industrial_2039_Achievable_GWh_After Competition Groups_33 | Heat Lamps/Heat Pad | 0.0412% | 0.09071 | 2.2213 | Industrial_2039_Achievable_GWh_After Competition Groups_Heat Lamps/Heat Pad
Industrial | Ind ¦ Air Compressor Heat Recovery | 2039 | Economic | GWh | After Competition Groups | 2.7258 | 16911.898 | 0.016912 | 6802.2883 | 0.00040071 | 32 | Industrial_2039_Economic_GWh_After Competition Groups_32 | Air Compressor Heat Recovery | 0.04007% | 0.016912 | 2.7258 | Industrial_2039_Economic_GWh_After Competition Groups_Air Compressor Heat Recovery
Industrial | Ind ¦ Air Compressor Heat Recovery | 2039 | Technical | GWh | After Competition Groups | 2.7258 | 16911.898 | 0.016912 | 7300.1164 | 0.00037339 | 41 | Industrial_2039_Technical_GWh_After Competition Groups_41 | Air Compressor Heat Recovery | 0.03734% | 0.016912 | 2.7258 | Industrial_2039_Technical_GWh_After Competition Groups_Air Compressor Heat Recovery
Industrial | Ind ¦ Creep Heat Controller | 2039 | Economic | GWh | After Competition Groups | 2.5185 | 83805.9059 | 0.083806 | 6802.2883 | 0.00037024 | 33 | Industrial_2039_Economic_GWh_After Competition Groups_33 | Creep Heat Controller | 0.03702% | 0.083806 | 2.5185 | Industrial_2039_Economic_GWh_After Competition Groups_Creep Heat Controller
Industrial | Ind ¦ Efficient Transformer | 2039 | Achievable | GWh | After Competition Groups | 1.9098 | 599513.2787 | 0.59951 | 5391.7777 | 0.0003542 | 34 | Industrial_2039_Achievable_GWh_After Competition Groups_34 | Efficient Transformer | 0.03542% | 0.59951 | 1.9098 | Industrial_2039_Achievable_GWh_After Competition Groups_Efficient Transformer
Industrial | Ind ¦ Creep Heat Controller | 2039 | Technical | GWh | After Competition Groups | 2.5185 | 83805.9059 | 0.083806 | 7300.1164 | 0.00034499 | 42 | Industrial_2039_Technical_GWh_After Competition Groups_42 | Creep Heat Controller | 0.0345% | 0.083806 | 2.5185 | Industrial_2039_Technical_GWh_After Competition Groups_Creep Heat Controller
Industrial | Ind ¦ HVLS Fans | 2039 | Achievable | GWh | After Competition Groups | 1.6413 | 2366012.2188 | 2.366 | 5391.7777 | 0.00030441 | 35 | Industrial_2039_Achievable_GWh_After Competition Groups_35 | HVLS Fans | 0.03044% | 2.366 | 1.6413 | Industrial_2039_Achievable_GWh_After Competition Groups_HVLS Fans
Industrial | Ind ¦ High Efficiency Welders | 2039 | Achievable | GWh | After Competition Groups | 1.6026 | 714137.6289 | 0.71414 | 5391.7777 | 0.00029724 | 36 | Industrial_2039_Achievable_GWh_After Competition Groups_36 | High Efficiency Welders | 0.02972% | 0.71414 | 1.6026 | Industrial_2039_Achievable_GWh_After Competition Groups_High Efficiency Welders
Industrial | Ind ¦ Optimize Compressed Air Dryer | 2039 | Economic | GWh | After Competition Groups | 1.9676 | 206451.5429 | 0.20645 | 6802.2883 | 0.00028926 | 34 | Industrial_2039_Economic_GWh_After Competition Groups_34 | Optimize Compressed Air Dryer | 0.02893% | 0.20645 | 1.9676 | Industrial_2039_Economic_GWh_After Competition Groups_Optimize Compressed Air Dryer
Industrial | Ind ¦ Optimize Compressed Air Dryer | 2039 | Technical | GWh | After Competition Groups | 1.9676 | 206451.5429 | 0.20645 | 7300.1164 | 0.00026953 | 43 | Industrial_2039_Technical_GWh_After Competition Groups_43 | Optimize Compressed Air Dryer | 0.02695% | 0.20645 | 1.9676 | Industrial_2039_Technical_GWh_After Competition Groups_Optimize Compressed Air Dryer
Industrial | Ind ¦ Heat Lamps/Heat Pad | 2039 | Economic | GWh | After Competition Groups | 1.74 | 90710.1751 | 0.09071 | 6802.2883 | 0.00025579 | 35 | Industrial_2039_Economic_GWh_After Competition Groups_35 | Heat Lamps/Heat Pad | 0.02558% | 0.09071 | 1.74 | Industrial_2039_Economic_GWh_After Competition Groups_Heat Lamps/Heat Pad
Industrial | Ind ¦ Dual and Natural Exhaust Ventilation Systems | 2039 | Technical | GWh | After Competition Groups | 1.5477 | 113271.1524 | 0.11327 | 7300.1164 | 0.00021201 | 44 | Industrial_2039_Technical_GWh_After Competition Groups_44 | Dual and Natural Exhaust Ventilation Systems | 0.0212% | 0.11327 | 1.5477 | Industrial_2039_Technical_GWh_After Competition Groups_Dual and Natural Exhaust Ventilation Systems
Industrial | Ind ¦ Efficient Transformer | 2039 | Economic | GWh | After Competition Groups | 1.3521 | 599513.2787 | 0.59951 | 6802.2883 | 0.00019878 | 36 | Industrial_2039_Economic_GWh_After Competition Groups_36 | Efficient Transformer | 0.01988% | 0.59951 | 1.3521 | Industrial_2039_Economic_GWh_After Competition Groups_Efficient Transformer
Industrial | Ind ¦ High Efficiency Welders | 2039 | Economic | GWh | After Competition Groups | 1.0144 | 714137.6289 | 0.71414 | 6802.2883 | 0.00014912 | 37 | Industrial_2039_Economic_GWh_After Competition Groups_37 | High Efficiency Welders | 0.01491% | 0.71414 | 1.0144 | Industrial_2039_Economic_GWh_After Competition Groups_High Efficiency Welders
Industrial | Ind ¦ Dairy Water Heater | 2039 | Economic | GWh | After Competition Groups | 0.97224 | 21866.7091 | 0.021867 | 6802.2883 | 0.00014293 | 38 | Industrial_2039_Economic_GWh_After Competition Groups_38 | Dairy Water Heater | 0.01429% | 0.021867 | 0.97224 | Industrial_2039_Economic_GWh_After Competition Groups_Dairy Water Heater
Industrial | Ind ¦ Dairy Water Heater | 2039 | Achievable | GWh | After Competition Groups | 0.76476 | 21866.7091 | 0.021867 | 5391.7777 | 0.00014184 | 37 | Industrial_2039_Achievable_GWh_After Competition Groups_37 | Dairy Water Heater | 0.01418% | 0.021867 | 0.76476 | Industrial_2039_Achievable_GWh_After Competition Groups_Dairy Water Heater
Industrial | Ind ¦ Dairy Water Heater | 2039 | Technical | GWh | After Competition Groups | 0.97224 | 21866.7091 | 0.021867 | 7300.1164 | 0.00013318 | 45 | Industrial_2039_Technical_GWh_After Competition Groups_45 | Dairy Water Heater | 0.01332% | 0.021867 | 0.97224 | Industrial_2039_Technical_GWh_After Competition Groups_Dairy Water Heater
Industrial | Ind ¦ Dual and Natural Exhaust Ventilation Systems | 2039 | Economic | GWh | After Competition Groups | 0.71485 | 113271.1524 | 0.11327 | 6802.2883 | 0.00010509 | 39 | Industrial_2039_Economic_GWh_After Competition Groups_39 | Dual and Natural Exhaust Ventilation Systems | 0.01051% | 0.11327 | 0.71485 | Industrial_2039_Economic_GWh_After Competition Groups_Dual and Natural Exhaust Ventilation Systems
Industrial | Ind ¦ Optimize Compressed Air Dryer | 2039 | Achievable | GWh | After Competition Groups | 0.54431 | 206451.5429 | 0.20645 | 5391.7777 | 0.00010095 | 38 | Industrial_2039_Achievable_GWh_After Competition Groups_38 | Optimize Compressed Air Dryer | 0.0101% | 0.20645 | 0.54431 | Industrial_2039_Achievable_GWh_After Competition Groups_Optimize Compressed Air Dryer
Industrial | Ind ¦ Dual and Natural Exhaust Ventilation Systems | 2039 | Achievable | GWh | After Competition Groups | 0.40512 | 113271.1524 | 0.11327 | 5391.7777 | 7.5136e-05 | 39 | Industrial_2039_Achievable_GWh_After Competition Groups_39 | Dual and Natural Exhaust Ventilation Systems | 0.007514% | 0.11327 | 0.40512 | Industrial_2039_Achievable_GWh_After Competition Groups_Dual and Natural Exhaust Ventilation Systems
Industrial | Ind ¦ Creep Heat Controller | 2039 | Achievable | GWh | After Competition Groups | 0.30136 | 83805.9059 | 0.083806 | 5391.7777 | 5.5892e-05 | 40 | Industrial_2039_Achievable_GWh_After Competition Groups_40 | Creep Heat Controller | 0.005589% | 0.083806 | 0.30136 | Industrial_2039_Achievable_GWh_After Competition Groups_Creep Heat Controller
Industrial | Ind ¦ HVLS Fans | 2039 | Economic | GWh | After Competition Groups | 0.32035 | 2366012.2188 | 2.366 | 6802.2883 | 4.7095e-05 | 40 | Industrial_2039_Economic_GWh_After Competition Groups_40 | HVLS Fans | 0.004709% | 2.366 | 0.32035 | Industrial_2039_Economic_GWh_After Competition Groups_HVLS Fans
Industrial | Ind ¦ Premium Efficient Motors | 2039 | Achievable | GWh | After Competition Groups | 0 | 0 | 0 | 5391.7777 | 0 | 41 | Industrial_2039_Achievable_GWh_After Competition Groups_41 | Premium Efficient Motors | 0% | 0 | 0 | Industrial_2039_Achievable_GWh_After Competition Groups_Premium Efficient Motors
Industrial | Ind ¦ Premium Efficient Motors | 2039 | Economic | GWh | After Competition Groups | 0 | 0 | 0 | 6802.2883 | 0 | 41 | Industrial_2039_Economic_GWh_After Competition Groups_41 | Premium Efficient Motors | 0% | 0 | 0 | Industrial_2039_Economic_GWh_After Competition Groups_Premium Efficient Motors
Industrial | Ind ¦ Pump System Optimization | 2040 | Economic | GWh | After Competition Groups | 1215.6872 | 20805361.9478 | 20.8054 | 6967.1747 | 0.17449 | 1 | Industrial_2040_Economic_GWh_After Competition Groups_1 | Pump System Optimization | 17.45% | 20.8054 | 1215.6872 | Industrial_2040_Economic_GWh_After Competition Groups_Pump System Optimization
Industrial | Ind ¦ Pump System Optimization | 2040 | Achievable | GWh | After Competition Groups | 948.3335 | 20805361.9478 | 20.8054 | 5580.7611 | 0.16993 | 1 | Industrial_2040_Achievable_GWh_After Competition Groups_1 | Pump System Optimization | 16.99% | 20.8054 | 948.3335 | Industrial_2040_Achievable_GWh_After Competition Groups_Pump System Optimization
Industrial | Ind ¦ Pump System Optimization | 2040 | Technical | GWh | After Competition Groups | 1236.5636 | 20805361.9478 | 20.8054 | 7369.3189 | 0.1678 | 1 | Industrial_2040_Technical_GWh_After Competition Groups_1 | Pump System Optimization | 16.78% | 20.8054 | 1236.5636 | Industrial_2040_Technical_GWh_After Competition Groups_Pump System Optimization
Industrial | Ind ¦ HE Lighting | 2040 | Technical | GWh | After Competition Groups | 818.5744 | 30793491.0709 | 30.7935 | 7369.3189 | 0.11108 | 2 | Industrial_2040_Technical_GWh_After Competition Groups_2 | HE Lighting | 11.11% | 30.7935 | 818.5744 | Industrial_2040_Technical_GWh_After Competition Groups_HE Lighting
Industrial | Ind ¦ HE Lighting | 2040 | Economic | GWh | After Competition Groups | 768.8353 | 30793491.0709 | 30.7935 | 6967.1747 | 0.11035 | 2 | Industrial_2040_Economic_GWh_After Competition Groups_2 | HE Lighting | 11.04% | 30.7935 | 768.8353 | Industrial_2040_Economic_GWh_After Competition Groups_HE Lighting
Industrial | Ind ¦ Air Leak Survey and Repair | 2040 | Achievable | GWh | After Competition Groups | 550.9921 | 220146.4128 | 0.22015 | 5580.7611 | 0.098731 | 2 | Industrial_2040_Achievable_GWh_After Competition Groups_2 | Air Leak Survey and Repair | 9.873% | 0.22015 | 550.9921 | Industrial_2040_Achievable_GWh_After Competition Groups_Air Leak Survey and Repair
Industrial | Ind ¦ HE Lighting | 2040 | Achievable | GWh | After Competition Groups | 517.6145 | 30793491.0709 | 30.7935 | 5580.7611 | 0.09275 | 3 | Industrial_2040_Achievable_GWh_After Competition Groups_3 | HE Lighting | 9.275% | 30.7935 | 517.6145 | Industrial_2040_Achievable_GWh_After Competition Groups_HE Lighting
Industrial | Ind ¦ Greenhouse Grow Lights | 2040 | Achievable | GWh | After Competition Groups | 499.9764 | 7434496.2087 | 7.4345 | 5580.7611 | 0.089589 | 4 | Industrial_2040_Achievable_GWh_After Competition Groups_4 | Greenhouse Grow Lights | 8.959% | 7.4345 | 499.9764 | Industrial_2040_Achievable_GWh_After Competition Groups_Greenhouse Grow Lights
Industrial | Ind ¦ Greenhouse Grow Lights | 2040 | Economic | GWh | After Competition Groups | 615.4053 | 7434496.2087 | 7.4345 | 6967.1747 | 0.088329 | 3 | Industrial_2040_Economic_GWh_After Competition Groups_3 | Greenhouse Grow Lights | 8.833% | 7.4345 | 615.4053 | Industrial_2040_Economic_GWh_After Competition Groups_Greenhouse Grow Lights
Industrial | Ind ¦ Pump Equipment Upgrade | 2040 | Achievable | GWh | After Competition Groups | 483.2855 | 11076637.0958 | 11.0766 | 5580.7611 | 0.086599 | 5 | Industrial_2040_Achievable_GWh_After Competition Groups_5 | Pump Equipment Upgrade | 8.66% | 11.0766 | 483.2855 | Industrial_2040_Achievable_GWh_After Competition Groups_Pump Equipment Upgrade
Industrial | Ind ¦ Air Compressor Optimization | 2040 | Achievable | GWh | After Competition Groups | 480.6402 | 692032.8488 | 0.69203 | 5580.7611 | 0.086124 | 6 | Industrial_2040_Achievable_GWh_After Competition Groups_6 | Air Compressor Optimization | 8.612% | 0.69203 | 480.6402 | Industrial_2040_Achievable_GWh_After Competition Groups_Air Compressor Optimization
Industrial | Ind ¦ Greenhouse Grow Lights | 2040 | Technical | GWh | After Competition Groups | 615.4053 | 7434496.2087 | 7.4345 | 7369.3189 | 0.083509 | 3 | Industrial_2040_Technical_GWh_After Competition Groups_3 | Greenhouse Grow Lights | 8.351% | 7.4345 | 615.4053 | Industrial_2040_Technical_GWh_After Competition Groups_Greenhouse Grow Lights
Industrial | Ind ¦ Pump Equipment Upgrade | 2040 | Economic | GWh | After Competition Groups | 581.0513 | 11076637.0958 | 11.0766 | 6967.1747 | 0.083398 | 4 | Industrial_2040_Economic_GWh_After Competition Groups_4 | Pump Equipment Upgrade | 8.34% | 11.0766 | 581.0513 | Industrial_2040_Economic_GWh_After Competition Groups_Pump Equipment Upgrade
Industrial | Ind ¦ Air Leak Survey and Repair | 2040 | Economic | GWh | After Competition Groups | 580.6975 | 220146.4128 | 0.22015 | 6967.1747 | 0.083348 | 5 | Industrial_2040_Economic_GWh_After Competition Groups_5 | Air Leak Survey and Repair | 8.335% | 0.22015 | 580.6975 | Industrial_2040_Economic_GWh_After Competition Groups_Air Leak Survey and Repair
Industrial | Ind ¦ Air Compressor Optimization | 2040 | Economic | GWh | After Competition Groups | 568.9249 | 692032.8488 | 0.69203 | 6967.1747 | 0.081658 | 6 | Industrial_2040_Economic_GWh_After Competition Groups_6 | Air Compressor Optimization | 8.166% | 0.69203 | 568.9249 | Industrial_2040_Economic_GWh_After Competition Groups_Air Compressor Optimization
Industrial | Ind ¦ Pump Equipment Upgrade | 2040 | Technical | GWh | After Competition Groups | 581.0513 | 11076637.0958 | 11.0766 | 7369.3189 | 0.078847 | 4 | Industrial_2040_Technical_GWh_After Competition Groups_4 | Pump Equipment Upgrade | 7.885% | 11.0766 | 581.0513 | Industrial_2040_Technical_GWh_After Competition Groups_Pump Equipment Upgrade
Industrial | Ind ¦ Air Leak Survey and Repair | 2040 | Technical | GWh | After Competition Groups | 580.6975 | 220146.4128 | 0.22015 | 7369.3189 | 0.078799 | 5 | Industrial_2040_Technical_GWh_After Competition Groups_5 | Air Leak Survey and Repair | 7.88% | 0.22015 | 580.6975 | Industrial_2040_Technical_GWh_After Competition Groups_Air Leak Survey and Repair
Industrial | Ind ¦ Air Compressor Optimization | 2040 | Technical | GWh | After Competition Groups | 568.9249 | 692032.8488 | 0.69203 | 7369.3189 | 0.077202 | 6 | Industrial_2040_Technical_GWh_After Competition Groups_6 | Air Compressor Optimization | 7.72% | 0.69203 | 568.9249 | Industrial_2040_Technical_GWh_After Competition Groups_Air Compressor Optimization
Industrial | Ind ¦ Recommissioning | 2040 | Achievable | GWh | After Competition Groups | 422.3788 | 981250.3224 | 0.98125 | 5580.7611 | 0.075685 | 7 | Industrial_2040_Achievable_GWh_After Competition Groups_7 | Recommissioning | 7.568% | 0.98125 | 422.3788 | Industrial_2040_Achievable_GWh_After Competition Groups_Recommissioning
Industrial | Ind ¦ SEM | 2040 | Achievable | GWh | After Competition Groups | 422.3788 | 981250.3224 | 0.98125 | 5580.7611 | 0.075685 | 8 | Industrial_2040_Achievable_GWh_After Competition Groups_8 | SEM | 7.568% | 0.98125 | 422.3788 | Industrial_2040_Achievable_GWh_After Competition Groups_SEM
Industrial | Ind ¦ Efficient Compressed Air Nozzles | 2040 | Economic | GWh | After Competition Groups | 488.9303 | 323521.5039 | 0.32352 | 6967.1747 | 0.070176 | 7 | Industrial_2040_Economic_GWh_After Competition Groups_7 | Efficient Compressed Air Nozzles | 7.018% | 0.32352 | 488.9303 | Industrial_2040_Economic_GWh_After Competition Groups_Efficient Compressed Air Nozzles
Industrial | Ind ¦ Efficient Compressed Air Nozzles | 2040 | Achievable | GWh | After Competition Groups | 375.171 | 323521.5039 | 0.32352 | 5580.7611 | 0.067226 | 9 | Industrial_2040_Achievable_GWh_After Competition Groups_9 | Efficient Compressed Air Nozzles | 6.723% | 0.32352 | 375.171 | Industrial_2040_Achievable_GWh_After Competition Groups_Efficient Compressed Air Nozzles
Industrial | Ind ¦ Efficient Compressed Air Nozzles | 2040 | Technical | GWh | After Competition Groups | 488.9303 | 323521.5039 | 0.32352 | 7369.3189 | 0.066347 | 7 | Industrial_2040_Technical_GWh_After Competition Groups_7 | Efficient Compressed Air Nozzles | 6.635% | 0.32352 | 488.9303 | Industrial_2040_Technical_GWh_After Competition Groups_Efficient Compressed Air Nozzles
Industrial | Ind ¦ Recommissioning | 2040 | Economic | GWh | After Competition Groups | 438.5397 | 981250.3224 | 0.98125 | 6967.1747 | 0.062944 | 8 | Industrial_2040_Economic_GWh_After Competition Groups_8 | Recommissioning | 6.294% | 0.98125 | 438.5397 | Industrial_2040_Economic_GWh_After Competition Groups_Recommissioning
Industrial | Ind ¦ SEM | 2040 | Economic | GWh | After Competition Groups | 438.5397 | 981250.3224 | 0.98125 | 6967.1747 | 0.062944 | 9 | Industrial_2040_Economic_GWh_After Competition Groups_9 | SEM | 6.294% | 0.98125 | 438.5397 | Industrial_2040_Economic_GWh_After Competition Groups_SEM
Industrial | Ind ¦ Recommissioning | 2040 | Technical | GWh | After Competition Groups | 438.5397 | 981250.3224 | 0.98125 | 7369.3189 | 0.059509 | 8 | Industrial_2040_Technical_GWh_After Competition Groups_8 | Recommissioning | 5.951% | 0.98125 | 438.5397 | Industrial_2040_Technical_GWh_After Competition Groups_Recommissioning
Industrial | Ind ¦ SEM | 2040 | Technical | GWh | After Competition Groups | 438.5397 | 981250.3224 | 0.98125 | 7369.3189 | 0.059509 | 9 | Industrial_2040_Technical_GWh_After Competition Groups_9 | SEM | 5.951% | 0.98125 | 438.5397 | Industrial_2040_Technical_GWh_After Competition Groups_SEM
Industrial | Ind ¦ High Efficiency HVAC Fans | 2040 | Achievable | GWh | After Competition Groups | 309.0562 | 1554011.1394 | 1.554 | 5580.7611 | 0.055379 | 10 | Industrial_2040_Achievable_GWh_After Competition Groups_10 | High Efficiency HVAC Fans | 5.538% | 1.554 | 309.0562 | Industrial_2040_Achievable_GWh_After Competition Groups_High Efficiency HVAC Fans
Industrial | Ind ¦ High Efficiency HVAC Fans | 2040 | Economic | GWh | After Competition Groups | 385.0913 | 1554011.1394 | 1.554 | 6967.1747 | 0.055272 | 10 | Industrial_2040_Economic_GWh_After Competition Groups_10 | High Efficiency HVAC Fans | 5.527% | 1.554 | 385.0913 | Industrial_2040_Economic_GWh_After Competition Groups_High Efficiency HVAC Fans
Industrial | Ind ¦ High Efficiency HVAC Fans | 2040 | Technical | GWh | After Competition Groups | 385.0913 | 1554011.1394 | 1.554 | 7369.3189 | 0.052256 | 10 | Industrial_2040_Technical_GWh_After Competition Groups_10 | High Efficiency HVAC Fans | 5.226% | 1.554 | 385.0913 | Industrial_2040_Technical_GWh_After Competition Groups_High Efficiency HVAC Fans
Industrial | Ind ¦ Process Optimization (Elec) | 2040 | Economic | GWh | After Competition Groups | 161.5102 | 563503.0887 | 0.5635 | 6967.1747 | 0.023182 | 11 | Industrial_2040_Economic_GWh_After Competition Groups_11 | Process Optimization (Elec) | 2.318% | 0.5635 | 161.5102 | Industrial_2040_Economic_GWh_After Competition Groups_Process Optimization (Elec)
Industrial | Ind ¦ Premium Efficient Motors | 2040 | Technical | GWh | After Competition Groups | 161.7108 | 9825139.1097 | 9.8251 | 7369.3189 | 0.021944 | 11 | Industrial_2040_Technical_GWh_After Competition Groups_11 | Premium Efficient Motors | 2.194% | 9.8251 | 161.7108 | Industrial_2040_Technical_GWh_After Competition Groups_Premium Efficient Motors
Industrial | Ind ¦ Process Optimization (Elec) | 2040 | Technical | GWh | After Competition Groups | 161.5102 | 563503.0887 | 0.5635 | 7369.3189 | 0.021917 | 12 | Industrial_2040_Technical_GWh_After Competition Groups_12 | Process Optimization (Elec) | 2.192% | 0.5635 | 161.5102 | Industrial_2040_Technical_GWh_After Competition Groups_Process Optimization (Elec)
Industrial | Ind ¦ Premium Efficient Motors | 2040 | Economic | GWh | After Competition Groups | 97.8866 | 9825139.1097 | 9.8251 | 6967.1747 | 0.01405 | 12 | Industrial_2040_Economic_GWh_After Competition Groups_12 | Premium Efficient Motors | 1.405% | 9.8251 | 97.8866 | Industrial_2040_Economic_GWh_After Competition Groups_Premium Efficient Motors
Industrial | Ind ¦ Fan System Optimization | 2040 | Achievable | GWh | After Competition Groups | 66.6827 | 738255.9264 | 0.73826 | 5580.7611 | 0.011949 | 11 | Industrial_2040_Achievable_GWh_After Competition Groups_11 | Fan System Optimization | 1.195% | 0.73826 | 66.6827 | Industrial_2040_Achievable_GWh_After Competition Groups_Fan System Optimization
Industrial | Ind ¦ Fan System Optimization | 2040 | Economic | GWh | After Competition Groups | 75.1957 | 738255.9264 | 0.73826 | 6967.1747 | 0.010793 | 13 | Industrial_2040_Economic_GWh_After Competition Groups_13 | Fan System Optimization | 1.079% | 0.73826 | 75.1957 | Industrial_2040_Economic_GWh_After Competition Groups_Fan System Optimization
Industrial | Ind ¦ Material Handling Improvements | 2040 | Achievable | GWh | After Competition Groups | 59.5951 | 82071.467 | 0.082071 | 5580.7611 | 0.010679 | 12 | Industrial_2040_Achievable_GWh_After Competition Groups_12 | Material Handling Improvements | 1.068% | 0.082071 | 59.5951 | Industrial_2040_Achievable_GWh_After Competition Groups_Material Handling Improvements
Industrial | Ind ¦ Efficient Irrigation | 2040 | Economic | GWh | After Competition Groups | 73.6068 | 1687465.1206 | 1.6875 | 6967.1747 | 0.010565 | 14 | Industrial_2040_Economic_GWh_After Competition Groups_14 | Efficient Irrigation | 1.056% | 1.6875 | 73.6068 | Industrial_2040_Economic_GWh_After Competition Groups_Efficient Irrigation
Industrial | Ind ¦ Pulp and Paper Process Improvements | 2040 | Achievable | GWh | After Competition Groups | 57.7798 | 723132.0726 | 0.72313 | 5580.7611 | 0.010353 | 13 | Industrial_2040_Achievable_GWh_After Competition Groups_13 | Pulp and Paper Process Improvements | 1.035% | 0.72313 | 57.7798 | Industrial_2040_Achievable_GWh_After Competition Groups_Pulp and Paper Process Improvements
Industrial | Ind ¦ Material Handling Improvements | 2040 | Economic | GWh | After Competition Groups | 71.1576 | 82071.467 | 0.082071 | 6967.1747 | 0.010213 | 15 | Industrial_2040_Economic_GWh_After Competition Groups_15 | Material Handling Improvements | 1.021% | 0.082071 | 71.1576 | Industrial_2040_Economic_GWh_After Competition Groups_Material Handling Improvements
Industrial | Ind ¦ Fan System Optimization | 2040 | Technical | GWh | After Competition Groups | 75.1957 | 738255.9264 | 0.73826 | 7369.3189 | 0.010204 | 13 | Industrial_2040_Technical_GWh_After Competition Groups_13 | Fan System Optimization | 1.02% | 0.73826 | 75.1957 | Industrial_2040_Technical_GWh_After Competition Groups_Fan System Optimization
Industrial | Ind ¦ HE HVAC Controls | 2040 | Technical | GWh | After Competition Groups | 74.3057 | 0 | 0 | 7369.3189 | 0.010083 | 14 | Industrial_2040_Technical_GWh_After Competition Groups_14 | HE HVAC Controls | 1.008% | 0 | 74.3057 | Industrial_2040_Technical_GWh_After Competition Groups_HE HVAC Controls
Industrial | Ind ¦ Efficient Irrigation | 2040 | Technical | GWh | After Competition Groups | 73.6068 | 1687465.1206 | 1.6875 | 7369.3189 | 0.0099883 | 15 | Industrial_2040_Technical_GWh_After Competition Groups_15 | Efficient Irrigation | 0.9988% | 1.6875 | 73.6068 | Industrial_2040_Technical_GWh_After Competition Groups_Efficient Irrigation
Industrial | Ind ¦ HE HVAC Units | 2040 | Technical | GWh | After Competition Groups | 73.5224 | 0 | 0 | 7369.3189 | 0.0099768 | 16 | Industrial_2040_Technical_GWh_After Competition Groups_16 | HE HVAC Units | 0.9977% | 0 | 73.5224 | Industrial_2040_Technical_GWh_After Competition Groups_HE HVAC Units
Industrial | Ind ¦ Material Handling Improvements | 2040 | Technical | GWh | After Competition Groups | 71.1576 | 82071.467 | 0.082071 | 7369.3189 | 0.0096559 | 17 | Industrial_2040_Technical_GWh_After Competition Groups_17 | Material Handling Improvements | 0.9656% | 0.082071 | 71.1576 | Industrial_2040_Technical_GWh_After Competition Groups_Material Handling Improvements
Industrial | Ind ¦ Efficient Irrigation | 2040 | Achievable | GWh | After Competition Groups | 50.3479 | 1687465.1206 | 1.6875 | 5580.7611 | 0.0090217 | 14 | Industrial_2040_Achievable_GWh_After Competition Groups_14 | Efficient Irrigation | 0.9022% | 1.6875 | 50.3479 | Industrial_2040_Achievable_GWh_After Competition Groups_Efficient Irrigation
Industrial | Ind ¦ Pulp and Paper Process Improvements | 2040 | Economic | GWh | After Competition Groups | 62.1073 | 723132.0726 | 0.72313 | 6967.1747 | 0.0089143 | 16 | Industrial_2040_Economic_GWh_After Competition Groups_16 | Pulp and Paper Process Improvements | 0.8914% | 0.72313 | 62.1073 | Industrial_2040_Economic_GWh_After Competition Groups_Pulp and Paper Process Improvements
Industrial | Ind ¦ Process Optimization (Elec) | 2040 | Achievable | GWh | After Competition Groups | 47.9638 | 563503.0887 | 0.5635 | 5580.7611 | 0.0085945 | 15 | Industrial_2040_Achievable_GWh_After Competition Groups_15 | Process Optimization (Elec) | 0.8594% | 0.5635 | 47.9638 | Industrial_2040_Achievable_GWh_After Competition Groups_Process Optimization (Elec)
Industrial | Ind ¦ Pulp and Paper Process Improvements | 2040 | Technical | GWh | After Competition Groups | 62.1073 | 723132.0726 | 0.72313 | 7369.3189 | 0.0084278 | 18 | Industrial_2040_Technical_GWh_After Competition Groups_18 | Pulp and Paper Process Improvements | 0.8428% | 0.72313 | 62.1073 | Industrial_2040_Technical_GWh_After Competition Groups_Pulp and Paper Process Improvements
Industrial | Ind ¦ Refiner Plate Improvements | 2040 | Economic | GWh | After Competition Groups | 56.6678 | 138728.7044 | 0.13873 | 6967.1747 | 0.0081335 | 17 | Industrial_2040_Economic_GWh_After Competition Groups_17 | Refiner Plate Improvements | 0.8134% | 0.13873 | 56.6678 | Industrial_2040_Economic_GWh_After Competition Groups_Refiner Plate Improvements
Industrial | Ind ¦ Refiner Plate Improvements | 2040 | Technical | GWh | After Competition Groups | 56.6678 | 138728.7044 | 0.13873 | 7369.3189 | 0.0076897 | 19 | Industrial_2040_Technical_GWh_After Competition Groups_19 | Refiner Plate Improvements | 0.769% | 0.13873 | 56.6678 | Industrial_2040_Technical_GWh_After Competition Groups_Refiner Plate Improvements
Industrial | Ind ¦ Refiner Plate Improvements | 2040 | Achievable | GWh | After Competition Groups | 42.0917 | 138728.7044 | 0.13873 | 5580.7611 | 0.0075423 | 16 | Industrial_2040_Achievable_GWh_After Competition Groups_16 | Refiner Plate Improvements | 0.7542% | 0.13873 | 42.0917 | Industrial_2040_Achievable_GWh_After Competition Groups_Refiner Plate Improvements
Industrial | Ind ¦ Process Heat Recovery | 2040 | Achievable | GWh | After Competition Groups | 30.8097 | 170927.3049 | 0.17093 | 5580.7611 | 0.0055207 | 17 | Industrial_2040_Achievable_GWh_After Competition Groups_17 | Process Heat Recovery | 0.5521% | 0.17093 | 30.8097 | Industrial_2040_Achievable_GWh_After Competition Groups_Process Heat Recovery
Industrial | Ind ¦ Cold Storage Retrofit | 2040 | Technical | GWh | After Competition Groups | 40.2085 | 0 | 0 | 7369.3189 | 0.0054562 | 20 | Industrial_2040_Technical_GWh_After Competition Groups_20 | Cold Storage Retrofit | 0.5456% | 0 | 40.2085 | Industrial_2040_Technical_GWh_After Competition Groups_Cold Storage Retrofit
Industrial | Ind ¦ Ventilation Optimization | 2040 | Economic | GWh | After Competition Groups | 37.2045 | 2874357.9721 | 2.8744 | 6967.1747 | 0.00534 | 18 | Industrial_2040_Economic_GWh_After Competition Groups_18 | Ventilation Optimization | 0.534% | 2.8744 | 37.2045 | Industrial_2040_Economic_GWh_After Competition Groups_Ventilation Optimization
Industrial | Ind ¦ VAV Conversion Project | 2040 | Achievable | GWh | After Competition Groups | 29.6633 | 207278.3093 | 0.20728 | 5580.7611 | 0.0053153 | 18 | Industrial_2040_Achievable_GWh_After Competition Groups_18 | VAV Conversion Project | 0.5315% | 0.20728 | 29.6633 | Industrial_2040_Achievable_GWh_After Competition Groups_VAV Conversion Project
Industrial | Ind ¦ Ventilation Optimization | 2040 | Technical | GWh | After Competition Groups | 37.2045 | 2874357.9721 | 2.8744 | 7369.3189 | 0.0050486 | 21 | Industrial_2040_Technical_GWh_After Competition Groups_21 | Ventilation Optimization | 0.5049% | 2.8744 | 37.2045 | Industrial_2040_Technical_GWh_After Competition Groups_Ventilation Optimization
Industrial | Ind ¦ Process Heat Recovery | 2040 | Economic | GWh | After Competition Groups | 31.5152 | 170927.3049 | 0.17093 | 6967.1747 | 0.0045234 | 19 | Industrial_2040_Economic_GWh_After Competition Groups_19 | Process Heat Recovery | 0.4523% | 0.17093 | 31.5152 | Industrial_2040_Economic_GWh_After Competition Groups_Process Heat Recovery
Industrial | Ind ¦ VAV Conversion Project | 2040 | Economic | GWh | After Competition Groups | 30.0668 | 207278.3093 | 0.20728 | 6967.1747 | 0.0043155 | 20 | Industrial_2040_Economic_GWh_After Competition Groups_20 | VAV Conversion Project | 0.4315% | 0.20728 | 30.0668 | Industrial_2040_Economic_GWh_After Competition Groups_VAV Conversion Project
Industrial | Ind ¦ Process Heat Recovery | 2040 | Technical | GWh | After Competition Groups | 31.5152 | 170927.3049 | 0.17093 | 7369.3189 | 0.0042765 | 22 | Industrial_2040_Technical_GWh_After Competition Groups_22 | Process Heat Recovery | 0.4277% | 0.17093 | 31.5152 | Industrial_2040_Technical_GWh_After Competition Groups_Process Heat Recovery
Industrial | Ind ¦ Ventilation Optimization | 2040 | Achievable | GWh | After Competition Groups | 23.4746 | 2874357.9721 | 2.8744 | 5580.7611 | 0.0042063 | 19 | Industrial_2040_Achievable_GWh_After Competition Groups_19 | Ventilation Optimization | 0.4206% | 2.8744 | 23.4746 | Industrial_2040_Achievable_GWh_After Competition Groups_Ventilation Optimization
Industrial | Ind ¦ HVLS Fans | 2040 | Technical | GWh | After Competition Groups | 30.988 | 2353996.7234 | 2.354 | 7369.3189 | 0.004205 | 23 | Industrial_2040_Technical_GWh_After Competition Groups_23 | HVLS Fans | 0.4205% | 2.354 | 30.988 | Industrial_2040_Technical_GWh_After Competition Groups_HVLS Fans
Industrial | Ind ¦ VAV Conversion Project | 2040 | Technical | GWh | After Competition Groups | 30.0668 | 207278.3093 | 0.20728 | 7369.3189 | 0.00408 | 24 | Industrial_2040_Technical_GWh_After Competition Groups_24 | VAV Conversion Project | 0.408% | 0.20728 | 30.0668 | Industrial_2040_Technical_GWh_After Competition Groups_VAV Conversion Project
Industrial | Ind ¦ Improved Controls - Process Cooling | 2040 | Achievable | GWh | After Competition Groups | 22.4598 | 100532.8786 | 0.10053 | 5580.7611 | 0.0040245 | 20 | Industrial_2040_Achievable_GWh_After Competition Groups_20 | Improved Controls - Process Cooling | 0.4024% | 0.10053 | 22.4598 | Industrial_2040_Achievable_GWh_After Competition Groups_Improved Controls - Process Cooling
Industrial | Ind ¦ High Efficiency Battery Charger | 2040 | Economic | GWh | After Competition Groups | 25.4032 | 277355.1754 | 0.27736 | 6967.1747 | 0.0036461 | 21 | Industrial_2040_Economic_GWh_After Competition Groups_21 | High Efficiency Battery Charger | 0.3646% | 0.27736 | 25.4032 | Industrial_2040_Economic_GWh_After Competition Groups_High Efficiency Battery Charger
Industrial | Ind ¦ High Efficiency Battery Charger | 2040 | Achievable | GWh | After Competition Groups | 20.1173 | 277355.1754 | 0.27736 | 5580.7611 | 0.0036048 | 21 | Industrial_2040_Achievable_GWh_After Competition Groups_21 | High Efficiency Battery Charger | 0.3605% | 0.27736 | 20.1173 | Industrial_2040_Achievable_GWh_After Competition Groups_High Efficiency Battery Charger
Industrial | Ind ¦ High Efficiency Battery Charger | 2040 | Technical | GWh | After Competition Groups | 25.4032 | 277355.1754 | 0.27736 | 7369.3189 | 0.0034472 | 25 | Industrial_2040_Technical_GWh_After Competition Groups_25 | High Efficiency Battery Charger | 0.3447% | 0.27736 | 25.4032 | Industrial_2040_Technical_GWh_After Competition Groups_High Efficiency Battery Charger
Industrial | Ind ¦ Low Energy Livestock Waterers | 2040 | Technical | GWh | After Competition Groups | 25.3169 | 946587.0132 | 0.94659 | 7369.3189 | 0.0034354 | 26 | Industrial_2040_Technical_GWh_After Competition Groups_26 | Low Energy Livestock Waterers | 0.3435% | 0.94659 | 25.3169 | Industrial_2040_Technical_GWh_After Competition Groups_Low Energy Livestock Waterers
Industrial | Ind ¦ Improved Controls - Process Cooling | 2040 | Economic | GWh | After Competition Groups | 23.2529 | 100532.8786 | 0.10053 | 6967.1747 | 0.0033375 | 22 | Industrial_2040_Economic_GWh_After Competition Groups_22 | Improved Controls - Process Cooling | 0.3337% | 0.10053 | 23.2529 | Industrial_2040_Economic_GWh_After Competition Groups_Improved Controls - Process Cooling
Industrial | Ind ¦ Improved Controls - Process Cooling | 2040 | Technical | GWh | After Competition Groups | 23.2529 | 100532.8786 | 0.10053 | 7369.3189 | 0.0031554 | 27 | Industrial_2040_Technical_GWh_After Competition Groups_27 | Improved Controls - Process Cooling | 0.3155% | 0.10053 | 23.2529 | Industrial_2040_Technical_GWh_After Competition Groups_Improved Controls - Process Cooling
Industrial | Ind ¦ Synchronous Belts | 2040 | Economic | GWh | After Competition Groups | 20.7517 | 1131289.8507 | 1.1313 | 6967.1747 | 0.0029785 | 23 | Industrial_2040_Economic_GWh_After Competition Groups_23 | Synchronous Belts | 0.2978% | 1.1313 | 20.7517 | Industrial_2040_Economic_GWh_After Competition Groups_Synchronous Belts
Industrial | Ind ¦ Synchronous Belts | 2040 | Technical | GWh | After Competition Groups | 20.7517 | 1131289.8507 | 1.1313 | 7369.3189 | 0.002816 | 28 | Industrial_2040_Technical_GWh_After Competition Groups_28 | Synchronous Belts | 0.2816% | 1.1313 | 20.7517 | Industrial_2040_Technical_GWh_After Competition Groups_Synchronous Belts
Industrial | Ind ¦ Dairy Pre-Cooler | 2040 | Economic | GWh | After Competition Groups | 19.4415 | 415008.3658 | 0.41501 | 6967.1747 | 0.0027904 | 24 | Industrial_2040_Economic_GWh_After Competition Groups_24 | Dairy Pre-Cooler | 0.279% | 0.41501 | 19.4415 | Industrial_2040_Economic_GWh_After Competition Groups_Dairy Pre-Cooler
Industrial | Ind ¦ Process Improvements | 2040 | Achievable | GWh | After Competition Groups | 15.2098 | 53636.2231 | 0.053636 | 5580.7611 | 0.0027254 | 22 | Industrial_2040_Achievable_GWh_After Competition Groups_22 | Process Improvements | 0.2725% | 0.053636 | 15.2098 | Industrial_2040_Achievable_GWh_After Competition Groups_Process Improvements
Industrial | Ind ¦ Dairy Pre-Cooler | 2040 | Achievable | GWh | After Competition Groups | 14.7324 | 415008.3658 | 0.41501 | 5580.7611 | 0.0026399 | 23 | Industrial_2040_Achievable_GWh_After Competition Groups_23 | Dairy Pre-Cooler | 0.264% | 0.41501 | 14.7324 | Industrial_2040_Achievable_GWh_After Competition Groups_Dairy Pre-Cooler
Industrial | Ind ¦ Dairy Pre-Cooler | 2040 | Technical | GWh | After Competition Groups | 19.4415 | 415008.3658 | 0.41501 | 7369.3189 | 0.0026382 | 29 | Industrial_2040_Technical_GWh_After Competition Groups_29 | Dairy Pre-Cooler | 0.2638% | 0.41501 | 19.4415 | Industrial_2040_Technical_GWh_After Competition Groups_Dairy Pre-Cooler
Industrial | Ind ¦ Refrigeration Compressor VFD | 2040 | Achievable | GWh | After Competition Groups | 14.4118 | 283134.2785 | 0.28313 | 5580.7611 | 0.0025824 | 24 | Industrial_2040_Achievable_GWh_After Competition Groups_24 | Refrigeration Compressor VFD | 0.2582% | 0.28313 | 14.4118 | Industrial_2040_Achievable_GWh_After Competition Groups_Refrigeration Compressor VFD
Industrial | Ind ¦ Refrigeration Compressor VFD | 2040 | Economic | GWh | After Competition Groups | 17.1767 | 283134.2785 | 0.28313 | 6967.1747 | 0.0024654 | 25 | Industrial_2040_Economic_GWh_After Competition Groups_25 | Refrigeration Compressor VFD | 0.2465% | 0.28313 | 17.1767 | Industrial_2040_Economic_GWh_After Competition Groups_Refrigeration Compressor VFD
Industrial | Ind ¦ Low Energy Livestock Waterers | 2040 | Achievable | GWh | After Competition Groups | 13.4137 | 946587.0132 | 0.94659 | 5580.7611 | 0.0024036 | 25 | Industrial_2040_Achievable_GWh_After Competition Groups_25 | Low Energy Livestock Waterers | 0.2404% | 0.94659 | 13.4137 | Industrial_2040_Achievable_GWh_After Competition Groups_Low Energy Livestock Waterers
Industrial | Ind ¦ Refrigeration Compressor VFD | 2040 | Technical | GWh | After Competition Groups | 17.1767 | 283134.2785 | 0.28313 | 7369.3189 | 0.0023308 | 30 | Industrial_2040_Technical_GWh_After Competition Groups_30 | Refrigeration Compressor VFD | 0.2331% | 0.28313 | 17.1767 | Industrial_2040_Technical_GWh_After Competition Groups_Refrigeration Compressor VFD
Industrial | Ind ¦ Process Improvements | 2040 | Economic | GWh | After Competition Groups | 15.407 | 53636.2231 | 0.053636 | 6967.1747 | 0.0022114 | 26 | Industrial_2040_Economic_GWh_After Competition Groups_26 | Process Improvements | 0.2211% | 0.053636 | 15.407 | Industrial_2040_Economic_GWh_After Competition Groups_Process Improvements
Industrial | Ind ¦ Process Improvements | 2040 | Technical | GWh | After Competition Groups | 15.407 | 53636.2231 | 0.053636 | 7369.3189 | 0.0020907 | 31 | Industrial_2040_Technical_GWh_After Competition Groups_31 | Process Improvements | 0.2091% | 0.053636 | 15.407 | Industrial_2040_Technical_GWh_After Competition Groups_Process Improvements
Industrial | Ind ¦ Low Energy Livestock Waterers | 2040 | Economic | GWh | After Competition Groups | 13.5841 | 946587.0132 | 0.94659 | 6967.1747 | 0.0019497 | 27 | Industrial_2040_Economic_GWh_After Competition Groups_27 | Low Energy Livestock Waterers | 0.195% | 0.94659 | 13.5841 | Industrial_2040_Economic_GWh_After Competition Groups_Low Energy Livestock Waterers
Industrial | Ind ¦ Synchronous Belts | 2040 | Achievable | GWh | After Competition Groups | 10.4517 | 1131289.8507 | 1.1313 | 5580.7611 | 0.0018728 | 26 | Industrial_2040_Achievable_GWh_After Competition Groups_26 | Synchronous Belts | 0.1873% | 1.1313 | 10.4517 | Industrial_2040_Achievable_GWh_After Competition Groups_Synchronous Belts
Industrial | Ind ¦ Improved Controls - Process Heating | 2040 | Achievable | GWh | After Competition Groups | 9.8022 | 42249.9787 | 0.04225 | 5580.7611 | 0.0017564 | 27 | Industrial_2040_Achievable_GWh_After Competition Groups_27 | Improved Controls - Process Heating | 0.1756% | 0.04225 | 9.8022 | Industrial_2040_Achievable_GWh_After Competition Groups_Improved Controls - Process Heating
Industrial | Ind ¦ Efficient Transformer | 2040 | Technical | GWh | After Competition Groups | 12.7016 | 581613.5236 | 0.58161 | 7369.3189 | 0.0017236 | 32 | Industrial_2040_Technical_GWh_After Competition Groups_32 | Efficient Transformer | 0.1724% | 0.58161 | 12.7016 | Industrial_2040_Technical_GWh_After Competition Groups_Efficient Transformer
Industrial | Ind ¦ High Efficiency Welders | 2040 | Technical | GWh | After Competition Groups | 12.2283 | 722553.2694 | 0.72255 | 7369.3189 | 0.0016594 | 33 | Industrial_2040_Technical_GWh_After Competition Groups_33 | High Efficiency Welders | 0.1659% | 0.72255 | 12.2283 | Industrial_2040_Technical_GWh_After Competition Groups_High Efficiency Welders
Industrial | Ind ¦ Chiller Optimization | 2040 | Technical | GWh | After Competition Groups | 11.3553 | 0 | 0 | 7369.3189 | 0.0015409 | 34 | Industrial_2040_Technical_GWh_After Competition Groups_34 | Chiller Optimization | 0.1541% | 0 | 11.3553 | Industrial_2040_Technical_GWh_After Competition Groups_Chiller Optimization
Industrial | Ind ¦ Free Cooling | 2040 | Economic | GWh | After Competition Groups | 10.3746 | 961241.86 | 0.96124 | 6967.1747 | 0.0014891 | 28 | Industrial_2040_Economic_GWh_After Competition Groups_28 | Free Cooling | 0.1489% | 0.96124 | 10.3746 | Industrial_2040_Economic_GWh_After Competition Groups_Free Cooling
Industrial | Ind ¦ Improved Controls - Process Heating | 2040 | Economic | GWh | After Competition Groups | 10.3192 | 42249.9787 | 0.04225 | 6967.1747 | 0.0014811 | 29 | Industrial_2040_Economic_GWh_After Competition Groups_29 | Improved Controls - Process Heating | 0.1481% | 0.04225 | 10.3192 | Industrial_2040_Economic_GWh_After Competition Groups_Improved Controls - Process Heating
Industrial | Ind ¦ Free Cooling | 2040 | Technical | GWh | After Competition Groups | 10.3746 | 961241.86 | 0.96124 | 7369.3189 | 0.0014078 | 35 | Industrial_2040_Technical_GWh_After Competition Groups_35 | Free Cooling | 0.1408% | 0.96124 | 10.3746 | Industrial_2040_Technical_GWh_After Competition Groups_Free Cooling
Industrial | Ind ¦ Improved Controls - Process Heating | 2040 | Technical | GWh | After Competition Groups | 10.3192 | 42249.9787 | 0.04225 | 7369.3189 | 0.0014003 | 36 | Industrial_2040_Technical_GWh_After Competition Groups_36 | Improved Controls - Process Heating | 0.14% | 0.04225 | 10.3192 | Industrial_2040_Technical_GWh_After Competition Groups_Improved Controls - Process Heating
Industrial | Ind ¦ Free Cooling | 2040 | Achievable | GWh | After Competition Groups | 7.7464 | 961241.86 | 0.96124 | 5580.7611 | 0.0013881 | 28 | Industrial_2040_Achievable_GWh_After Competition Groups_28 | Free Cooling | 0.1388% | 0.96124 | 7.7464 | Industrial_2040_Achievable_GWh_After Competition Groups_Free Cooling
Industrial | Ind ¦ Cooling Tower Optimization | 2040 | Economic | GWh | After Competition Groups | 8.626 | 499733.7323 | 0.49973 | 6967.1747 | 0.0012381 | 30 | Industrial_2040_Economic_GWh_After Competition Groups_30 | Cooling Tower Optimization | 0.1238% | 0.49973 | 8.626 | Industrial_2040_Economic_GWh_After Competition Groups_Cooling Tower Optimization
Industrial | Ind ¦ Cooling Tower Optimization | 2040 | Technical | GWh | After Competition Groups | 8.626 | 499733.7323 | 0.49973 | 7369.3189 | 0.0011705 | 37 | Industrial_2040_Technical_GWh_After Competition Groups_37 | Cooling Tower Optimization | 0.1171% | 0.49973 | 8.626 | Industrial_2040_Technical_GWh_After Competition Groups_Cooling Tower Optimization
Industrial | Ind ¦ Engine Block Heater Timer | 2040 | Achievable | GWh | After Competition Groups | 5.9817 | 15961.7161 | 0.015962 | 5580.7611 | 0.0010718 | 29 | Industrial_2040_Achievable_GWh_After Competition Groups_29 | Engine Block Heater Timer | 0.1072% | 0.015962 | 5.9817 | Industrial_2040_Achievable_GWh_After Competition Groups_Engine Block Heater Timer
Industrial | Ind ¦ Cooling Tower Optimization | 2040 | Achievable | GWh | After Competition Groups | 5.6325 | 499733.7323 | 0.49973 | 5580.7611 | 0.0010093 | 30 | Industrial_2040_Achievable_GWh_After Competition Groups_30 | Cooling Tower Optimization | 0.1009% | 0.49973 | 5.6325 | Industrial_2040_Achievable_GWh_After Competition Groups_Cooling Tower Optimization
Industrial | Ind ¦ Engine Block Heater Timer | 2040 | Economic | GWh | After Competition Groups | 6.071 | 15961.7161 | 0.015962 | 6967.1747 | 0.00087138 | 31 | Industrial_2040_Economic_GWh_After Competition Groups_31 | Engine Block Heater Timer | 0.08714% | 0.015962 | 6.071 | Industrial_2040_Economic_GWh_After Competition Groups_Engine Block Heater Timer
Industrial | Ind ¦ Engine Block Heater Timer | 2040 | Technical | GWh | After Competition Groups | 6.071 | 15961.7161 | 0.015962 | 7369.3189 | 0.00082383 | 38 | Industrial_2040_Technical_GWh_After Competition Groups_38 | Engine Block Heater Timer | 0.08238% | 0.015962 | 6.071 | Industrial_2040_Technical_GWh_After Competition Groups_Engine Block Heater Timer
Industrial | Ind ¦ Premium Efficient Motors | 2040 | Achievable | GWh | After Competition Groups | 4.1125 | 9825139.1097 | 9.8251 | 5580.7611 | 0.0007369 | 31 | Industrial_2040_Achievable_GWh_After Competition Groups_31 | Premium Efficient Motors | 0.07369% | 9.8251 | 4.1125 | Industrial_2040_Achievable_GWh_After Competition Groups_Premium Efficient Motors
Industrial | Ind ¦ Heat Lamps/Heat Pad | 2040 | Technical | GWh | After Competition Groups | 5.0279 | 91519.5042 | 0.09152 | 7369.3189 | 0.00068228 | 39 | Industrial_2040_Technical_GWh_After Competition Groups_39 | Heat Lamps/Heat Pad | 0.06823% | 0.09152 | 5.0279 | Industrial_2040_Technical_GWh_After Competition Groups_Heat Lamps/Heat Pad
Industrial | Ind ¦ Efficient Refrigeration Compressor | 2040 | Achievable | GWh | After Competition Groups | 3.6337 | 10062.2921 | 0.010062 | 5580.7611 | 0.00065111 | 32 | Industrial_2040_Achievable_GWh_After Competition Groups_32 | Efficient Refrigeration Compressor | 0.06511% | 0.010062 | 3.6337 | Industrial_2040_Achievable_GWh_After Competition Groups_Efficient Refrigeration Compressor
Industrial | Ind ¦ HVLS Fans | 2040 | Achievable | GWh | After Competition Groups | 3.2422 | 2353996.7234 | 2.354 | 5580.7611 | 0.00058096 | 33 | Industrial_2040_Achievable_GWh_After Competition Groups_33 | HVLS Fans | 0.0581% | 2.354 | 3.2422 | Industrial_2040_Achievable_GWh_After Competition Groups_HVLS Fans
Industrial | Ind ¦ Efficient Refrigeration Compressor | 2040 | Economic | GWh | After Competition Groups | 4.0225 | 10062.2921 | 0.010062 | 6967.1747 | 0.00057735 | 32 | Industrial_2040_Economic_GWh_After Competition Groups_32 | Efficient Refrigeration Compressor | 0.05773% | 0.010062 | 4.0225 | Industrial_2040_Economic_GWh_After Competition Groups_Efficient Refrigeration Compressor
Industrial | Ind ¦ Efficient Refrigeration Compressor | 2040 | Technical | GWh | After Competition Groups | 4.0225 | 10062.2921 | 0.010062 | 7369.3189 | 0.00054584 | 40 | Industrial_2040_Technical_GWh_After Competition Groups_40 | Efficient Refrigeration Compressor | 0.05458% | 0.010062 | 4.0225 | Industrial_2040_Technical_GWh_After Competition Groups_Efficient Refrigeration Compressor
Industrial | Ind ¦ Air Compressor Heat Recovery | 2040 | Achievable | GWh | After Competition Groups | 2.5766 | 13457.345 | 0.013457 | 5580.7611 | 0.0004617 | 34 | Industrial_2040_Achievable_GWh_After Competition Groups_34 | Air Compressor Heat Recovery | 0.04617% | 0.013457 | 2.5766 | Industrial_2040_Achievable_GWh_After Competition Groups_Air Compressor Heat Recovery
Industrial | Ind ¦ Heat Lamps/Heat Pad | 2040 | Achievable | GWh | After Competition Groups | 2.4566 | 91519.5042 | 0.09152 | 5580.7611 | 0.0004402 | 35 | Industrial_2040_Achievable_GWh_After Competition Groups_35 | Heat Lamps/Heat Pad | 0.04402% | 0.09152 | 2.4566 | Industrial_2040_Achievable_GWh_After Competition Groups_Heat Lamps/Heat Pad
Industrial | Ind ¦ Efficient Transformer | 2040 | Achievable | GWh | After Competition Groups | 2.1914 | 581613.5236 | 0.58161 | 5580.7611 | 0.00039267 | 36 | Industrial_2040_Achievable_GWh_After Competition Groups_36 | Efficient Transformer | 0.03927% | 0.58161 | 2.1914 | Industrial_2040_Achievable_GWh_After Competition Groups_Efficient Transformer
Industrial | Ind ¦ Air Compressor Heat Recovery | 2040 | Economic | GWh | After Competition Groups | 2.7256 | 13457.345 | 0.013457 | 6967.1747 | 0.00039121 | 33 | Industrial_2040_Economic_GWh_After Competition Groups_33 | Air Compressor Heat Recovery | 0.03912% | 0.013457 | 2.7256 | Industrial_2040_Economic_GWh_After Competition Groups_Air Compressor Heat Recovery
Industrial | Ind ¦ Air Compressor Heat Recovery | 2040 | Technical | GWh | After Competition Groups | 2.7256 | 13457.345 | 0.013457 | 7369.3189 | 0.00036986 | 41 | Industrial_2040_Technical_GWh_After Competition Groups_41 | Air Compressor Heat Recovery | 0.03699% | 0.013457 | 2.7256 | Industrial_2040_Technical_GWh_After Competition Groups_Air Compressor Heat Recovery
Industrial | Ind ¦ Creep Heat Controller | 2040 | Economic | GWh | After Competition Groups | 2.5185 | 94060.1426 | 0.09406 | 6967.1747 | 0.00036148 | 34 | Industrial_2040_Economic_GWh_After Competition Groups_34 | Creep Heat Controller | 0.03615% | 0.09406 | 2.5185 | Industrial_2040_Economic_GWh_After Competition Groups_Creep Heat Controller
Industrial | Ind ¦ High Efficiency Welders | 2040 | Achievable | GWh | After Competition Groups | 1.9119 | 722553.2694 | 0.72255 | 5580.7611 | 0.00034258 | 37 | Industrial_2040_Achievable_GWh_After Competition Groups_37 | High Efficiency Welders | 0.03426% | 0.72255 | 1.9119 | Industrial_2040_Achievable_GWh_After Competition Groups_High Efficiency Welders
Industrial | Ind ¦ Creep Heat Controller | 2040 | Technical | GWh | After Competition Groups | 2.5185 | 94060.1426 | 0.09406 | 7369.3189 | 0.00034175 | 42 | Industrial_2040_Technical_GWh_After Competition Groups_42 | Creep Heat Controller | 0.03418% | 0.09406 | 2.5185 | Industrial_2040_Technical_GWh_After Competition Groups_Creep Heat Controller
Industrial | Ind ¦ Optimize Compressed Air Dryer | 2040 | Economic | GWh | After Competition Groups | 1.9666 | 222109.1948 | 0.22211 | 6967.1747 | 0.00028227 | 35 | Industrial_2040_Economic_GWh_After Competition Groups_35 | Optimize Compressed Air Dryer | 0.02823% | 0.22211 | 1.9666 | Industrial_2040_Economic_GWh_After Competition Groups_Optimize Compressed Air Dryer
Industrial | Ind ¦ Optimize Compressed Air Dryer | 2040 | Technical | GWh | After Competition Groups | 1.9666 | 222109.1948 | 0.22211 | 7369.3189 | 0.00026687 | 43 | Industrial_2040_Technical_GWh_After Competition Groups_43 | Optimize Compressed Air Dryer | 0.02669% | 0.22211 | 1.9666 | Industrial_2040_Technical_GWh_After Competition Groups_Optimize Compressed Air Dryer
Industrial | Ind ¦ Heat Lamps/Heat Pad | 2040 | Economic | GWh | After Competition Groups | 1.7633 | 91519.5042 | 0.09152 | 6967.1747 | 0.00025309 | 36 | Industrial_2040_Economic_GWh_After Competition Groups_36 | Heat Lamps/Heat Pad | 0.02531% | 0.09152 | 1.7633 | Industrial_2040_Economic_GWh_After Competition Groups_Heat Lamps/Heat Pad
Industrial | Ind ¦ Efficient Transformer | 2040 | Economic | GWh | After Competition Groups | 1.5474 | 581613.5236 | 0.58161 | 6967.1747 | 0.0002221 | 37 | Industrial_2040_Economic_GWh_After Competition Groups_37 | Efficient Transformer | 0.02221% | 0.58161 | 1.5474 | Industrial_2040_Economic_GWh_After Competition Groups_Efficient Transformer
Industrial | Ind ¦ Dual and Natural Exhaust Ventilation Systems | 2040 | Technical | GWh | After Competition Groups | 1.5643 | 125050.5074 | 0.12505 | 7369.3189 | 0.00021228 | 44 | Industrial_2040_Technical_GWh_After Competition Groups_44 | Dual and Natural Exhaust Ventilation Systems | 0.02123% | 0.12505 | 1.5643 | Industrial_2040_Technical_GWh_After Competition Groups_Dual and Natural Exhaust Ventilation Systems
Industrial | Ind ¦ High Efficiency Welders | 2040 | Economic | GWh | After Competition Groups | 1.2012 | 722553.2694 | 0.72255 | 6967.1747 | 0.00017241 | 38 | Industrial_2040_Economic_GWh_After Competition Groups_38 | High Efficiency Welders | 0.01724% | 0.72255 | 1.2012 | Industrial_2040_Economic_GWh_After Competition Groups_High Efficiency Welders
Industrial | Ind ¦ Dairy Water Heater | 2040 | Achievable | GWh | After Competition Groups | 0.79543 | 21169.146 | 0.021169 | 5580.7611 | 0.00014253 | 38 | Industrial_2040_Achievable_GWh_After Competition Groups_38 | Dairy Water Heater | 0.01425% | 0.021169 | 0.79543 | Industrial_2040_Achievable_GWh_After Competition Groups_Dairy Water Heater
Industrial | Ind ¦ Dairy Water Heater | 2040 | Economic | GWh | After Competition Groups | 0.98181 | 21169.146 | 0.021169 | 6967.1747 | 0.00014092 | 39 | Industrial_2040_Economic_GWh_After Competition Groups_39 | Dairy Water Heater | 0.01409% | 0.021169 | 0.98181 | Industrial_2040_Economic_GWh_After Competition Groups_Dairy Water Heater
Industrial | Ind ¦ Dairy Water Heater | 2040 | Technical | GWh | After Competition Groups | 0.98181 | 21169.146 | 0.021169 | 7369.3189 | 0.00013323 | 45 | Industrial_2040_Technical_GWh_After Competition Groups_45 | Dairy Water Heater | 0.01332% | 0.021169 | 0.98181 | Industrial_2040_Technical_GWh_After Competition Groups_Dairy Water Heater
Industrial | Ind ¦ Optimize Compressed Air Dryer | 2040 | Achievable | GWh | After Competition Groups | 0.68361 | 222109.1948 | 0.22211 | 5580.7611 | 0.00012249 | 39 | Industrial_2040_Achievable_GWh_After Competition Groups_39 | Optimize Compressed Air Dryer | 0.01225% | 0.22211 | 0.68361 | Industrial_2040_Achievable_GWh_After Competition Groups_Optimize Compressed Air Dryer
Industrial | Ind ¦ Dual and Natural Exhaust Ventilation Systems | 2040 | Economic | GWh | After Competition Groups | 0.73152 | 125050.5074 | 0.12505 | 6967.1747 | 0.000105 | 40 | Industrial_2040_Economic_GWh_After Competition Groups_40 | Dual and Natural Exhaust Ventilation Systems | 0.0105% | 0.12505 | 0.73152 | Industrial_2040_Economic_GWh_After Competition Groups_Dual and Natural Exhaust Ventilation Systems
Industrial | Ind ¦ HVLS Fans | 2040 | Economic | GWh | After Competition Groups | 0.6871 | 2353996.7234 | 2.354 | 6967.1747 | 9.862e-05 | 41 | Industrial_2040_Economic_GWh_After Competition Groups_41 | HVLS Fans | 0.009862% | 2.354 | 0.6871 | Industrial_2040_Economic_GWh_After Competition Groups_HVLS Fans
Industrial | Ind ¦ Dual and Natural Exhaust Ventilation Systems | 2040 | Achievable | GWh | After Competition Groups | 0.48466 | 125050.5074 | 0.12505 | 5580.7611 | 8.6846e-05 | 40 | Industrial_2040_Achievable_GWh_After Competition Groups_40 | Dual and Natural Exhaust Ventilation Systems | 0.008685% | 0.12505 | 0.48466 | Industrial_2040_Achievable_GWh_After Competition Groups_Dual and Natural Exhaust Ventilation Systems
Industrial | Ind ¦ Creep Heat Controller | 2040 | Achievable | GWh | After Competition Groups | 0.47768 | 94060.1426 | 0.09406 | 5580.7611 | 8.5595e-05 | 41 | Industrial_2040_Achievable_GWh_After Competition Groups_41 | Creep Heat Controller | 0.008559% | 0.09406 | 0.47768 | Industrial_2040_Achievable_GWh_After Competition Groups_Creep Heat Controller
Industrial | Ind ¦ Pump System Optimization | 2041 | Economic | GWh | After Competition Groups | 1223.8356 | 18556611.4595 | 18.5566 | 6989.3294 | 0.1751 | 1 | Industrial_2041_Economic_GWh_After Competition Groups_1 | Pump System Optimization | 17.51% | 18.5566 | 1223.8356 | Industrial_2041_Economic_GWh_After Competition Groups_Pump System Optimization
Industrial | Ind ¦ Pump System Optimization | 2041 | Achievable | GWh | After Competition Groups | 979.0453 | 18556611.4595 | 18.5566 | 5749.375 | 0.17029 | 1 | Industrial_2041_Achievable_GWh_After Competition Groups_1 | Pump System Optimization | 17.03% | 18.5566 | 979.0453 | Industrial_2041_Achievable_GWh_After Competition Groups_Pump System Optimization
Industrial | Ind ¦ Pump System Optimization | 2041 | Technical | GWh | After Competition Groups | 1244.712 | 18556611.4595 | 18.5566 | 7390.3719 | 0.16842 | 1 | Industrial_2041_Technical_GWh_After Competition Groups_1 | Pump System Optimization | 16.84% | 18.5566 | 1244.712 | Industrial_2041_Technical_GWh_After Competition Groups_Pump System Optimization
Industrial | Ind ¦ HE Lighting | 2041 | Technical | GWh | After Competition Groups | 828.4258 | 28485351.4036 | 28.4854 | 7390.3719 | 0.1121 | 2 | Industrial_2041_Technical_GWh_After Competition Groups_2 | HE Lighting | 11.21% | 28.4854 | 828.4258 | Industrial_2041_Technical_GWh_After Competition Groups_HE Lighting
Industrial | Ind ¦ HE Lighting | 2041 | Economic | GWh | After Competition Groups | 778.6867 | 28485351.4036 | 28.4854 | 6989.3294 | 0.11141 | 2 | Industrial_2041_Economic_GWh_After Competition Groups_2 | HE Lighting | 11.14% | 28.4854 | 778.6867 | Industrial_2041_Economic_GWh_After Competition Groups_HE Lighting
Industrial | Ind ¦ Air Leak Survey and Repair | 2041 | Achievable | GWh | After Competition Groups | 558.5388 | 175479.1192 | 0.17548 | 5749.375 | 0.097148 | 2 | Industrial_2041_Achievable_GWh_After Competition Groups_2 | Air Leak Survey and Repair | 9.715% | 0.17548 | 558.5388 | Industrial_2041_Achievable_GWh_After Competition Groups_Air Leak Survey and Repair
Industrial | Ind ¦ HE Lighting | 2041 | Achievable | GWh | After Competition Groups | 550.1205 | 28485351.4036 | 28.4854 | 5749.375 | 0.095684 | 3 | Industrial_2041_Achievable_GWh_After Competition Groups_3 | HE Lighting | 9.568% | 28.4854 | 550.1205 | Industrial_2041_Achievable_GWh_After Competition Groups_HE Lighting
Industrial | Ind ¦ Greenhouse Grow Lights | 2041 | Achievable | GWh | After Competition Groups | 510.9488 | 5860224.4504 | 5.8602 | 5749.375 | 0.08887 | 4 | Industrial_2041_Achievable_GWh_After Competition Groups_4 | Greenhouse Grow Lights | 8.887% | 5.8602 | 510.9488 | Industrial_2041_Achievable_GWh_After Competition Groups_Greenhouse Grow Lights
Industrial | Ind ¦ Greenhouse Grow Lights | 2041 | Economic | GWh | After Competition Groups | 617.8021 | 5860224.4504 | 5.8602 | 6989.3294 | 0.088392 | 3 | Industrial_2041_Economic_GWh_After Competition Groups_3 | Greenhouse Grow Lights | 8.839% | 5.8602 | 617.8021 | Industrial_2041_Economic_GWh_After Competition Groups_Greenhouse Grow Lights
Industrial | Ind ¦ Pump Equipment Upgrade | 2041 | Achievable | GWh | After Competition Groups | 498.8958 | 9978996.3325 | 9.979 | 5749.375 | 0.086774 | 5 | Industrial_2041_Achievable_GWh_After Competition Groups_5 | Pump Equipment Upgrade | 8.677% | 9.979 | 498.8958 | Industrial_2041_Achievable_GWh_After Competition Groups_Pump Equipment Upgrade
Industrial | Ind ¦ Air Compressor Optimization | 2041 | Achievable | GWh | After Competition Groups | 492.9898 | 650104.3436 | 0.6501 | 5749.375 | 0.085747 | 6 | Industrial_2041_Achievable_GWh_After Competition Groups_6 | Air Compressor Optimization | 8.575% | 0.6501 | 492.9898 | Industrial_2041_Achievable_GWh_After Competition Groups_Air Compressor Optimization
Industrial | Ind ¦ Greenhouse Grow Lights | 2041 | Technical | GWh | After Competition Groups | 617.8021 | 5860224.4504 | 5.8602 | 7390.3719 | 0.083596 | 3 | Industrial_2041_Technical_GWh_After Competition Groups_3 | Greenhouse Grow Lights | 8.36% | 5.8602 | 617.8021 | Industrial_2041_Technical_GWh_After Competition Groups_Greenhouse Grow Lights
Industrial | Ind ¦ Pump Equipment Upgrade | 2041 | Economic | GWh | After Competition Groups | 583.0761 | 9978996.3325 | 9.979 | 6989.3294 | 0.083424 | 4 | Industrial_2041_Economic_GWh_After Competition Groups_4 | Pump Equipment Upgrade | 8.342% | 9.979 | 583.0761 | Industrial_2041_Economic_GWh_After Competition Groups_Pump Equipment Upgrade
Industrial | Ind ¦ Air Leak Survey and Repair | 2041 | Economic | GWh | After Competition Groups | 578.2875 | 175479.1192 | 0.17548 | 6989.3294 | 0.082739 | 5 | Industrial_2041_Economic_GWh_After Competition Groups_5 | Air Leak Survey and Repair | 8.274% | 0.17548 | 578.2875 | Industrial_2041_Economic_GWh_After Competition Groups_Air Leak Survey and Repair
Industrial | Ind ¦ Air Compressor Optimization | 2041 | Economic | GWh | After Competition Groups | 574.9617 | 650104.3436 | 0.6501 | 6989.3294 | 0.082263 | 6 | Industrial_2041_Economic_GWh_After Competition Groups_6 | Air Compressor Optimization | 8.226% | 0.6501 | 574.9617 | Industrial_2041_Economic_GWh_After Competition Groups_Air Compressor Optimization
Industrial | Ind ¦ Pump Equipment Upgrade | 2041 | Technical | GWh | After Competition Groups | 583.0761 | 9978996.3325 | 9.979 | 7390.3719 | 0.078897 | 4 | Industrial_2041_Technical_GWh_After Competition Groups_4 | Pump Equipment Upgrade | 7.89% | 9.979 | 583.0761 | Industrial_2041_Technical_GWh_After Competition Groups_Pump Equipment Upgrade
Industrial | Ind ¦ Air Leak Survey and Repair | 2041 | Technical | GWh | After Competition Groups | 578.2875 | 175479.1192 | 0.17548 | 7390.3719 | 0.078249 | 5 | Industrial_2041_Technical_GWh_After Competition Groups_5 | Air Leak Survey and Repair | 7.825% | 0.17548 | 578.2875 | Industrial_2041_Technical_GWh_After Competition Groups_Air Leak Survey and Repair
Industrial | Ind ¦ Air Compressor Optimization | 2041 | Technical | GWh | After Competition Groups | 574.9617 | 650104.3436 | 0.6501 | 7390.3719 | 0.077799 | 6 | Industrial_2041_Technical_GWh_After Competition Groups_6 | Air Compressor Optimization | 7.78% | 0.6501 | 574.9617 | Industrial_2041_Technical_GWh_After Competition Groups_Air Compressor Optimization
Industrial | Ind ¦ Recommissioning | 2041 | Achievable | GWh | After Competition Groups | 427.9259 | 780493.6778 | 0.78049 | 5749.375 | 0.07443 | 7 | Industrial_2041_Achievable_GWh_After Competition Groups_7 | Recommissioning | 7.443% | 0.78049 | 427.9259 | Industrial_2041_Achievable_GWh_After Competition Groups_Recommissioning
Industrial | Ind ¦ SEM | 2041 | Achievable | GWh | After Competition Groups | 427.9259 | 780493.6778 | 0.78049 | 5749.375 | 0.07443 | 8 | Industrial_2041_Achievable_GWh_After Competition Groups_8 | SEM | 7.443% | 0.78049 | 427.9259 | Industrial_2041_Achievable_GWh_After Competition Groups_SEM
Industrial | Ind ¦ Efficient Compressed Air Nozzles | 2041 | Economic | GWh | After Competition Groups | 494.4912 | 295236.1521 | 0.29524 | 6989.3294 | 0.070749 | 7 | Industrial_2041_Economic_GWh_After Competition Groups_7 | Efficient Compressed Air Nozzles | 7.075% | 0.29524 | 494.4912 | Industrial_2041_Economic_GWh_After Competition Groups_Efficient Compressed Air Nozzles
Industrial | Ind ¦ Efficient Compressed Air Nozzles | 2041 | Achievable | GWh | After Competition Groups | 387.9914 | 295236.1521 | 0.29524 | 5749.375 | 0.067484 | 9 | Industrial_2041_Achievable_GWh_After Competition Groups_9 | Efficient Compressed Air Nozzles | 6.748% | 0.29524 | 387.9914 | Industrial_2041_Achievable_GWh_After Competition Groups_Efficient Compressed Air Nozzles
Industrial | Ind ¦ Efficient Compressed Air Nozzles | 2041 | Technical | GWh | After Competition Groups | 494.4912 | 295236.1521 | 0.29524 | 7390.3719 | 0.06691 | 7 | Industrial_2041_Technical_GWh_After Competition Groups_7 | Efficient Compressed Air Nozzles | 6.691% | 0.29524 | 494.4912 | Industrial_2041_Technical_GWh_After Competition Groups_Efficient Compressed Air Nozzles
Industrial | Ind ¦ Recommissioning | 2041 | Economic | GWh | After Competition Groups | 433.7358 | 780493.6778 | 0.78049 | 6989.3294 | 0.062057 | 8 | Industrial_2041_Economic_GWh_After Competition Groups_8 | Recommissioning | 6.206% | 0.78049 | 433.7358 | Industrial_2041_Economic_GWh_After Competition Groups_Recommissioning
Industrial | Ind ¦ SEM | 2041 | Economic | GWh | After Competition Groups | 433.7358 | 780493.6778 | 0.78049 | 6989.3294 | 0.062057 | 9 | Industrial_2041_Economic_GWh_After Competition Groups_9 | SEM | 6.206% | 0.78049 | 433.7358 | Industrial_2041_Economic_GWh_After Competition Groups_SEM
Industrial | Ind ¦ Recommissioning | 2041 | Technical | GWh | After Competition Groups | 433.7358 | 780493.6778 | 0.78049 | 7390.3719 | 0.058689 | 8 | Industrial_2041_Technical_GWh_After Competition Groups_8 | Recommissioning | 5.869% | 0.78049 | 433.7358 | Industrial_2041_Technical_GWh_After Competition Groups_Recommissioning
Industrial | Ind ¦ SEM | 2041 | Technical | GWh | After Competition Groups | 433.7358 | 780493.6778 | 0.78049 | 7390.3719 | 0.058689 | 9 | Industrial_2041_Technical_GWh_After Competition Groups_9 | SEM | 5.869% | 0.78049 | 433.7358 | Industrial_2041_Technical_GWh_After Competition Groups_SEM
Industrial | Ind ¦ High Efficiency HVAC Fans | 2041 | Economic | GWh | After Competition Groups | 388.5926 | 1340381.5195 | 1.3404 | 6989.3294 | 0.055598 | 10 | Industrial_2041_Economic_GWh_After Competition Groups_10 | High Efficiency HVAC Fans | 5.56% | 1.3404 | 388.5926 | Industrial_2041_Economic_GWh_After Competition Groups_High Efficiency HVAC Fans
Industrial | Ind ¦ High Efficiency HVAC Fans | 2041 | Achievable | GWh | After Competition Groups | 316.2015 | 1340381.5195 | 1.3404 | 5749.375 | 0.054998 | 10 | Industrial_2041_Achievable_GWh_After Competition Groups_10 | High Efficiency HVAC Fans | 5.5% | 1.3404 | 316.2015 | Industrial_2041_Achievable_GWh_After Competition Groups_High Efficiency HVAC Fans
Industrial | Ind ¦ High Efficiency HVAC Fans | 2041 | Technical | GWh | After Competition Groups | 388.5926 | 1340381.5195 | 1.3404 | 7390.3719 | 0.052581 | 10 | Industrial_2041_Technical_GWh_After Competition Groups_10 | High Efficiency HVAC Fans | 5.258% | 1.3404 | 388.5926 | Industrial_2041_Technical_GWh_After Competition Groups_High Efficiency HVAC Fans
Industrial | Ind ¦ Process Optimization (Elec) | 2041 | Economic | GWh | After Competition Groups | 159.0013 | 595271.9537 | 0.59527 | 6989.3294 | 0.022749 | 11 | Industrial_2041_Economic_GWh_After Competition Groups_11 | Process Optimization (Elec) | 2.275% | 0.59527 | 159.0013 | Industrial_2041_Economic_GWh_After Competition Groups_Process Optimization (Elec)
Industrial | Ind ¦ Premium Efficient Motors | 2041 | Technical | GWh | After Competition Groups | 162.7315 | 11503848.0807 | 11.5038 | 7390.3719 | 0.022019 | 11 | Industrial_2041_Technical_GWh_After Competition Groups_11 | Premium Efficient Motors | 2.202% | 11.5038 | 162.7315 | Industrial_2041_Technical_GWh_After Competition Groups_Premium Efficient Motors
Industrial | Ind ¦ Process Optimization (Elec) | 2041 | Technical | GWh | After Competition Groups | 159.0013 | 595271.9537 | 0.59527 | 7390.3719 | 0.021515 | 12 | Industrial_2041_Technical_GWh_After Competition Groups_12 | Process Optimization (Elec) | 2.151% | 0.59527 | 159.0013 | Industrial_2041_Technical_GWh_After Competition Groups_Process Optimization (Elec)
Industrial | Ind ¦ Premium Efficient Motors | 2041 | Economic | GWh | After Competition Groups | 97.2448 | 11503848.0807 | 11.5038 | 6989.3294 | 0.013913 | 12 | Industrial_2041_Economic_GWh_After Competition Groups_12 | Premium Efficient Motors | 1.391% | 11.5038 | 97.2448 | Industrial_2041_Economic_GWh_After Competition Groups_Premium Efficient Motors
Industrial | Ind ¦ Fan System Optimization | 2041 | Achievable | GWh | After Competition Groups | 67.9907 | 687950.2138 | 0.68795 | 5749.375 | 0.011826 | 11 | Industrial_2041_Achievable_GWh_After Competition Groups_11 | Fan System Optimization | 1.183% | 0.68795 | 67.9907 | Industrial_2041_Achievable_GWh_After Competition Groups_Fan System Optimization
Industrial | Ind ¦ Fan System Optimization | 2041 | Economic | GWh | After Competition Groups | 75.2626 | 687950.2138 | 0.68795 | 6989.3294 | 0.010768 | 13 | Industrial_2041_Economic_GWh_After Competition Groups_13 | Fan System Optimization | 1.077% | 0.68795 | 75.2626 | Industrial_2041_Economic_GWh_After Competition Groups_Fan System Optimization
Industrial | Ind ¦ Material Handling Improvements | 2041 | Achievable | GWh | After Competition Groups | 60.9584 | 75163.4131 | 0.075163 | 5749.375 | 0.010603 | 12 | Industrial_2041_Achievable_GWh_After Competition Groups_12 | Material Handling Improvements | 1.06% | 0.075163 | 60.9584 | Industrial_2041_Achievable_GWh_After Competition Groups_Material Handling Improvements
Industrial | Ind ¦ Efficient Irrigation | 2041 | Economic | GWh | After Competition Groups | 73.9515 | 1413180.4536 | 1.4132 | 6989.3294 | 0.010581 | 14 | Industrial_2041_Economic_GWh_After Competition Groups_14 | Efficient Irrigation | 1.058% | 1.4132 | 73.9515 | Industrial_2041_Economic_GWh_After Competition Groups_Efficient Irrigation
Industrial | Ind ¦ Material Handling Improvements | 2041 | Economic | GWh | After Competition Groups | 71.9207 | 75163.4131 | 0.075163 | 6989.3294 | 0.01029 | 15 | Industrial_2041_Economic_GWh_After Competition Groups_15 | Material Handling Improvements | 1.029% | 0.075163 | 71.9207 | Industrial_2041_Economic_GWh_After Competition Groups_Material Handling Improvements
Industrial | Ind ¦ Pulp and Paper Process Improvements | 2041 | Achievable | GWh | After Competition Groups | 58.7037 | 586486.8174 | 0.58649 | 5749.375 | 0.01021 | 13 | Industrial_2041_Achievable_GWh_After Competition Groups_13 | Pulp and Paper Process Improvements | 1.021% | 0.58649 | 58.7037 | Industrial_2041_Achievable_GWh_After Competition Groups_Pulp and Paper Process Improvements
Industrial | Ind ¦ Fan System Optimization | 2041 | Technical | GWh | After Competition Groups | 75.2626 | 687950.2138 | 0.68795 | 7390.3719 | 0.010184 | 13 | Industrial_2041_Technical_GWh_After Competition Groups_13 | Fan System Optimization | 1.018% | 0.68795 | 75.2626 | Industrial_2041_Technical_GWh_After Competition Groups_Fan System Optimization
Industrial | Ind ¦ Efficient Irrigation | 2041 | Technical | GWh | After Competition Groups | 73.9515 | 1413180.4536 | 1.4132 | 7390.3719 | 0.010006 | 14 | Industrial_2041_Technical_GWh_After Competition Groups_14 | Efficient Irrigation | 1.001% | 1.4132 | 73.9515 | Industrial_2041_Technical_GWh_After Competition Groups_Efficient Irrigation
Industrial | Ind ¦ HE HVAC Units | 2041 | Technical | GWh | After Competition Groups | 73.2591 | 0 | 0 | 7390.3719 | 0.0099128 | 15 | Industrial_2041_Technical_GWh_After Competition Groups_15 | HE HVAC Units | 0.9913% | 0 | 73.2591 | Industrial_2041_Technical_GWh_After Competition Groups_HE HVAC Units
Industrial | Ind ¦ HE HVAC Controls | 2041 | Technical | GWh | After Competition Groups | 72.4818 | 0 | 0 | 7390.3719 | 0.0098076 | 16 | Industrial_2041_Technical_GWh_After Competition Groups_16 | HE HVAC Controls | 0.9808% | 0 | 72.4818 | Industrial_2041_Technical_GWh_After Competition Groups_HE HVAC Controls
Industrial | Ind ¦ Material Handling Improvements | 2041 | Technical | GWh | After Competition Groups | 71.9207 | 75163.4131 | 0.075163 | 7390.3719 | 0.0097317 | 17 | Industrial_2041_Technical_GWh_After Competition Groups_17 | Material Handling Improvements | 0.9732% | 0.075163 | 71.9207 | Industrial_2041_Technical_GWh_After Competition Groups_Material Handling Improvements
Industrial | Ind ¦ Efficient Irrigation | 2041 | Achievable | GWh | After Competition Groups | 52.5616 | 1413180.4536 | 1.4132 | 5749.375 | 0.0091421 | 14 | Industrial_2041_Achievable_GWh_After Competition Groups_14 | Efficient Irrigation | 0.9142% | 1.4132 | 52.5616 | Industrial_2041_Achievable_GWh_After Competition Groups_Efficient Irrigation
Industrial | Ind ¦ Process Optimization (Elec) | 2041 | Achievable | GWh | After Competition Groups | 52.1945 | 595271.9537 | 0.59527 | 5749.375 | 0.0090783 | 15 | Industrial_2041_Achievable_GWh_After Competition Groups_15 | Process Optimization (Elec) | 0.9078% | 0.59527 | 52.1945 | Industrial_2041_Achievable_GWh_After Competition Groups_Process Optimization (Elec)
Industrial | Ind ¦ Pulp and Paper Process Improvements | 2041 | Economic | GWh | After Competition Groups | 60.1282 | 586486.8174 | 0.58649 | 6989.3294 | 0.0086029 | 16 | Industrial_2041_Economic_GWh_After Competition Groups_16 | Pulp and Paper Process Improvements | 0.8603% | 0.58649 | 60.1282 | Industrial_2041_Economic_GWh_After Competition Groups_Pulp and Paper Process Improvements
Industrial | Ind ¦ Pulp and Paper Process Improvements | 2041 | Technical | GWh | After Competition Groups | 60.1282 | 586486.8174 | 0.58649 | 7390.3719 | 0.008136 | 18 | Industrial_2041_Technical_GWh_After Competition Groups_18 | Pulp and Paper Process Improvements | 0.8136% | 0.58649 | 60.1282 | Industrial_2041_Technical_GWh_After Competition Groups_Pulp and Paper Process Improvements
Industrial | Ind ¦ Refiner Plate Improvements | 2041 | Economic | GWh | After Competition Groups | 56.4987 | 116167.0739 | 0.11617 | 6989.3294 | 0.0080836 | 17 | Industrial_2041_Economic_GWh_After Competition Groups_17 | Refiner Plate Improvements | 0.8084% | 0.11617 | 56.4987 | Industrial_2041_Economic_GWh_After Competition Groups_Refiner Plate Improvements
Industrial | Ind ¦ Refiner Plate Improvements | 2041 | Technical | GWh | After Competition Groups | 56.4987 | 116167.0739 | 0.11617 | 7390.3719 | 0.0076449 | 19 | Industrial_2041_Technical_GWh_After Competition Groups_19 | Refiner Plate Improvements | 0.7645% | 0.11617 | 56.4987 | Industrial_2041_Technical_GWh_After Competition Groups_Refiner Plate Improvements
Industrial | Ind ¦ Refiner Plate Improvements | 2041 | Achievable | GWh | After Competition Groups | 43.4818 | 116167.0739 | 0.11617 | 5749.375 | 0.0075629 | 16 | Industrial_2041_Achievable_GWh_After Competition Groups_16 | Refiner Plate Improvements | 0.7563% | 0.11617 | 43.4818 | Industrial_2041_Achievable_GWh_After Competition Groups_Refiner Plate Improvements
Industrial | Ind ¦ Process Heat Recovery | 2041 | Achievable | GWh | After Competition Groups | 31.2556 | 137488.1252 | 0.13749 | 5749.375 | 0.0054363 | 17 | Industrial_2041_Achievable_GWh_After Competition Groups_17 | Process Heat Recovery | 0.5436% | 0.13749 | 31.2556 | Industrial_2041_Achievable_GWh_After Competition Groups_Process Heat Recovery
Industrial | Ind ¦ Cold Storage Retrofit | 2041 | Technical | GWh | After Competition Groups | 39.9511 | 0 | 0 | 7390.3719 | 0.0054058 | 20 | Industrial_2041_Technical_GWh_After Competition Groups_20 | Cold Storage Retrofit | 0.5406% | 0 | 39.9511 | Industrial_2041_Technical_GWh_After Competition Groups_Cold Storage Retrofit
Industrial | Ind ¦ Ventilation Optimization | 2041 | Economic | GWh | After Competition Groups | 37.6442 | 2907348.4654 | 2.9073 | 6989.3294 | 0.0053859 | 18 | Industrial_2041_Economic_GWh_After Competition Groups_18 | Ventilation Optimization | 0.5386% | 2.9073 | 37.6442 | Industrial_2041_Economic_GWh_After Competition Groups_Ventilation Optimization
Industrial | Ind ¦ VAV Conversion Project | 2041 | Achievable | GWh | After Competition Groups | 30.0275 | 163932.0152 | 0.16393 | 5749.375 | 0.0052227 | 18 | Industrial_2041_Achievable_GWh_After Competition Groups_18 | VAV Conversion Project | 0.5223% | 0.16393 | 30.0275 | Industrial_2041_Achievable_GWh_After Competition Groups_VAV Conversion Project
Industrial | Ind ¦ Ventilation Optimization | 2041 | Technical | GWh | After Competition Groups | 37.6442 | 2907348.4654 | 2.9073 | 7390.3719 | 0.0050937 | 21 | Industrial_2041_Technical_GWh_After Competition Groups_21 | Ventilation Optimization | 0.5094% | 2.9073 | 37.6442 | Industrial_2041_Technical_GWh_After Competition Groups_Ventilation Optimization
Industrial | Ind ¦ Process Heat Recovery | 2041 | Economic | GWh | After Competition Groups | 31.3352 | 137488.1252 | 0.13749 | 6989.3294 | 0.0044833 | 19 | Industrial_2041_Economic_GWh_After Competition Groups_19 | Process Heat Recovery | 0.4483% | 0.13749 | 31.3352 | Industrial_2041_Economic_GWh_After Competition Groups_Process Heat Recovery
Industrial | Ind ¦ Ventilation Optimization | 2041 | Achievable | GWh | After Competition Groups | 25.5713 | 2907348.4654 | 2.9073 | 5749.375 | 0.0044477 | 19 | Industrial_2041_Achievable_GWh_After Competition Groups_19 | Ventilation Optimization | 0.4448% | 2.9073 | 25.5713 | Industrial_2041_Achievable_GWh_After Competition Groups_Ventilation Optimization
Industrial | Ind ¦ VAV Conversion Project | 2041 | Economic | GWh | After Competition Groups | 29.9354 | 163932.0152 | 0.16393 | 6989.3294 | 0.004283 | 20 | Industrial_2041_Economic_GWh_After Competition Groups_20 | VAV Conversion Project | 0.4283% | 0.16393 | 29.9354 | Industrial_2041_Economic_GWh_After Competition Groups_VAV Conversion Project
Industrial | Ind ¦ Process Heat Recovery | 2041 | Technical | GWh | After Competition Groups | 31.3352 | 137488.1252 | 0.13749 | 7390.3719 | 0.00424 | 22 | Industrial_2041_Technical_GWh_After Competition Groups_22 | Process Heat Recovery | 0.424% | 0.13749 | 31.3352 | Industrial_2041_Technical_GWh_After Competition Groups_Process Heat Recovery
Industrial | Ind ¦ HVLS Fans | 2041 | Technical | GWh | After Competition Groups | 31.0808 | 2226035.1781 | 2.226 | 7390.3719 | 0.0042056 | 23 | Industrial_2041_Technical_GWh_After Competition Groups_23 | HVLS Fans | 0.4206% | 2.226 | 31.0808 | Industrial_2041_Technical_GWh_After Competition Groups_HVLS Fans
Industrial | Ind ¦ VAV Conversion Project | 2041 | Technical | GWh | After Competition Groups | 29.9354 | 163932.0152 | 0.16393 | 7390.3719 | 0.0040506 | 24 | Industrial_2041_Technical_GWh_After Competition Groups_24 | VAV Conversion Project | 0.4051% | 0.16393 | 29.9354 | Industrial_2041_Technical_GWh_After Competition Groups_VAV Conversion Project
Industrial | Ind ¦ Improved Controls - Process Cooling | 2041 | Achievable | GWh | After Competition Groups | 22.753 | 79786.5588 | 0.079787 | 5749.375 | 0.0039575 | 20 | Industrial_2041_Achievable_GWh_After Competition Groups_20 | Improved Controls - Process Cooling | 0.3957% | 0.079787 | 22.753 | Industrial_2041_Achievable_GWh_After Competition Groups_Improved Controls - Process Cooling
Industrial | Ind ¦ High Efficiency Battery Charger | 2041 | Economic | GWh | After Competition Groups | 25.7445 | 261692.1291 | 0.26169 | 6989.3294 | 0.0036834 | 21 | Industrial_2041_Economic_GWh_After Competition Groups_21 | High Efficiency Battery Charger | 0.3683% | 0.26169 | 25.7445 | Industrial_2041_Economic_GWh_After Competition Groups_High Efficiency Battery Charger
Industrial | Ind ¦ High Efficiency Battery Charger | 2041 | Achievable | GWh | After Competition Groups | 20.7002 | 261692.1291 | 0.26169 | 5749.375 | 0.0036004 | 21 | Industrial_2041_Achievable_GWh_After Competition Groups_21 | High Efficiency Battery Charger | 0.36% | 0.26169 | 20.7002 | Industrial_2041_Achievable_GWh_After Competition Groups_High Efficiency Battery Charger
Industrial | Ind ¦ High Efficiency Battery Charger | 2041 | Technical | GWh | After Competition Groups | 25.7445 | 261692.1291 | 0.26169 | 7390.3719 | 0.0034835 | 25 | Industrial_2041_Technical_GWh_After Competition Groups_25 | High Efficiency Battery Charger | 0.3484% | 0.26169 | 25.7445 | Industrial_2041_Technical_GWh_After Competition Groups_High Efficiency Battery Charger
Industrial | Ind ¦ Low Energy Livestock Waterers | 2041 | Technical | GWh | After Competition Groups | 25.3837 | 904902.8985 | 0.9049 | 7390.3719 | 0.0034347 | 26 | Industrial_2041_Technical_GWh_After Competition Groups_26 | Low Energy Livestock Waterers | 0.3435% | 0.9049 | 25.3837 | Industrial_2041_Technical_GWh_After Competition Groups_Low Energy Livestock Waterers
Industrial | Ind ¦ Improved Controls - Process Cooling | 2041 | Economic | GWh | After Competition Groups | 23.192 | 79786.5588 | 0.079787 | 6989.3294 | 0.0033182 | 22 | Industrial_2041_Economic_GWh_After Competition Groups_22 | Improved Controls - Process Cooling | 0.3318% | 0.079787 | 23.192 | Industrial_2041_Economic_GWh_After Competition Groups_Improved Controls - Process Cooling
Industrial | Ind ¦ Improved Controls - Process Cooling | 2041 | Technical | GWh | After Competition Groups | 23.192 | 79786.5588 | 0.079787 | 7390.3719 | 0.0031381 | 27 | Industrial_2041_Technical_GWh_After Competition Groups_27 | Improved Controls - Process Cooling | 0.3138% | 0.079787 | 23.192 | Industrial_2041_Technical_GWh_After Competition Groups_Improved Controls - Process Cooling
Industrial | Ind ¦ Synchronous Belts | 2041 | Economic | GWh | After Competition Groups | 20.5803 | 1113582.0359 | 1.1136 | 6989.3294 | 0.0029445 | 23 | Industrial_2041_Economic_GWh_After Competition Groups_23 | Synchronous Belts | 0.2945% | 1.1136 | 20.5803 | Industrial_2041_Economic_GWh_After Competition Groups_Synchronous Belts
Industrial | Ind ¦ Dairy Pre-Cooler | 2041 | Economic | GWh | After Competition Groups | 19.4996 | 355869.6986 | 0.35587 | 6989.3294 | 0.0027899 | 24 | Industrial_2041_Economic_GWh_After Competition Groups_24 | Dairy Pre-Cooler | 0.279% | 0.35587 | 19.4996 | Industrial_2041_Economic_GWh_After Competition Groups_Dairy Pre-Cooler
Industrial | Ind ¦ Synchronous Belts | 2041 | Technical | GWh | After Competition Groups | 20.5803 | 1113582.0359 | 1.1136 | 7390.3719 | 0.0027847 | 28 | Industrial_2041_Technical_GWh_After Competition Groups_28 | Synchronous Belts | 0.2785% | 1.1136 | 20.5803 | Industrial_2041_Technical_GWh_After Competition Groups_Synchronous Belts
Industrial | Ind ¦ Process Improvements | 2041 | Achievable | GWh | After Competition Groups | 15.4094 | 42762.3229 | 0.042762 | 5749.375 | 0.0026802 | 22 | Industrial_2041_Achievable_GWh_After Competition Groups_22 | Process Improvements | 0.268% | 0.042762 | 15.4094 | Industrial_2041_Achievable_GWh_After Competition Groups_Process Improvements
Industrial | Ind ¦ Dairy Pre-Cooler | 2041 | Achievable | GWh | After Competition Groups | 15.3365 | 355869.6986 | 0.35587 | 5749.375 | 0.0026675 | 23 | Industrial_2041_Achievable_GWh_After Competition Groups_23 | Dairy Pre-Cooler | 0.2668% | 0.35587 | 15.3365 | Industrial_2041_Achievable_GWh_After Competition Groups_Dairy Pre-Cooler
Industrial | Ind ¦ Dairy Pre-Cooler | 2041 | Technical | GWh | After Competition Groups | 19.4996 | 355869.6986 | 0.35587 | 7390.3719 | 0.0026385 | 29 | Industrial_2041_Technical_GWh_After Competition Groups_29 | Dairy Pre-Cooler | 0.2639% | 0.35587 | 19.4996 | Industrial_2041_Technical_GWh_After Competition Groups_Dairy Pre-Cooler
Industrial | Ind ¦ Refrigeration Compressor VFD | 2041 | Achievable | GWh | After Competition Groups | 14.8128 | 244524.8881 | 0.24452 | 5749.375 | 0.0025764 | 24 | Industrial_2041_Achievable_GWh_After Competition Groups_24 | Refrigeration Compressor VFD | 0.2576% | 0.24452 | 14.8128 | Industrial_2041_Achievable_GWh_After Competition Groups_Refrigeration Compressor VFD
Industrial | Ind ¦ Low Energy Livestock Waterers | 2041 | Achievable | GWh | After Competition Groups | 14.593 | 904902.8985 | 0.9049 | 5749.375 | 0.0025382 | 25 | Industrial_2041_Achievable_GWh_After Competition Groups_25 | Low Energy Livestock Waterers | 0.2538% | 0.9049 | 14.593 | Industrial_2041_Achievable_GWh_After Competition Groups_Low Energy Livestock Waterers
Industrial | Ind ¦ Refrigeration Compressor VFD | 2041 | Economic | GWh | After Competition Groups | 17.3826 | 244524.8881 | 0.24452 | 6989.3294 | 0.002487 | 25 | Industrial_2041_Economic_GWh_After Competition Groups_25 | Refrigeration Compressor VFD | 0.2487% | 0.24452 | 17.3826 | Industrial_2041_Economic_GWh_After Competition Groups_Refrigeration Compressor VFD
Industrial | Ind ¦ Refrigeration Compressor VFD | 2041 | Technical | GWh | After Competition Groups | 17.3826 | 244524.8881 | 0.24452 | 7390.3719 | 0.0023521 | 30 | Industrial_2041_Technical_GWh_After Competition Groups_30 | Refrigeration Compressor VFD | 0.2352% | 0.24452 | 17.3826 | Industrial_2041_Technical_GWh_After Competition Groups_Refrigeration Compressor VFD
Industrial | Ind ¦ Process Improvements | 2041 | Economic | GWh | After Competition Groups | 15.2324 | 42762.3229 | 0.042762 | 6989.3294 | 0.0021794 | 26 | Industrial_2041_Economic_GWh_After Competition Groups_26 | Process Improvements | 0.2179% | 0.042762 | 15.2324 | Industrial_2041_Economic_GWh_After Competition Groups_Process Improvements
Industrial | Ind ¦ Synchronous Belts | 2041 | Achievable | GWh | After Competition Groups | 11.9092 | 1113582.0359 | 1.1136 | 5749.375 | 0.0020714 | 26 | Industrial_2041_Achievable_GWh_After Competition Groups_26 | Synchronous Belts | 0.2071% | 1.1136 | 11.9092 | Industrial_2041_Achievable_GWh_After Competition Groups_Synchronous Belts
Industrial | Ind ¦ Process Improvements | 2041 | Technical | GWh | After Competition Groups | 15.2324 | 42762.3229 | 0.042762 | 7390.3719 | 0.0020611 | 31 | Industrial_2041_Technical_GWh_After Competition Groups_31 | Process Improvements | 0.2061% | 0.042762 | 15.2324 | Industrial_2041_Technical_GWh_After Competition Groups_Process Improvements
Industrial | Ind ¦ Low Energy Livestock Waterers | 2041 | Economic | GWh | After Competition Groups | 13.6509 | 904902.8985 | 0.9049 | 6989.3294 | 0.0019531 | 27 | Industrial_2041_Economic_GWh_After Competition Groups_27 | Low Energy Livestock Waterers | 0.1953% | 0.9049 | 13.6509 | Industrial_2041_Economic_GWh_After Competition Groups_Low Energy Livestock Waterers
Industrial | Ind ¦ Efficient Transformer | 2041 | Technical | GWh | After Competition Groups | 12.8723 | 614826.8804 | 0.61483 | 7390.3719 | 0.0017418 | 32 | Industrial_2041_Technical_GWh_After Competition Groups_32 | Efficient Transformer | 0.1742% | 0.61483 | 12.8723 | Industrial_2041_Technical_GWh_After Competition Groups_Efficient Transformer
Industrial | Ind ¦ Improved Controls - Process Heating | 2041 | Achievable | GWh | After Competition Groups | 9.9251 | 33429.5157 | 0.03343 | 5749.375 | 0.0017263 | 27 | Industrial_2041_Achievable_GWh_After Competition Groups_27 | Improved Controls - Process Heating | 0.1726% | 0.03343 | 9.9251 | Industrial_2041_Achievable_GWh_After Competition Groups_Improved Controls - Process Heating
Industrial | Ind ¦ High Efficiency Welders | 2041 | Technical | GWh | After Competition Groups | 12.364 | 755393.3616 | 0.75539 | 7390.3719 | 0.001673 | 33 | Industrial_2041_Technical_GWh_After Competition Groups_33 | High Efficiency Welders | 0.1673% | 0.75539 | 12.364 | Industrial_2041_Technical_GWh_After Competition Groups_High Efficiency Welders
Industrial | Ind ¦ Premium Efficient Motors | 2041 | Achievable | GWh | After Competition Groups | 8.8332 | 11503848.0807 | 11.5038 | 5749.375 | 0.0015364 | 28 | Industrial_2041_Achievable_GWh_After Competition Groups_28 | Premium Efficient Motors | 0.1536% | 11.5038 | 8.8332 | Industrial_2041_Achievable_GWh_After Competition Groups_Premium Efficient Motors
Industrial | Ind ¦ Chiller Optimization | 2041 | Technical | GWh | After Competition Groups | 11.3231 | 0 | 0 | 7390.3719 | 0.0015321 | 34 | Industrial_2041_Technical_GWh_After Competition Groups_34 | Chiller Optimization | 0.1532% | 0 | 11.3231 | Industrial_2041_Technical_GWh_After Competition Groups_Chiller Optimization
Industrial | Ind ¦ Free Cooling | 2041 | Economic | GWh | After Competition Groups | 10.3139 | 844172.0174 | 0.84417 | 6989.3294 | 0.0014757 | 28 | Industrial_2041_Economic_GWh_After Competition Groups_28 | Free Cooling | 0.1476% | 0.84417 | 10.3139 | Industrial_2041_Economic_GWh_After Competition Groups_Free Cooling
Industrial | Ind ¦ Improved Controls - Process Heating | 2041 | Economic | GWh | After Competition Groups | 10.1162 | 33429.5157 | 0.03343 | 6989.3294 | 0.0014474 | 29 | Industrial_2041_Economic_GWh_After Competition Groups_29 | Improved Controls - Process Heating | 0.1447% | 0.03343 | 10.1162 | Industrial_2041_Economic_GWh_After Competition Groups_Improved Controls - Process Heating
Industrial | Ind ¦ Free Cooling | 2041 | Achievable | GWh | After Competition Groups | 8.292 | 844172.0174 | 0.84417 | 5749.375 | 0.0014422 | 29 | Industrial_2041_Achievable_GWh_After Competition Groups_29 | Free Cooling | 0.1442% | 0.84417 | 8.292 | Industrial_2041_Achievable_GWh_After Competition Groups_Free Cooling
Industrial | Ind ¦ Free Cooling | 2041 | Technical | GWh | After Competition Groups | 10.3139 | 844172.0174 | 0.84417 | 7390.3719 | 0.0013956 | 35 | Industrial_2041_Technical_GWh_After Competition Groups_35 | Free Cooling | 0.1396% | 0.84417 | 10.3139 | Industrial_2041_Technical_GWh_After Competition Groups_Free Cooling
Industrial | Ind ¦ Improved Controls - Process Heating | 2041 | Technical | GWh | After Competition Groups | 10.1162 | 33429.5157 | 0.03343 | 7390.3719 | 0.0013688 | 36 | Industrial_2041_Technical_GWh_After Competition Groups_36 | Improved Controls - Process Heating | 0.1369% | 0.03343 | 10.1162 | Industrial_2041_Technical_GWh_After Competition Groups_Improved Controls - Process Heating
Industrial | Ind ¦ Cooling Tower Optimization | 2041 | Economic | GWh | After Competition Groups | 8.5724 | 460217.1353 | 0.46022 | 6989.3294 | 0.0012265 | 30 | Industrial_2041_Economic_GWh_After Competition Groups_30 | Cooling Tower Optimization | 0.1226% | 0.46022 | 8.5724 | Industrial_2041_Economic_GWh_After Competition Groups_Cooling Tower Optimization
Industrial | Ind ¦ Cooling Tower Optimization | 2041 | Technical | GWh | After Competition Groups | 8.5724 | 460217.1353 | 0.46022 | 7390.3719 | 0.0011599 | 37 | Industrial_2041_Technical_GWh_After Competition Groups_37 | Cooling Tower Optimization | 0.116% | 0.46022 | 8.5724 | Industrial_2041_Technical_GWh_After Competition Groups_Cooling Tower Optimization
Industrial | Ind ¦ Cooling Tower Optimization | 2041 | Achievable | GWh | After Competition Groups | 6.1504 | 460217.1353 | 0.46022 | 5749.375 | 0.0010697 | 30 | Industrial_2041_Achievable_GWh_After Competition Groups_30 | Cooling Tower Optimization | 0.107% | 0.46022 | 6.1504 | Industrial_2041_Achievable_GWh_After Competition Groups_Cooling Tower Optimization
Industrial | Ind ¦ Engine Block Heater Timer | 2041 | Achievable | GWh | After Competition Groups | 6.0628 | 12761.8329 | 0.012762 | 5749.375 | 0.0010545 | 31 | Industrial_2041_Achievable_GWh_After Competition Groups_31 | Engine Block Heater Timer | 0.1055% | 0.012762 | 6.0628 | Industrial_2041_Achievable_GWh_After Competition Groups_Engine Block Heater Timer
Industrial | Ind ¦ Engine Block Heater Timer | 2041 | Economic | GWh | After Competition Groups | 6.0266 | 12761.8329 | 0.012762 | 6989.3294 | 0.00086225 | 31 | Industrial_2041_Economic_GWh_After Competition Groups_31 | Engine Block Heater Timer | 0.08623% | 0.012762 | 6.0266 | Industrial_2041_Economic_GWh_After Competition Groups_Engine Block Heater Timer
Industrial | Ind ¦ HVLS Fans | 2041 | Achievable | GWh | After Competition Groups | 4.7264 | 2226035.1781 | 2.226 | 5749.375 | 0.00082208 | 32 | Industrial_2041_Achievable_GWh_After Competition Groups_32 | HVLS Fans | 0.08221% | 2.226 | 4.7264 | Industrial_2041_Achievable_GWh_After Competition Groups_HVLS Fans
Industrial | Ind ¦ Engine Block Heater Timer | 2041 | Technical | GWh | After Competition Groups | 6.0266 | 12761.8329 | 0.012762 | 7390.3719 | 0.00081546 | 38 | Industrial_2041_Technical_GWh_After Competition Groups_38 | Engine Block Heater Timer | 0.08155% | 0.012762 | 6.0266 | Industrial_2041_Technical_GWh_After Competition Groups_Engine Block Heater Timer
Industrial | Ind ¦ Heat Lamps/Heat Pad | 2041 | Technical | GWh | After Competition Groups | 5.0183 | 84170.0524 | 0.08417 | 7390.3719 | 0.00067903 | 39 | Industrial_2041_Technical_GWh_After Competition Groups_39 | Heat Lamps/Heat Pad | 0.0679% | 0.08417 | 5.0183 | Industrial_2041_Technical_GWh_After Competition Groups_Heat Lamps/Heat Pad
Industrial | Ind ¦ Efficient Refrigeration Compressor | 2041 | Achievable | GWh | After Competition Groups | 3.6801 | 7567.9086 | 0.0075679 | 5749.375 | 0.0006401 | 33 | Industrial_2041_Achievable_GWh_After Competition Groups_33 | Efficient Refrigeration Compressor | 0.06401% | 0.0075679 | 3.6801 | Industrial_2041_Achievable_GWh_After Competition Groups_Efficient Refrigeration Compressor
Industrial | Ind ¦ Efficient Refrigeration Compressor | 2041 | Economic | GWh | After Competition Groups | 4.0396 | 7567.9086 | 0.0075679 | 6989.3294 | 0.00057797 | 32 | Industrial_2041_Economic_GWh_After Competition Groups_32 | Efficient Refrigeration Compressor | 0.0578% | 0.0075679 | 4.0396 | Industrial_2041_Economic_GWh_After Competition Groups_Efficient Refrigeration Compressor
Industrial | Ind ¦ Efficient Refrigeration Compressor | 2041 | Technical | GWh | After Competition Groups | 4.0396 | 7567.9086 | 0.0075679 | 7390.3719 | 0.00054661 | 40 | Industrial_2041_Technical_GWh_After Competition Groups_40 | Efficient Refrigeration Compressor | 0.05466% | 0.0075679 | 4.0396 | Industrial_2041_Technical_GWh_After Competition Groups_Efficient Refrigeration Compressor
Industrial | Ind ¦ Heat Lamps/Heat Pad | 2041 | Achievable | GWh | After Competition Groups | 2.6611 | 84170.0524 | 0.08417 | 5749.375 | 0.00046286 | 34 | Industrial_2041_Achievable_GWh_After Competition Groups_34 | Heat Lamps/Heat Pad | 0.04629% | 0.08417 | 2.6611 | Industrial_2041_Achievable_GWh_After Competition Groups_Heat Lamps/Heat Pad
Industrial | Ind ¦ Air Compressor Heat Recovery | 2041 | Achievable | GWh | After Competition Groups | 2.6113 | 10704.0606 | 0.010704 | 5749.375 | 0.0004542 | 35 | Industrial_2041_Achievable_GWh_After Competition Groups_35 | Air Compressor Heat Recovery | 0.04542% | 0.010704 | 2.6113 | Industrial_2041_Achievable_GWh_After Competition Groups_Air Compressor Heat Recovery
Industrial | Ind ¦ Efficient Transformer | 2041 | Achievable | GWh | After Competition Groups | 2.4833 | 614826.8804 | 0.61483 | 5749.375 | 0.00043193 | 36 | Industrial_2041_Achievable_GWh_After Competition Groups_36 | Efficient Transformer | 0.04319% | 0.61483 | 2.4833 | Industrial_2041_Achievable_GWh_After Competition Groups_Efficient Transformer
Industrial | Ind ¦ High Efficiency Welders | 2041 | Achievable | GWh | After Competition Groups | 2.2288 | 755393.3616 | 0.75539 | 5749.375 | 0.00038766 | 37 | Industrial_2041_Achievable_GWh_After Competition Groups_37 | High Efficiency Welders | 0.03877% | 0.75539 | 2.2288 | Industrial_2041_Achievable_GWh_After Competition Groups_High Efficiency Welders
Industrial | Ind ¦ Air Compressor Heat Recovery | 2041 | Economic | GWh | After Competition Groups | 2.6965 | 10704.0606 | 0.010704 | 6989.3294 | 0.0003858 | 33 | Industrial_2041_Economic_GWh_After Competition Groups_33 | Air Compressor Heat Recovery | 0.03858% | 0.010704 | 2.6965 | Industrial_2041_Economic_GWh_After Competition Groups_Air Compressor Heat Recovery
Industrial | Ind ¦ Air Compressor Heat Recovery | 2041 | Technical | GWh | After Competition Groups | 2.6965 | 10704.0606 | 0.010704 | 7390.3719 | 0.00036487 | 41 | Industrial_2041_Technical_GWh_After Competition Groups_41 | Air Compressor Heat Recovery | 0.03649% | 0.010704 | 2.6965 | Industrial_2041_Technical_GWh_After Competition Groups_Air Compressor Heat Recovery
Industrial | Ind ¦ Creep Heat Controller | 2041 | Economic | GWh | After Competition Groups | 2.4982 | 103516.9004 | 0.10352 | 6989.3294 | 0.00035743 | 34 | Industrial_2041_Economic_GWh_After Competition Groups_34 | Creep Heat Controller | 0.03574% | 0.10352 | 2.4982 | Industrial_2041_Economic_GWh_After Competition Groups_Creep Heat Controller
Industrial | Ind ¦ Creep Heat Controller | 2041 | Technical | GWh | After Competition Groups | 2.4982 | 103516.9004 | 0.10352 | 7390.3719 | 0.00033803 | 42 | Industrial_2041_Technical_GWh_After Competition Groups_42 | Creep Heat Controller | 0.0338% | 0.10352 | 2.4982 | Industrial_2041_Technical_GWh_After Competition Groups_Creep Heat Controller
Industrial | Ind ¦ Optimize Compressed Air Dryer | 2041 | Economic | GWh | After Competition Groups | 1.9572 | 233841.5058 | 0.23384 | 6989.3294 | 0.00028003 | 35 | Industrial_2041_Economic_GWh_After Competition Groups_35 | Optimize Compressed Air Dryer | 0.028% | 0.23384 | 1.9572 | Industrial_2041_Economic_GWh_After Competition Groups_Optimize Compressed Air Dryer
Industrial | Ind ¦ Optimize Compressed Air Dryer | 2041 | Technical | GWh | After Competition Groups | 1.9572 | 233841.5058 | 0.23384 | 7390.3719 | 0.00026484 | 43 | Industrial_2041_Technical_GWh_After Competition Groups_43 | Optimize Compressed Air Dryer | 0.02648% | 0.23384 | 1.9572 | Industrial_2041_Technical_GWh_After Competition Groups_Optimize Compressed Air Dryer
Industrial | Ind ¦ Efficient Transformer | 2041 | Economic | GWh | After Competition Groups | 1.7626 | 614826.8804 | 0.61483 | 6989.3294 | 0.00025218 | 36 | Industrial_2041_Economic_GWh_After Competition Groups_36 | Efficient Transformer | 0.02522% | 0.61483 | 1.7626 | Industrial_2041_Economic_GWh_After Competition Groups_Efficient Transformer
Industrial | Ind ¦ Heat Lamps/Heat Pad | 2041 | Economic | GWh | After Competition Groups | 1.7536 | 84170.0524 | 0.08417 | 6989.3294 | 0.0002509 | 37 | Industrial_2041_Economic_GWh_After Competition Groups_37 | Heat Lamps/Heat Pad | 0.02509% | 0.08417 | 1.7536 | Industrial_2041_Economic_GWh_After Competition Groups_Heat Lamps/Heat Pad
Industrial | Ind ¦ Dual and Natural Exhaust Ventilation Systems | 2041 | Technical | GWh | After Competition Groups | 1.5717 | 127439.4313 | 0.12744 | 7390.3719 | 0.00021267 | 44 | Industrial_2041_Technical_GWh_After Competition Groups_44 | Dual and Natural Exhaust Ventilation Systems | 0.02127% | 0.12744 | 1.5717 | Industrial_2041_Technical_GWh_After Competition Groups_Dual and Natural Exhaust Ventilation Systems
Industrial | Ind ¦ High Efficiency Welders | 2041 | Economic | GWh | After Competition Groups | 1.4052 | 755393.3616 | 0.75539 | 6989.3294 | 0.00020105 | 38 | Industrial_2041_Economic_GWh_After Competition Groups_38 | High Efficiency Welders | 0.02011% | 0.75539 | 1.4052 | Industrial_2041_Economic_GWh_After Competition Groups_High Efficiency Welders
Industrial | Ind ¦ HVLS Fans | 2041 | Economic | GWh | After Competition Groups | 1.0544 | 2226035.1781 | 2.226 | 6989.3294 | 0.00015086 | 39 | Industrial_2041_Economic_GWh_After Competition Groups_39 | HVLS Fans | 0.01509% | 2.226 | 1.0544 | Industrial_2041_Economic_GWh_After Competition Groups_HVLS Fans
Industrial | Ind ¦ Optimize Compressed Air Dryer | 2041 | Achievable | GWh | After Competition Groups | 0.82738 | 233841.5058 | 0.23384 | 5749.375 | 0.00014391 | 38 | Industrial_2041_Achievable_GWh_After Competition Groups_38 | Optimize Compressed Air Dryer | 0.01439% | 0.23384 | 0.82738 | Industrial_2041_Achievable_GWh_After Competition Groups_Optimize Compressed Air Dryer
Industrial | Ind ¦ Dairy Water Heater | 2041 | Achievable | GWh | After Competition Groups | 0.81972 | 17383.4211 | 0.017383 | 5749.375 | 0.00014258 | 39 | Industrial_2041_Achievable_GWh_After Competition Groups_39 | Dairy Water Heater | 0.01426% | 0.017383 | 0.81972 | Industrial_2041_Achievable_GWh_After Competition Groups_Dairy Water Heater
Industrial | Ind ¦ Dairy Water Heater | 2041 | Economic | GWh | After Competition Groups | 0.9843 | 17383.4211 | 0.017383 | 6989.3294 | 0.00014083 | 40 | Industrial_2041_Economic_GWh_After Competition Groups_40 | Dairy Water Heater | 0.01408% | 0.017383 | 0.9843 | Industrial_2041_Economic_GWh_After Competition Groups_Dairy Water Heater
Industrial | Ind ¦ Dairy Water Heater | 2041 | Technical | GWh | After Competition Groups | 0.9843 | 17383.4211 | 0.017383 | 7390.3719 | 0.00013319 | 45 | Industrial_2041_Technical_GWh_After Competition Groups_45 | Dairy Water Heater | 0.01332% | 0.017383 | 0.9843 | Industrial_2041_Technical_GWh_After Competition Groups_Dairy Water Heater
Industrial | Ind ¦ Creep Heat Controller | 2041 | Achievable | GWh | After Competition Groups | 0.66793 | 103516.9004 | 0.10352 | 5749.375 | 0.00011618 | 40 | Industrial_2041_Achievable_GWh_After Competition Groups_40 | Creep Heat Controller | 0.01162% | 0.10352 | 0.66793 | Industrial_2041_Achievable_GWh_After Competition Groups_Creep Heat Controller
Industrial | Ind ¦ Dual and Natural Exhaust Ventilation Systems | 2041 | Economic | GWh | After Competition Groups | 0.73885 | 127439.4313 | 0.12744 | 6989.3294 | 0.00010571 | 41 | Industrial_2041_Economic_GWh_After Competition Groups_41 | Dual and Natural Exhaust Ventilation Systems | 0.01057% | 0.12744 | 0.73885 | Industrial_2041_Economic_GWh_After Competition Groups_Dual and Natural Exhaust Ventilation Systems
Industrial | Ind ¦ Dual and Natural Exhaust Ventilation Systems | 2041 | Achievable | GWh | After Competition Groups | 0.56216 | 127439.4313 | 0.12744 | 5749.375 | 9.7777e-05 | 41 | Industrial_2041_Achievable_GWh_After Competition Groups_41 | Dual and Natural Exhaust Ventilation Systems | 0.009778% | 0.12744 | 0.56216 | Industrial_2041_Achievable_GWh_After Competition Groups_Dual and Natural Exhaust Ventilation Systems
Industrial | Ind ¦ Pump System Optimization | 2042 | Economic | GWh | After Competition Groups | 1236.6942 | 15106346.6475 | 15.1063 | 7040.2416 | 0.17566 | 1 | Industrial_2042_Economic_GWh_After Competition Groups_1 | Pump System Optimization | 17.57% | 15.1063 | 1236.6942 | Industrial_2042_Economic_GWh_After Competition Groups_Pump System Optimization
Industrial | Ind ¦ Pump System Optimization | 2042 | Achievable | GWh | After Competition Groups | 1003.8767 | 15106346.6475 | 15.1063 | 5890.3651 | 0.17043 | 1 | Industrial_2042_Achievable_GWh_After Competition Groups_1 | Pump System Optimization | 17.04% | 15.1063 | 1003.8767 | Industrial_2042_Achievable_GWh_After Competition Groups_Pump System Optimization
Industrial | Ind ¦ Pump System Optimization | 2042 | Technical | GWh | After Competition Groups | 1257.5706 | 15106346.6475 | 15.1063 | 7443.0976 | 0.16896 | 1 | Industrial_2042_Technical_GWh_After Competition Groups_1 | Pump System Optimization | 16.9% | 15.1063 | 1257.5706 | Industrial_2042_Technical_GWh_After Competition Groups_Pump System Optimization
Industrial | Ind ¦ HE Lighting | 2042 | Technical | GWh | After Competition Groups | 837.5456 | 24805428.6472 | 24.8054 | 7443.0976 | 0.11253 | 2 | Industrial_2042_Technical_GWh_After Competition Groups_2 | HE Lighting | 11.25% | 24.8054 | 837.5456 | Industrial_2042_Technical_GWh_After Competition Groups_HE Lighting
Industrial | Ind ¦ HE Lighting | 2042 | Economic | GWh | After Competition Groups | 787.8064 | 24805428.6472 | 24.8054 | 7040.2416 | 0.1119 | 2 | Industrial_2042_Economic_GWh_After Competition Groups_2 | HE Lighting | 11.19% | 24.8054 | 787.8064 | Industrial_2042_Economic_GWh_After Competition Groups_HE Lighting
Industrial | Ind ¦ HE Lighting | 2042 | Achievable | GWh | After Competition Groups | 577.9474 | 24805428.6472 | 24.8054 | 5890.3651 | 0.098117 | 2 | Industrial_2042_Achievable_GWh_After Competition Groups_2 | HE Lighting | 9.812% | 24.8054 | 577.9474 | Industrial_2042_Achievable_GWh_After Competition Groups_HE Lighting
Industrial | Ind ¦ Air Leak Survey and Repair | 2042 | Achievable | GWh | After Competition Groups | 564.3927 | 138838.9709 | 0.13884 | 5890.3651 | 0.095816 | 3 | Industrial_2042_Achievable_GWh_After Competition Groups_3 | Air Leak Survey and Repair | 9.582% | 0.13884 | 564.3927 | Industrial_2042_Achievable_GWh_After Competition Groups_Air Leak Survey and Repair
Industrial | Ind ¦ Greenhouse Grow Lights | 2042 | Achievable | GWh | After Competition Groups | 520.5138 | 5049752.7069 | 5.0498 | 5890.3651 | 0.088367 | 4 | Industrial_2042_Achievable_GWh_After Competition Groups_4 | Greenhouse Grow Lights | 8.837% | 5.0498 | 520.5138 | Industrial_2042_Achievable_GWh_After Competition Groups_Greenhouse Grow Lights
Industrial | Ind ¦ Greenhouse Grow Lights | 2042 | Economic | GWh | After Competition Groups | 621.4627 | 5049752.7069 | 5.0498 | 7040.2416 | 0.088273 | 3 | Industrial_2042_Economic_GWh_After Competition Groups_3 | Greenhouse Grow Lights | 8.827% | 5.0498 | 621.4627 | Industrial_2042_Economic_GWh_After Competition Groups_Greenhouse Grow Lights
Industrial | Ind ¦ Pump Equipment Upgrade | 2042 | Achievable | GWh | After Competition Groups | 510.7756 | 7858658.3714 | 7.8587 | 5890.3651 | 0.086714 | 5 | Industrial_2042_Achievable_GWh_After Competition Groups_5 | Pump Equipment Upgrade | 8.671% | 7.8587 | 510.7756 | Industrial_2042_Achievable_GWh_After Competition Groups_Pump Equipment Upgrade
Industrial | Ind ¦ Air Compressor Optimization | 2042 | Achievable | GWh | After Competition Groups | 502.7628 | 522056.0869 | 0.52206 | 5890.3651 | 0.085353 | 6 | Industrial_2042_Achievable_GWh_After Competition Groups_6 | Air Compressor Optimization | 8.535% | 0.52206 | 502.7628 | Industrial_2042_Achievable_GWh_After Competition Groups_Air Compressor Optimization
Industrial | Ind ¦ Pump Equipment Upgrade | 2042 | Economic | GWh | After Competition Groups | 589.0432 | 7858658.3714 | 7.8587 | 7040.2416 | 0.083668 | 4 | Industrial_2042_Economic_GWh_After Competition Groups_4 | Pump Equipment Upgrade | 8.367% | 7.8587 | 589.0432 | Industrial_2042_Economic_GWh_After Competition Groups_Pump Equipment Upgrade
Industrial | Ind ¦ Greenhouse Grow Lights | 2042 | Technical | GWh | After Competition Groups | 621.4627 | 5049752.7069 | 5.0498 | 7443.0976 | 0.083495 | 3 | Industrial_2042_Technical_GWh_After Competition Groups_3 | Greenhouse Grow Lights | 8.35% | 5.0498 | 621.4627 | Industrial_2042_Technical_GWh_After Competition Groups_Greenhouse Grow Lights
Industrial | Ind ¦ Air Compressor Optimization | 2042 | Economic | GWh | After Competition Groups | 582.0488 | 522056.0869 | 0.52206 | 7040.2416 | 0.082675 | 5 | Industrial_2042_Economic_GWh_After Competition Groups_5 | Air Compressor Optimization | 8.267% | 0.52206 | 582.0488 | Industrial_2042_Economic_GWh_After Competition Groups_Air Compressor Optimization
Industrial | Ind ¦ Air Leak Survey and Repair | 2042 | Economic | GWh | After Competition Groups | 578.2113 | 138838.9709 | 0.13884 | 7040.2416 | 0.082129 | 6 | Industrial_2042_Economic_GWh_After Competition Groups_6 | Air Leak Survey and Repair | 8.213% | 0.13884 | 578.2113 | Industrial_2042_Economic_GWh_After Competition Groups_Air Leak Survey and Repair
Industrial | Ind ¦ Pump Equipment Upgrade | 2042 | Technical | GWh | After Competition Groups | 589.0432 | 7858658.3714 | 7.8587 | 7443.0976 | 0.07914 | 4 | Industrial_2042_Technical_GWh_After Competition Groups_4 | Pump Equipment Upgrade | 7.914% | 7.8587 | 589.0432 | Industrial_2042_Technical_GWh_After Competition Groups_Pump Equipment Upgrade
Industrial | Ind ¦ Air Compressor Optimization | 2042 | Technical | GWh | After Competition Groups | 582.0488 | 522056.0869 | 0.52206 | 7443.0976 | 0.0782 | 5 | Industrial_2042_Technical_GWh_After Competition Groups_5 | Air Compressor Optimization | 7.82% | 0.52206 | 582.0488 | Industrial_2042_Technical_GWh_After Competition Groups_Air Compressor Optimization
Industrial | Ind ¦ Air Leak Survey and Repair | 2042 | Technical | GWh | After Competition Groups | 578.2113 | 138838.9709 | 0.13884 | 7443.0976 | 0.077684 | 6 | Industrial_2042_Technical_GWh_After Competition Groups_6 | Air Leak Survey and Repair | 7.768% | 0.13884 | 578.2113 | Industrial_2042_Technical_GWh_After Competition Groups_Air Leak Survey and Repair
Industrial | Ind ¦ Recommissioning | 2042 | Achievable | GWh | After Competition Groups | 432.2203 | 616299.4621 | 0.6163 | 5890.3651 | 0.073377 | 7 | Industrial_2042_Achievable_GWh_After Competition Groups_7 | Recommissioning | 7.338% | 0.6163 | 432.2203 | Industrial_2042_Achievable_GWh_After Competition Groups_Recommissioning
Industrial | Ind ¦ SEM | 2042 | Achievable | GWh | After Competition Groups | 432.2203 | 616299.4621 | 0.6163 | 5890.3651 | 0.073377 | 8 | Industrial_2042_Achievable_GWh_After Competition Groups_8 | SEM | 7.338% | 0.6163 | 432.2203 | Industrial_2042_Achievable_GWh_After Competition Groups_SEM
Industrial | Ind ¦ Efficient Compressed Air Nozzles | 2042 | Economic | GWh | After Competition Groups | 499.459 | 247147.3627 | 0.24715 | 7040.2416 | 0.070943 | 7 | Industrial_2042_Economic_GWh_After Competition Groups_7 | Efficient Compressed Air Nozzles | 7.094% | 0.24715 | 499.459 | Industrial_2042_Economic_GWh_After Competition Groups_Efficient Compressed Air Nozzles
Industrial | Ind ¦ Efficient Compressed Air Nozzles | 2042 | Achievable | GWh | After Competition Groups | 398.6443 | 247147.3627 | 0.24715 | 5890.3651 | 0.067677 | 9 | Industrial_2042_Achievable_GWh_After Competition Groups_9 | Efficient Compressed Air Nozzles | 6.768% | 0.24715 | 398.6443 | Industrial_2042_Achievable_GWh_After Competition Groups_Efficient Compressed Air Nozzles
Industrial | Ind ¦ Efficient Compressed Air Nozzles | 2042 | Technical | GWh | After Competition Groups | 499.459 | 247147.3627 | 0.24715 | 7443.0976 | 0.067104 | 7 | Industrial_2042_Technical_GWh_After Competition Groups_7 | Efficient Compressed Air Nozzles | 6.71% | 0.24715 | 499.459 | Industrial_2042_Technical_GWh_After Competition Groups_Efficient Compressed Air Nozzles
Industrial | Ind ¦ Recommissioning | 2042 | Economic | GWh | After Competition Groups | 433.6081 | 616299.4621 | 0.6163 | 7040.2416 | 0.06159 | 8 | Industrial_2042_Economic_GWh_After Competition Groups_8 | Recommissioning | 6.159% | 0.6163 | 433.6081 | Industrial_2042_Economic_GWh_After Competition Groups_Recommissioning
Industrial | Ind ¦ SEM | 2042 | Economic | GWh | After Competition Groups | 433.6081 | 616299.4621 | 0.6163 | 7040.2416 | 0.06159 | 9 | Industrial_2042_Economic_GWh_After Competition Groups_9 | SEM | 6.159% | 0.6163 | 433.6081 | Industrial_2042_Economic_GWh_After Competition Groups_SEM
Industrial | Ind ¦ Recommissioning | 2042 | Technical | GWh | After Competition Groups | 433.6081 | 616299.4621 | 0.6163 | 7443.0976 | 0.058256 | 8 | Industrial_2042_Technical_GWh_After Competition Groups_8 | Recommissioning | 5.826% | 0.6163 | 433.6081 | Industrial_2042_Technical_GWh_After Competition Groups_Recommissioning
Industrial | Ind ¦ SEM | 2042 | Technical | GWh | After Competition Groups | 433.6081 | 616299.4621 | 0.6163 | 7443.0976 | 0.058256 | 9 | Industrial_2042_Technical_GWh_After Competition Groups_9 | SEM | 5.826% | 0.6163 | 433.6081 | Industrial_2042_Technical_GWh_After Competition Groups_SEM
Industrial | Ind ¦ High Efficiency HVAC Fans | 2042 | Economic | GWh | After Competition Groups | 391.9364 | 1133717.4583 | 1.1337 | 7040.2416 | 0.055671 | 10 | Industrial_2042_Economic_GWh_After Competition Groups_10 | High Efficiency HVAC Fans | 5.567% | 1.1337 | 391.9364 | Industrial_2042_Economic_GWh_After Competition Groups_High Efficiency HVAC Fans
Industrial | Ind ¦ High Efficiency HVAC Fans | 2042 | Achievable | GWh | After Competition Groups | 322.2346 | 1133717.4583 | 1.1337 | 5890.3651 | 0.054705 | 10 | Industrial_2042_Achievable_GWh_After Competition Groups_10 | High Efficiency HVAC Fans | 5.471% | 1.1337 | 322.2346 | Industrial_2042_Achievable_GWh_After Competition Groups_High Efficiency HVAC Fans
Industrial | Ind ¦ High Efficiency HVAC Fans | 2042 | Technical | GWh | After Competition Groups | 391.9364 | 1133717.4583 | 1.1337 | 7443.0976 | 0.052658 | 10 | Industrial_2042_Technical_GWh_After Competition Groups_10 | High Efficiency HVAC Fans | 5.266% | 1.1337 | 391.9364 | Industrial_2042_Technical_GWh_After Competition Groups_High Efficiency HVAC Fans
Industrial | Ind ¦ Process Optimization (Elec) | 2042 | Economic | GWh | After Competition Groups | 158.9645 | 625568.1335 | 0.62557 | 7040.2416 | 0.022579 | 11 | Industrial_2042_Economic_GWh_After Competition Groups_11 | Process Optimization (Elec) | 2.258% | 0.62557 | 158.9645 | Industrial_2042_Economic_GWh_After Competition Groups_Process Optimization (Elec)
Industrial | Ind ¦ Premium Efficient Motors | 2042 | Technical | GWh | After Competition Groups | 163.9443 | 13256202.6767 | 13.2562 | 7443.0976 | 0.022026 | 11 | Industrial_2042_Technical_GWh_After Competition Groups_11 | Premium Efficient Motors | 2.203% | 13.2562 | 163.9443 | Industrial_2042_Technical_GWh_After Competition Groups_Premium Efficient Motors
Industrial | Ind ¦ Process Optimization (Elec) | 2042 | Technical | GWh | After Competition Groups | 158.9645 | 625568.1335 | 0.62557 | 7443.0976 | 0.021357 | 12 | Industrial_2042_Technical_GWh_After Competition Groups_12 | Process Optimization (Elec) | 2.136% | 0.62557 | 158.9645 | Industrial_2042_Technical_GWh_After Competition Groups_Process Optimization (Elec)
Industrial | Ind ¦ Premium Efficient Motors | 2042 | Economic | GWh | After Competition Groups | 97.1772 | 13256202.6767 | 13.2562 | 7040.2416 | 0.013803 | 12 | Industrial_2042_Economic_GWh_After Competition Groups_12 | Premium Efficient Motors | 1.38% | 13.2562 | 97.1772 | Industrial_2042_Economic_GWh_After Competition Groups_Premium Efficient Motors
Industrial | Ind ¦ Fan System Optimization | 2042 | Achievable | GWh | After Competition Groups | 68.9975 | 540176.8857 | 0.54018 | 5890.3651 | 0.011714 | 11 | Industrial_2042_Achievable_GWh_After Competition Groups_11 | Fan System Optimization | 1.171% | 0.54018 | 68.9975 | Industrial_2042_Achievable_GWh_After Competition Groups_Fan System Optimization
Industrial | Ind ¦ Fan System Optimization | 2042 | Economic | GWh | After Competition Groups | 75.7697 | 540176.8857 | 0.54018 | 7040.2416 | 0.010762 | 13 | Industrial_2042_Economic_GWh_After Competition Groups_13 | Fan System Optimization | 1.076% | 0.54018 | 75.7697 | Industrial_2042_Economic_GWh_After Competition Groups_Fan System Optimization
Industrial | Ind ¦ Efficient Irrigation | 2042 | Economic | GWh | After Competition Groups | 74.412 | 1220695.7246 | 1.2207 | 7040.2416 | 0.01057 | 14 | Industrial_2042_Economic_GWh_After Competition Groups_14 | Efficient Irrigation | 1.057% | 1.2207 | 74.412 | Industrial_2042_Economic_GWh_After Competition Groups_Efficient Irrigation
Industrial | Ind ¦ Material Handling Improvements | 2042 | Achievable | GWh | After Competition Groups | 62.036 | 60397.1283 | 0.060397 | 5890.3651 | 0.010532 | 12 | Industrial_2042_Achievable_GWh_After Competition Groups_12 | Material Handling Improvements | 1.053% | 0.060397 | 62.036 | Industrial_2042_Achievable_GWh_After Competition Groups_Material Handling Improvements
Industrial | Ind ¦ Material Handling Improvements | 2042 | Economic | GWh | After Competition Groups | 72.6335 | 60397.1283 | 0.060397 | 7040.2416 | 0.010317 | 15 | Industrial_2042_Economic_GWh_After Competition Groups_15 | Material Handling Improvements | 1.032% | 0.060397 | 72.6335 | Industrial_2042_Economic_GWh_After Competition Groups_Material Handling Improvements
Industrial | Ind ¦ Fan System Optimization | 2042 | Technical | GWh | After Competition Groups | 75.7697 | 540176.8857 | 0.54018 | 7443.0976 | 0.01018 | 13 | Industrial_2042_Technical_GWh_After Competition Groups_13 | Fan System Optimization | 1.018% | 0.54018 | 75.7697 | Industrial_2042_Technical_GWh_After Competition Groups_Fan System Optimization
Industrial | Ind ¦ Pulp and Paper Process Improvements | 2042 | Achievable | GWh | After Competition Groups | 59.4321 | 471631.7267 | 0.47163 | 5890.3651 | 0.01009 | 13 | Industrial_2042_Achievable_GWh_After Competition Groups_13 | Pulp and Paper Process Improvements | 1.009% | 0.47163 | 59.4321 | Industrial_2042_Achievable_GWh_After Competition Groups_Pulp and Paper Process Improvements
Industrial | Ind ¦ Efficient Irrigation | 2042 | Technical | GWh | After Competition Groups | 74.412 | 1220695.7246 | 1.2207 | 7443.0976 | 0.0099975 | 14 | Industrial_2042_Technical_GWh_After Competition Groups_14 | Efficient Irrigation | 0.9997% | 1.2207 | 74.412 | Industrial_2042_Technical_GWh_After Competition Groups_Efficient Irrigation
Industrial | Ind ¦ HE HVAC Units | 2042 | Technical | GWh | After Competition Groups | 73.8271 | 0 | 0 | 7443.0976 | 0.0099189 | 15 | Industrial_2042_Technical_GWh_After Competition Groups_15 | HE HVAC Units | 0.9919% | 0 | 73.8271 | Industrial_2042_Technical_GWh_After Competition Groups_HE HVAC Units
Industrial | Ind ¦ Material Handling Improvements | 2042 | Technical | GWh | After Competition Groups | 72.6335 | 60397.1283 | 0.060397 | 7443.0976 | 0.0097585 | 16 | Industrial_2042_Technical_GWh_After Competition Groups_16 | Material Handling Improvements | 0.9759% | 0.060397 | 72.6335 | Industrial_2042_Technical_GWh_After Competition Groups_Material Handling Improvements
Industrial | Ind ¦ HE HVAC Controls | 2042 | Technical | GWh | After Competition Groups | 72.476 | 0 | 0 | 7443.0976 | 0.0097373 | 17 | Industrial_2042_Technical_GWh_After Competition Groups_17 | HE HVAC Controls | 0.9737% | 0 | 72.476 | Industrial_2042_Technical_GWh_After Competition Groups_HE HVAC Controls
Industrial | Ind ¦ Process Optimization (Elec) | 2042 | Achievable | GWh | After Competition Groups | 56.5534 | 625568.1335 | 0.62557 | 5890.3651 | 0.009601 | 14 | Industrial_2042_Achievable_GWh_After Competition Groups_14 | Process Optimization (Elec) | 0.9601% | 0.62557 | 56.5534 | Industrial_2042_Achievable_GWh_After Competition Groups_Process Optimization (Elec)
Industrial | Ind ¦ Efficient Irrigation | 2042 | Achievable | GWh | After Competition Groups | 54.4878 | 1220695.7246 | 1.2207 | 5890.3651 | 0.0092503 | 15 | Industrial_2042_Achievable_GWh_After Competition Groups_15 | Efficient Irrigation | 0.925% | 1.2207 | 54.4878 | Industrial_2042_Achievable_GWh_After Competition Groups_Efficient Irrigation
Industrial | Ind ¦ Pulp and Paper Process Improvements | 2042 | Economic | GWh | After Competition Groups | 60.1272 | 471631.7267 | 0.47163 | 7040.2416 | 0.0085405 | 16 | Industrial_2042_Economic_GWh_After Competition Groups_16 | Pulp and Paper Process Improvements | 0.8541% | 0.47163 | 60.1272 | Industrial_2042_Economic_GWh_After Competition Groups_Pulp and Paper Process Improvements
Industrial | Ind ¦ Refiner Plate Improvements | 2042 | Economic | GWh | After Competition Groups | 57.3438 | 109007.4623 | 0.10901 | 7040.2416 | 0.0081451 | 17 | Industrial_2042_Economic_GWh_After Competition Groups_17 | Refiner Plate Improvements | 0.8145% | 0.10901 | 57.3438 | Industrial_2042_Economic_GWh_After Competition Groups_Refiner Plate Improvements
Industrial | Ind ¦ Pulp and Paper Process Improvements | 2042 | Technical | GWh | After Competition Groups | 60.1272 | 471631.7267 | 0.47163 | 7443.0976 | 0.0080783 | 18 | Industrial_2042_Technical_GWh_After Competition Groups_18 | Pulp and Paper Process Improvements | 0.8078% | 0.47163 | 60.1272 | Industrial_2042_Technical_GWh_After Competition Groups_Pulp and Paper Process Improvements
Industrial | Ind ¦ Refiner Plate Improvements | 2042 | Technical | GWh | After Competition Groups | 57.3438 | 109007.4623 | 0.10901 | 7443.0976 | 0.0077043 | 19 | Industrial_2042_Technical_GWh_After Competition Groups_19 | Refiner Plate Improvements | 0.7704% | 0.10901 | 57.3438 | Industrial_2042_Technical_GWh_After Competition Groups_Refiner Plate Improvements
Industrial | Ind ¦ Refiner Plate Improvements | 2042 | Achievable | GWh | After Competition Groups | 44.8185 | 109007.4623 | 0.10901 | 5890.3651 | 0.0076088 | 16 | Industrial_2042_Achievable_GWh_After Competition Groups_16 | Refiner Plate Improvements | 0.7609% | 0.10901 | 44.8185 | Industrial_2042_Achievable_GWh_After Competition Groups_Refiner Plate Improvements
Industrial | Ind ¦ Ventilation Optimization | 2042 | Economic | GWh | After Competition Groups | 38.1776 | 2665583.7465 | 2.6656 | 7040.2416 | 0.0054228 | 18 | Industrial_2042_Economic_GWh_After Competition Groups_18 | Ventilation Optimization | 0.5423% | 2.6656 | 38.1776 | Industrial_2042_Economic_GWh_After Competition Groups_Ventilation Optimization
Industrial | Ind ¦ Process Heat Recovery | 2042 | Achievable | GWh | After Competition Groups | 31.6045 | 109712.2504 | 0.10971 | 5890.3651 | 0.0053654 | 17 | Industrial_2042_Achievable_GWh_After Competition Groups_17 | Process Heat Recovery | 0.5365% | 0.10971 | 31.6045 | Industrial_2042_Achievable_GWh_After Competition Groups_Process Heat Recovery
Industrial | Ind ¦ Cold Storage Retrofit | 2042 | Technical | GWh | After Competition Groups | 39.9317 | 0 | 0 | 7443.0976 | 0.0053649 | 20 | Industrial_2042_Technical_GWh_After Competition Groups_20 | Cold Storage Retrofit | 0.5365% | 0 | 39.9317 | Industrial_2042_Technical_GWh_After Competition Groups_Cold Storage Retrofit
Industrial | Ind ¦ VAV Conversion Project | 2042 | Achievable | GWh | After Competition Groups | 30.3079 | 128743.0992 | 0.12874 | 5890.3651 | 0.0051453 | 18 | Industrial_2042_Achievable_GWh_After Competition Groups_18 | VAV Conversion Project | 0.5145% | 0.12874 | 30.3079 | Industrial_2042_Achievable_GWh_After Competition Groups_VAV Conversion Project
Industrial | Ind ¦ Ventilation Optimization | 2042 | Technical | GWh | After Competition Groups | 38.1776 | 2665583.7465 | 2.6656 | 7443.0976 | 0.0051293 | 21 | Industrial_2042_Technical_GWh_After Competition Groups_21 | Ventilation Optimization | 0.5129% | 2.6656 | 38.1776 | Industrial_2042_Technical_GWh_After Competition Groups_Ventilation Optimization
Industrial | Ind ¦ Ventilation Optimization | 2042 | Achievable | GWh | After Competition Groups | 27.4101 | 2665583.7465 | 2.6656 | 5890.3651 | 0.0046534 | 19 | Industrial_2042_Achievable_GWh_After Competition Groups_19 | Ventilation Optimization | 0.4653% | 2.6656 | 27.4101 | Industrial_2042_Achievable_GWh_After Competition Groups_Ventilation Optimization
Industrial | Ind ¦ Process Heat Recovery | 2042 | Economic | GWh | After Competition Groups | 31.3225 | 109712.2504 | 0.10971 | 7040.2416 | 0.0044491 | 19 | Industrial_2042_Economic_GWh_After Competition Groups_19 | Process Heat Recovery | 0.4449% | 0.10971 | 31.3225 | Industrial_2042_Economic_GWh_After Competition Groups_Process Heat Recovery
Industrial | Ind ¦ VAV Conversion Project | 2042 | Economic | GWh | After Competition Groups | 29.9198 | 128743.0992 | 0.12874 | 7040.2416 | 0.0042498 | 20 | Industrial_2042_Economic_GWh_After Competition Groups_20 | VAV Conversion Project | 0.425% | 0.12874 | 29.9198 | Industrial_2042_Economic_GWh_After Competition Groups_VAV Conversion Project
Industrial | Ind ¦ HVLS Fans | 2042 | Technical | GWh | After Competition Groups | 31.3267 | 1953916.3915 | 1.9539 | 7443.0976 | 0.0042088 | 22 | Industrial_2042_Technical_GWh_After Competition Groups_22 | HVLS Fans | 0.4209% | 1.9539 | 31.3267 | Industrial_2042_Technical_GWh_After Competition Groups_HVLS Fans
Industrial | Ind ¦ Process Heat Recovery | 2042 | Technical | GWh | After Competition Groups | 31.3225 | 109712.2504 | 0.10971 | 7443.0976 | 0.0042083 | 23 | Industrial_2042_Technical_GWh_After Competition Groups_23 | Process Heat Recovery | 0.4208% | 0.10971 | 31.3225 | Industrial_2042_Technical_GWh_After Competition Groups_Process Heat Recovery
Industrial | Ind ¦ VAV Conversion Project | 2042 | Technical | GWh | After Competition Groups | 29.9198 | 128743.0992 | 0.12874 | 7443.0976 | 0.0040198 | 24 | Industrial_2042_Technical_GWh_After Competition Groups_24 | VAV Conversion Project | 0.402% | 0.12874 | 29.9198 | Industrial_2042_Technical_GWh_After Competition Groups_VAV Conversion Project
Industrial | Ind ¦ Improved Controls - Process Cooling | 2042 | Achievable | GWh | After Competition Groups | 22.9796 | 62858.0425 | 0.062858 | 5890.3651 | 0.0039012 | 20 | Industrial_2042_Achievable_GWh_After Competition Groups_20 | Improved Controls - Process Cooling | 0.3901% | 0.062858 | 22.9796 | Industrial_2042_Achievable_GWh_After Competition Groups_Improved Controls - Process Cooling
Industrial | Ind ¦ High Efficiency Battery Charger | 2042 | Economic | GWh | After Competition Groups | 26.069 | 211804.0905 | 0.2118 | 7040.2416 | 0.0037029 | 21 | Industrial_2042_Economic_GWh_After Competition Groups_21 | High Efficiency Battery Charger | 0.3703% | 0.2118 | 26.069 | Industrial_2042_Economic_GWh_After Competition Groups_High Efficiency Battery Charger
Industrial | Ind ¦ High Efficiency Battery Charger | 2042 | Achievable | GWh | After Competition Groups | 21.1652 | 211804.0905 | 0.2118 | 5890.3651 | 0.0035932 | 21 | Industrial_2042_Achievable_GWh_After Competition Groups_21 | High Efficiency Battery Charger | 0.3593% | 0.2118 | 21.1652 | Industrial_2042_Achievable_GWh_After Competition Groups_High Efficiency Battery Charger
Industrial | Ind ¦ High Efficiency Battery Charger | 2042 | Technical | GWh | After Competition Groups | 26.069 | 211804.0905 | 0.2118 | 7443.0976 | 0.0035024 | 25 | Industrial_2042_Technical_GWh_After Competition Groups_25 | High Efficiency Battery Charger | 0.3502% | 0.2118 | 26.069 | Industrial_2042_Technical_GWh_After Competition Groups_High Efficiency Battery Charger
Industrial | Ind ¦ Low Energy Livestock Waterers | 2042 | Technical | GWh | After Competition Groups | 25.4928 | 876187.749 | 0.87619 | 7443.0976 | 0.003425 | 26 | Industrial_2042_Technical_GWh_After Competition Groups_26 | Low Energy Livestock Waterers | 0.3425% | 0.87619 | 25.4928 | Industrial_2042_Technical_GWh_After Competition Groups_Low Energy Livestock Waterers
Industrial | Ind ¦ Improved Controls - Process Cooling | 2042 | Economic | GWh | After Competition Groups | 23.1841 | 62858.0425 | 0.062858 | 7040.2416 | 0.0032931 | 22 | Industrial_2042_Economic_GWh_After Competition Groups_22 | Improved Controls - Process Cooling | 0.3293% | 0.062858 | 23.1841 | Industrial_2042_Economic_GWh_After Competition Groups_Improved Controls - Process Cooling
Industrial | Ind ¦ Improved Controls - Process Cooling | 2042 | Technical | GWh | After Competition Groups | 23.1841 | 62858.0425 | 0.062858 | 7443.0976 | 0.0031148 | 27 | Industrial_2042_Technical_GWh_After Competition Groups_27 | Improved Controls - Process Cooling | 0.3115% | 0.062858 | 23.1841 | Industrial_2042_Technical_GWh_After Competition Groups_Improved Controls - Process Cooling
Industrial | Ind ¦ Synchronous Belts | 2042 | Economic | GWh | After Competition Groups | 20.5793 | 1063240.3021 | 1.0632 | 7040.2416 | 0.0029231 | 23 | Industrial_2042_Economic_GWh_After Competition Groups_23 | Synchronous Belts | 0.2923% | 1.0632 | 20.5793 | Industrial_2042_Economic_GWh_After Competition Groups_Synchronous Belts
Industrial | Ind ¦ Dairy Pre-Cooler | 2042 | Economic | GWh | After Competition Groups | 19.5854 | 310283.6864 | 0.31028 | 7040.2416 | 0.0027819 | 24 | Industrial_2042_Economic_GWh_After Competition Groups_24 | Dairy Pre-Cooler | 0.2782% | 0.31028 | 19.5854 | Industrial_2042_Economic_GWh_After Competition Groups_Dairy Pre-Cooler
Industrial | Ind ¦ Synchronous Belts | 2042 | Technical | GWh | After Competition Groups | 20.5793 | 1063240.3021 | 1.0632 | 7443.0976 | 0.0027649 | 28 | Industrial_2042_Technical_GWh_After Competition Groups_28 | Synchronous Belts | 0.2765% | 1.0632 | 20.5793 | Industrial_2042_Technical_GWh_After Competition Groups_Synchronous Belts
Industrial | Ind ¦ Dairy Pre-Cooler | 2042 | Achievable | GWh | After Competition Groups | 15.8549 | 310283.6864 | 0.31028 | 5890.3651 | 0.0026917 | 22 | Industrial_2042_Achievable_GWh_After Competition Groups_22 | Dairy Pre-Cooler | 0.2692% | 0.31028 | 15.8549 | Industrial_2042_Achievable_GWh_After Competition Groups_Dairy Pre-Cooler
Industrial | Ind ¦ Low Energy Livestock Waterers | 2042 | Achievable | GWh | After Competition Groups | 15.7029 | 876187.749 | 0.87619 | 5890.3651 | 0.0026659 | 23 | Industrial_2042_Achievable_GWh_After Competition Groups_23 | Low Energy Livestock Waterers | 0.2666% | 0.87619 | 15.7029 | Industrial_2042_Achievable_GWh_After Competition Groups_Low Energy Livestock Waterers
Industrial | Ind ¦ Process Improvements | 2042 | Achievable | GWh | After Competition Groups | 15.5643 | 33839.3766 | 0.033839 | 5890.3651 | 0.0026423 | 24 | Industrial_2042_Achievable_GWh_After Competition Groups_24 | Process Improvements | 0.2642% | 0.033839 | 15.5643 | Industrial_2042_Achievable_GWh_After Competition Groups_Process Improvements
Industrial | Ind ¦ Dairy Pre-Cooler | 2042 | Technical | GWh | After Competition Groups | 19.5854 | 310283.6864 | 0.31028 | 7443.0976 | 0.0026314 | 29 | Industrial_2042_Technical_GWh_After Competition Groups_29 | Dairy Pre-Cooler | 0.2631% | 0.31028 | 19.5854 | Industrial_2042_Technical_GWh_After Competition Groups_Dairy Pre-Cooler
Industrial | Ind ¦ Refrigeration Compressor VFD | 2042 | Achievable | GWh | After Competition Groups | 15.1663 | 212597.2399 | 0.2126 | 5890.3651 | 0.0025748 | 25 | Industrial_2042_Achievable_GWh_After Competition Groups_25 | Refrigeration Compressor VFD | 0.2575% | 0.2126 | 15.1663 | Industrial_2042_Achievable_GWh_After Competition Groups_Refrigeration Compressor VFD
Industrial | Ind ¦ Refrigeration Compressor VFD | 2042 | Economic | GWh | After Competition Groups | 17.5975 | 212597.2399 | 0.2126 | 7040.2416 | 0.0024996 | 25 | Industrial_2042_Economic_GWh_After Competition Groups_25 | Refrigeration Compressor VFD | 0.25% | 0.2126 | 17.5975 | Industrial_2042_Economic_GWh_After Competition Groups_Refrigeration Compressor VFD
Industrial | Ind ¦ Premium Efficient Motors | 2042 | Achievable | GWh | After Competition Groups | 14.1663 | 13256202.6767 | 13.2562 | 5890.3651 | 0.002405 | 26 | Industrial_2042_Achievable_GWh_After Competition Groups_26 | Premium Efficient Motors | 0.2405% | 13.2562 | 14.1663 | Industrial_2042_Achievable_GWh_After Competition Groups_Premium Efficient Motors
Industrial | Ind ¦ Refrigeration Compressor VFD | 2042 | Technical | GWh | After Competition Groups | 17.5975 | 212597.2399 | 0.2126 | 7443.0976 | 0.0023643 | 30 | Industrial_2042_Technical_GWh_After Competition Groups_30 | Refrigeration Compressor VFD | 0.2364% | 0.2126 | 17.5975 | Industrial_2042_Technical_GWh_After Competition Groups_Refrigeration Compressor VFD
Industrial | Ind ¦ Synchronous Belts | 2042 | Achievable | GWh | After Competition Groups | 13.2736 | 1063240.3021 | 1.0632 | 5890.3651 | 0.0022534 | 27 | Industrial_2042_Achievable_GWh_After Competition Groups_27 | Synchronous Belts | 0.2253% | 1.0632 | 13.2736 | Industrial_2042_Achievable_GWh_After Competition Groups_Synchronous Belts
Industrial | Ind ¦ Process Improvements | 2042 | Economic | GWh | After Competition Groups | 15.2257 | 33839.3766 | 0.033839 | 7040.2416 | 0.0021627 | 26 | Industrial_2042_Economic_GWh_After Competition Groups_26 | Process Improvements | 0.2163% | 0.033839 | 15.2257 | Industrial_2042_Economic_GWh_After Competition Groups_Process Improvements
Industrial | Ind ¦ Process Improvements | 2042 | Technical | GWh | After Competition Groups | 15.2257 | 33839.3766 | 0.033839 | 7443.0976 | 0.0020456 | 31 | Industrial_2042_Technical_GWh_After Competition Groups_31 | Process Improvements | 0.2046% | 0.033839 | 15.2257 | Industrial_2042_Technical_GWh_After Competition Groups_Process Improvements
Industrial | Ind ¦ Low Energy Livestock Waterers | 2042 | Economic | GWh | After Competition Groups | 13.7599 | 876187.749 | 0.87619 | 7040.2416 | 0.0019545 | 27 | Industrial_2042_Economic_GWh_After Competition Groups_27 | Low Energy Livestock Waterers | 0.1954% | 0.87619 | 13.7599 | Industrial_2042_Economic_GWh_After Competition Groups_Low Energy Livestock Waterers
Industrial | Ind ¦ Efficient Transformer | 2042 | Technical | GWh | After Competition Groups | 13.0345 | 530487.6053 | 0.53049 | 7443.0976 | 0.0017512 | 32 | Industrial_2042_Technical_GWh_After Competition Groups_32 | Efficient Transformer | 0.1751% | 0.53049 | 13.0345 | Industrial_2042_Technical_GWh_After Competition Groups_Efficient Transformer
Industrial | Ind ¦ Improved Controls - Process Heating | 2042 | Achievable | GWh | After Competition Groups | 10.0197 | 26266.4891 | 0.026266 | 5890.3651 | 0.001701 | 28 | Industrial_2042_Achievable_GWh_After Competition Groups_28 | Improved Controls - Process Heating | 0.1701% | 0.026266 | 10.0197 | Industrial_2042_Achievable_GWh_After Competition Groups_Improved Controls - Process Heating
Industrial | Ind ¦ High Efficiency Welders | 2042 | Technical | GWh | After Competition Groups | 12.5107 | 650606.7482 | 0.65061 | 7443.0976 | 0.0016809 | 33 | Industrial_2042_Technical_GWh_After Competition Groups_33 | High Efficiency Welders | 0.1681% | 0.65061 | 12.5107 | Industrial_2042_Technical_GWh_After Competition Groups_High Efficiency Welders
Industrial | Ind ¦ Chiller Optimization | 2042 | Technical | GWh | After Competition Groups | 11.3222 | 0 | 0 | 7443.0976 | 0.0015212 | 34 | Industrial_2042_Technical_GWh_After Competition Groups_34 | Chiller Optimization | 0.1521% | 0 | 11.3222 | Industrial_2042_Technical_GWh_After Competition Groups_Chiller Optimization
Industrial | Ind ¦ Free Cooling | 2042 | Achievable | GWh | After Competition Groups | 8.7484 | 720199.9126 | 0.7202 | 5890.3651 | 0.0014852 | 29 | Industrial_2042_Achievable_GWh_After Competition Groups_29 | Free Cooling | 0.1485% | 0.7202 | 8.7484 | Industrial_2042_Achievable_GWh_After Competition Groups_Free Cooling
Industrial | Ind ¦ Free Cooling | 2042 | Economic | GWh | After Competition Groups | 10.3079 | 720199.9126 | 0.7202 | 7040.2416 | 0.0014641 | 28 | Industrial_2042_Economic_GWh_After Competition Groups_28 | Free Cooling | 0.1464% | 0.7202 | 10.3079 | Industrial_2042_Economic_GWh_After Competition Groups_Free Cooling
Industrial | Ind ¦ Improved Controls - Process Heating | 2042 | Economic | GWh | After Competition Groups | 10.1156 | 26266.4891 | 0.026266 | 7040.2416 | 0.0014368 | 29 | Industrial_2042_Economic_GWh_After Competition Groups_29 | Improved Controls - Process Heating | 0.1437% | 0.026266 | 10.1156 | Industrial_2042_Economic_GWh_After Competition Groups_Improved Controls - Process Heating
Industrial | Ind ¦ Free Cooling | 2042 | Technical | GWh | After Competition Groups | 10.3079 | 720199.9126 | 0.7202 | 7443.0976 | 0.0013849 | 35 | Industrial_2042_Technical_GWh_After Competition Groups_35 | Free Cooling | 0.1385% | 0.7202 | 10.3079 | Industrial_2042_Technical_GWh_After Competition Groups_Free Cooling
Industrial | Ind ¦ Improved Controls - Process Heating | 2042 | Technical | GWh | After Competition Groups | 10.1156 | 26266.4891 | 0.026266 | 7443.0976 | 0.0013591 | 36 | Industrial_2042_Technical_GWh_After Competition Groups_36 | Improved Controls - Process Heating | 0.1359% | 0.026266 | 10.1156 | Industrial_2042_Technical_GWh_After Competition Groups_Improved Controls - Process Heating
Industrial | Ind ¦ Cooling Tower Optimization | 2042 | Economic | GWh | After Competition Groups | 8.5721 | 411643.2713 | 0.41164 | 7040.2416 | 0.0012176 | 30 | Industrial_2042_Economic_GWh_After Competition Groups_30 | Cooling Tower Optimization | 0.1218% | 0.41164 | 8.5721 | Industrial_2042_Economic_GWh_After Competition Groups_Cooling Tower Optimization
Industrial | Ind ¦ Cooling Tower Optimization | 2042 | Technical | GWh | After Competition Groups | 8.5721 | 411643.2713 | 0.41164 | 7443.0976 | 0.0011517 | 37 | Industrial_2042_Technical_GWh_After Competition Groups_37 | Cooling Tower Optimization | 0.1152% | 0.41164 | 8.5721 | Industrial_2042_Technical_GWh_After Competition Groups_Cooling Tower Optimization
Industrial | Ind ¦ Cooling Tower Optimization | 2042 | Achievable | GWh | After Competition Groups | 6.6045 | 411643.2713 | 0.41164 | 5890.3651 | 0.0011212 | 30 | Industrial_2042_Achievable_GWh_After Competition Groups_30 | Cooling Tower Optimization | 0.1121% | 0.41164 | 6.6045 | Industrial_2042_Achievable_GWh_After Competition Groups_Cooling Tower Optimization
Industrial | Ind ¦ Engine Block Heater Timer | 2042 | Achievable | GWh | After Competition Groups | 6.1258 | 10126.0475 | 0.010126 | 5890.3651 | 0.00104 | 31 | Industrial_2042_Achievable_GWh_After Competition Groups_31 | Engine Block Heater Timer | 0.104% | 0.010126 | 6.1258 | Industrial_2042_Achievable_GWh_After Competition Groups_Engine Block Heater Timer
Industrial | Ind ¦ HVLS Fans | 2042 | Achievable | GWh | After Competition Groups | 6.0037 | 1953916.3915 | 1.9539 | 5890.3651 | 0.0010192 | 32 | Industrial_2042_Achievable_GWh_After Competition Groups_32 | HVLS Fans | 0.1019% | 1.9539 | 6.0037 | Industrial_2042_Achievable_GWh_After Competition Groups_HVLS Fans
Industrial | Ind ¦ Engine Block Heater Timer | 2042 | Economic | GWh | After Competition Groups | 6.0237 | 10126.0475 | 0.010126 | 7040.2416 | 0.00085561 | 31 | Industrial_2042_Economic_GWh_After Competition Groups_31 | Engine Block Heater Timer | 0.08556% | 0.010126 | 6.0237 | Industrial_2042_Economic_GWh_After Competition Groups_Engine Block Heater Timer
Industrial | Ind ¦ Engine Block Heater Timer | 2042 | Technical | GWh | After Competition Groups | 6.0237 | 10126.0475 | 0.010126 | 7443.0976 | 0.0008093 | 38 | Industrial_2042_Technical_GWh_After Competition Groups_38 | Engine Block Heater Timer | 0.08093% | 0.010126 | 6.0237 | Industrial_2042_Technical_GWh_After Competition Groups_Engine Block Heater Timer
Industrial | Ind ¦ Heat Lamps/Heat Pad | 2042 | Technical | GWh | After Competition Groups | 5.0217 | 80505.2314 | 0.080505 | 7443.0976 | 0.00067468 | 39 | Industrial_2042_Technical_GWh_After Competition Groups_39 | Heat Lamps/Heat Pad | 0.06747% | 0.080505 | 5.0217 | Industrial_2042_Technical_GWh_After Competition Groups_Heat Lamps/Heat Pad
Industrial | Ind ¦ Efficient Refrigeration Compressor | 2042 | Achievable | GWh | After Competition Groups | 3.7202 | 6456.2597 | 0.0064563 | 5890.3651 | 0.00063157 | 33 | Industrial_2042_Achievable_GWh_After Competition Groups_33 | Efficient Refrigeration Compressor | 0.06316% | 0.0064563 | 3.7202 | Industrial_2042_Achievable_GWh_After Competition Groups_Efficient Refrigeration Compressor
Industrial | Ind ¦ Efficient Refrigeration Compressor | 2042 | Economic | GWh | After Competition Groups | 4.0642 | 6456.2597 | 0.0064563 | 7040.2416 | 0.00057728 | 32 | Industrial_2042_Economic_GWh_After Competition Groups_32 | Efficient Refrigeration Compressor | 0.05773% | 0.0064563 | 4.0642 | Industrial_2042_Economic_GWh_After Competition Groups_Efficient Refrigeration Compressor
Industrial | Ind ¦ Efficient Refrigeration Compressor | 2042 | Technical | GWh | After Competition Groups | 4.0642 | 6456.2597 | 0.0064563 | 7443.0976 | 0.00054603 | 40 | Industrial_2042_Technical_GWh_After Competition Groups_40 | Efficient Refrigeration Compressor | 0.0546% | 0.0064563 | 4.0642 | Industrial_2042_Technical_GWh_After Competition Groups_Efficient Refrigeration Compressor
Industrial | Ind ¦ Heat Lamps/Heat Pad | 2042 | Achievable | GWh | After Competition Groups | 2.849 | 80505.2314 | 0.080505 | 5890.3651 | 0.00048367 | 34 | Industrial_2042_Achievable_GWh_After Competition Groups_34 | Heat Lamps/Heat Pad | 0.04837% | 0.080505 | 2.849 | Industrial_2042_Achievable_GWh_After Competition Groups_Heat Lamps/Heat Pad
Industrial | Ind ¦ Efficient Transformer | 2042 | Achievable | GWh | After Competition Groups | 2.7302 | 530487.6053 | 0.53049 | 5890.3651 | 0.0004635 | 35 | Industrial_2042_Achievable_GWh_After Competition Groups_35 | Efficient Transformer | 0.04635% | 0.53049 | 2.7302 | Industrial_2042_Achievable_GWh_After Competition Groups_Efficient Transformer
Industrial | Ind ¦ Air Compressor Heat Recovery | 2042 | Achievable | GWh | After Competition Groups | 2.6382 | 8450.9386 | 0.0084509 | 5890.3651 | 0.00044789 | 36 | Industrial_2042_Achievable_GWh_After Competition Groups_36 | Air Compressor Heat Recovery | 0.04479% | 0.0084509 | 2.6382 | Industrial_2042_Achievable_GWh_After Competition Groups_Air Compressor Heat Recovery
Industrial | Ind ¦ High Efficiency Welders | 2042 | Achievable | GWh | After Competition Groups | 2.4965 | 650606.7482 | 0.65061 | 5890.3651 | 0.00042382 | 37 | Industrial_2042_Achievable_GWh_After Competition Groups_37 | High Efficiency Welders | 0.04238% | 0.65061 | 2.4965 | Industrial_2042_Achievable_GWh_After Competition Groups_High Efficiency Welders
Industrial | Ind ¦ Air Compressor Heat Recovery | 2042 | Economic | GWh | After Competition Groups | 2.6964 | 8450.9386 | 0.0084509 | 7040.2416 | 0.000383 | 33 | Industrial_2042_Economic_GWh_After Competition Groups_33 | Air Compressor Heat Recovery | 0.0383% | 0.0084509 | 2.6964 | Industrial_2042_Economic_GWh_After Competition Groups_Air Compressor Heat Recovery
Industrial | Ind ¦ Air Compressor Heat Recovery | 2042 | Technical | GWh | After Competition Groups | 2.6964 | 8450.9386 | 0.0084509 | 7443.0976 | 0.00036227 | 41 | Industrial_2042_Technical_GWh_After Competition Groups_41 | Air Compressor Heat Recovery | 0.03623% | 0.0084509 | 2.6964 | Industrial_2042_Technical_GWh_After Competition Groups_Air Compressor Heat Recovery
Industrial | Ind ¦ Creep Heat Controller | 2042 | Economic | GWh | After Competition Groups | 2.4964 | 110514.8411 | 0.11051 | 7040.2416 | 0.00035459 | 34 | Industrial_2042_Economic_GWh_After Competition Groups_34 | Creep Heat Controller | 0.03546% | 0.11051 | 2.4964 | Industrial_2042_Economic_GWh_After Competition Groups_Creep Heat Controller
Industrial | Ind ¦ Creep Heat Controller | 2042 | Technical | GWh | After Competition Groups | 2.4964 | 110514.8411 | 0.11051 | 7443.0976 | 0.0003354 | 42 | Industrial_2042_Technical_GWh_After Competition Groups_42 | Creep Heat Controller | 0.03354% | 0.11051 | 2.4964 | Industrial_2042_Technical_GWh_After Competition Groups_Creep Heat Controller
Industrial | Ind ¦ Optimize Compressed Air Dryer | 2042 | Economic | GWh | After Competition Groups | 1.9572 | 239219.1711 | 0.23922 | 7040.2416 | 0.000278 | 35 | Industrial_2042_Economic_GWh_After Competition Groups_35 | Optimize Compressed Air Dryer | 0.0278% | 0.23922 | 1.9572 | Industrial_2042_Economic_GWh_After Competition Groups_Optimize Compressed Air Dryer
Industrial | Ind ¦ Efficient Transformer | 2042 | Economic | GWh | After Competition Groups | 1.9277 | 530487.6053 | 0.53049 | 7040.2416 | 0.00027381 | 36 | Industrial_2042_Economic_GWh_After Competition Groups_36 | Efficient Transformer | 0.02738% | 0.53049 | 1.9277 | Industrial_2042_Economic_GWh_After Competition Groups_Efficient Transformer
Industrial | Ind ¦ Optimize Compressed Air Dryer | 2042 | Technical | GWh | After Competition Groups | 1.9572 | 239219.1711 | 0.23922 | 7443.0976 | 0.00026296 | 43 | Industrial_2042_Technical_GWh_After Competition Groups_43 | Optimize Compressed Air Dryer | 0.0263% | 0.23922 | 1.9572 | Industrial_2042_Technical_GWh_After Competition Groups_Optimize Compressed Air Dryer
Industrial | Ind ¦ Heat Lamps/Heat Pad | 2042 | Economic | GWh | After Competition Groups | 1.7571 | 80505.2314 | 0.080505 | 7040.2416 | 0.00024957 | 37 | Industrial_2042_Economic_GWh_After Competition Groups_37 | Heat Lamps/Heat Pad | 0.02496% | 0.080505 | 1.7571 | Industrial_2042_Economic_GWh_After Competition Groups_Heat Lamps/Heat Pad
Industrial | Ind ¦ High Efficiency Welders | 2042 | Economic | GWh | After Competition Groups | 1.5541 | 650606.7482 | 0.65061 | 7040.2416 | 0.00022075 | 38 | Industrial_2042_Economic_GWh_After Competition Groups_38 | High Efficiency Welders | 0.02207% | 0.65061 | 1.5541 | Industrial_2042_Economic_GWh_After Competition Groups_High Efficiency Welders
Industrial | Ind ¦ Dual and Natural Exhaust Ventilation Systems | 2042 | Technical | GWh | After Competition Groups | 1.5815 | 132858.2714 | 0.13286 | 7443.0976 | 0.00021247 | 44 | Industrial_2042_Technical_GWh_After Competition Groups_44 | Dual and Natural Exhaust Ventilation Systems | 0.02125% | 0.13286 | 1.5815 | Industrial_2042_Technical_GWh_After Competition Groups_Dual and Natural Exhaust Ventilation Systems
Industrial | Ind ¦ HVLS Fans | 2042 | Economic | GWh | After Competition Groups | 1.3042 | 1953916.3915 | 1.9539 | 7040.2416 | 0.00018525 | 39 | Industrial_2042_Economic_GWh_After Competition Groups_39 | HVLS Fans | 0.01852% | 1.9539 | 1.3042 | Industrial_2042_Economic_GWh_After Competition Groups_HVLS Fans
Industrial | Ind ¦ Optimize Compressed Air Dryer | 2042 | Achievable | GWh | After Competition Groups | 0.97158 | 239219.1711 | 0.23922 | 5890.3651 | 0.00016494 | 38 | Industrial_2042_Achievable_GWh_After Competition Groups_38 | Optimize Compressed Air Dryer | 0.01649% | 0.23922 | 0.97158 | Industrial_2042_Achievable_GWh_After Competition Groups_Optimize Compressed Air Dryer
Industrial | Ind ¦ Creep Heat Controller | 2042 | Achievable | GWh | After Competition Groups | 0.86706 | 110514.8411 | 0.11051 | 5890.3651 | 0.0001472 | 39 | Industrial_2042_Achievable_GWh_After Competition Groups_39 | Creep Heat Controller | 0.01472% | 0.11051 | 0.86706 | Industrial_2042_Achievable_GWh_After Competition Groups_Creep Heat Controller
Industrial | Ind ¦ Dairy Water Heater | 2042 | Achievable | GWh | After Competition Groups | 0.84065 | 15129.5224 | 0.01513 | 5890.3651 | 0.00014272 | 40 | Industrial_2042_Achievable_GWh_After Competition Groups_40 | Dairy Water Heater | 0.01427% | 0.01513 | 0.84065 | Industrial_2042_Achievable_GWh_After Competition Groups_Dairy Water Heater
Industrial | Ind ¦ Dairy Water Heater | 2042 | Economic | GWh | After Competition Groups | 0.98932 | 15129.5224 | 0.01513 | 7040.2416 | 0.00014052 | 40 | Industrial_2042_Economic_GWh_After Competition Groups_40 | Dairy Water Heater | 0.01405% | 0.01513 | 0.98932 | Industrial_2042_Economic_GWh_After Competition Groups_Dairy Water Heater
Industrial | Ind ¦ Dairy Water Heater | 2042 | Technical | GWh | After Competition Groups | 0.98932 | 15129.5224 | 0.01513 | 7443.0976 | 0.00013292 | 45 | Industrial_2042_Technical_GWh_After Competition Groups_45 | Dairy Water Heater | 0.01329% | 0.01513 | 0.98932 | Industrial_2042_Technical_GWh_After Competition Groups_Dairy Water Heater
Industrial | Ind ¦ Dual and Natural Exhaust Ventilation Systems | 2042 | Achievable | GWh | After Competition Groups | 0.64014 | 132858.2714 | 0.13286 | 5890.3651 | 0.00010868 | 41 | Industrial_2042_Achievable_GWh_After Competition Groups_41 | Dual and Natural Exhaust Ventilation Systems | 0.01087% | 0.13286 | 0.64014 | Industrial_2042_Achievable_GWh_After Competition Groups_Dual and Natural Exhaust Ventilation Systems
Industrial | Ind ¦ Dual and Natural Exhaust Ventilation Systems | 2042 | Economic | GWh | After Competition Groups | 0.74864 | 132858.2714 | 0.13286 | 7040.2416 | 0.00010634 | 41 | Industrial_2042_Economic_GWh_After Competition Groups_41 | Dual and Natural Exhaust Ventilation Systems | 0.01063% | 0.13286 | 0.74864 | Industrial_2042_Economic_GWh_After Competition Groups_Dual and Natural Exhaust Ventilation Systems
Industrial | Ind ¦ Process Heat Improvements | 2023 | Economic | million_m3 | After Competition Groups | 582.8361 | 21360123.0254 | 21.3601 | 2015.9057 | 0.28912 | 1 | Industrial_2023_Economic_million_m3_After Competition Groups_1 | Process Heat Improvements | 28.91% | 21.3601 | 582.8361 | Industrial_2023_Economic_million_m3_After Competition Groups_Process Heat Improvements
Industrial | Ind ¦ Process Heat Improvements | 2023 | Technical | million_m3 | After Competition Groups | 582.8361 | 21360123.0254 | 21.3601 | 2124.7654 | 0.27431 | 1 | Industrial_2023_Technical_million_m3_After Competition Groups_1 | Process Heat Improvements | 27.43% | 21.3601 | 582.8361 | Industrial_2023_Technical_million_m3_After Competition Groups_Process Heat Improvements
Industrial | Ind ¦ Process Heat Improvements | 2023 | Achievable | million_m3 | After Competition Groups | 23.3471 | 21360123.0254 | 21.3601 | 95.5142 | 0.24444 | 1 | Industrial_2023_Achievable_million_m3_After Competition Groups_1 | Process Heat Improvements | 24.44% | 21.3601 | 23.3471 | Industrial_2023_Achievable_million_m3_After Competition Groups_Process Heat Improvements
Industrial | Ind ¦ Process Heat Recovery (Gas) | 2023 | Economic | million_m3 | After Competition Groups | 347.5632 | 17729509.2551 | 17.7295 | 2015.9057 | 0.17241 | 2 | Industrial_2023_Economic_million_m3_After Competition Groups_2 | Process Heat Recovery (Gas) | 17.24% | 17.7295 | 347.5632 | Industrial_2023_Economic_million_m3_After Competition Groups_Process Heat Recovery (Gas)
Industrial | Ind ¦ Boiler Upgrade | 2023 | Achievable | million_m3 | After Competition Groups | 16.0626 | 23128770.5203 | 23.1288 | 95.5142 | 0.16817 | 2 | Industrial_2023_Achievable_million_m3_After Competition Groups_2 | Boiler Upgrade | 16.82% | 23.1288 | 16.0626 | Industrial_2023_Achievable_million_m3_After Competition Groups_Boiler Upgrade
Industrial | Ind ¦ Process Heat Recovery (Gas) | 2023 | Technical | million_m3 | After Competition Groups | 347.5632 | 17729509.2551 | 17.7295 | 2124.7654 | 0.16358 | 2 | Industrial_2023_Technical_million_m3_After Competition Groups_2 | Process Heat Recovery (Gas) | 16.36% | 17.7295 | 347.5632 | Industrial_2023_Technical_million_m3_After Competition Groups_Process Heat Recovery (Gas)
Industrial | Ind ¦ Process Heat Recovery (Gas) | 2023 | Achievable | million_m3 | After Competition Groups | 14.7705 | 17729509.2551 | 17.7295 | 95.5142 | 0.15464 | 3 | Industrial_2023_Achievable_million_m3_After Competition Groups_3 | Process Heat Recovery (Gas) | 15.46% | 17.7295 | 14.7705 | Industrial_2023_Achievable_million_m3_After Competition Groups_Process Heat Recovery (Gas)
Industrial | Ind ¦ Recommissioning | 2023 | Economic | million_m3 | After Competition Groups | 252.3014 | 5023815.9763 | 5.0238 | 2015.9057 | 0.12516 | 3 | Industrial_2023_Economic_million_m3_After Competition Groups_3 | Recommissioning | 12.52% | 5.0238 | 252.3014 | Industrial_2023_Economic_million_m3_After Competition Groups_Recommissioning
Industrial | Ind ¦ Recommissioning | 2023 | Technical | million_m3 | After Competition Groups | 252.3014 | 5023815.9763 | 5.0238 | 2124.7654 | 0.11874 | 3 | Industrial_2023_Technical_million_m3_After Competition Groups_3 | Recommissioning | 11.87% | 5.0238 | 252.3014 | Industrial_2023_Technical_million_m3_After Competition Groups_Recommissioning
Industrial | Ind ¦ Recommissioning | 2023 | Achievable | million_m3 | After Competition Groups | 10.863 | 5023815.9763 | 5.0238 | 95.5142 | 0.11373 | 4 | Industrial_2023_Achievable_million_m3_After Competition Groups_4 | Recommissioning | 11.37% | 5.0238 | 10.863 | Industrial_2023_Achievable_million_m3_After Competition Groups_Recommissioning
Industrial | Ind ¦ Boiler Upgrade | 2023 | Economic | million_m3 | After Competition Groups | 218.3392 | 23128770.5203 | 23.1288 | 2015.9057 | 0.10831 | 4 | Industrial_2023_Economic_million_m3_After Competition Groups_4 | Boiler Upgrade | 10.83% | 23.1288 | 218.3392 | Industrial_2023_Economic_million_m3_After Competition Groups_Boiler Upgrade
Industrial | Ind ¦ Boiler Upgrade | 2023 | Technical | million_m3 | After Competition Groups | 218.3392 | 23128770.5203 | 23.1288 | 2124.7654 | 0.10276 | 4 | Industrial_2023_Technical_million_m3_After Competition Groups_4 | Boiler Upgrade | 10.28% | 23.1288 | 218.3392 | Industrial_2023_Technical_million_m3_After Competition Groups_Boiler Upgrade
Industrial | Ind ¦ Improved Controls -Process Heating Gas | 2023 | Economic | million_m3 | After Competition Groups | 159.4785 | 4264011.4843 | 4.264 | 2015.9057 | 0.07911 | 5 | Industrial_2023_Economic_million_m3_After Competition Groups_5 | Improved Controls -Process Heating Gas | 7.911% | 4.264 | 159.4785 | Industrial_2023_Economic_million_m3_After Competition Groups_Improved Controls -Process Heating Gas
Industrial | Ind ¦ Improved Controls -Process Heating Gas | 2023 | Technical | million_m3 | After Competition Groups | 159.4785 | 4264011.4843 | 4.264 | 2124.7654 | 0.075057 | 5 | Industrial_2023_Technical_million_m3_After Competition Groups_5 | Improved Controls -Process Heating Gas | 7.506% | 4.264 | 159.4785 | Industrial_2023_Technical_million_m3_After Competition Groups_Improved Controls -Process Heating Gas
Industrial | Ind ¦ Improved Controls -Process Heating Gas | 2023 | Achievable | million_m3 | After Competition Groups | 6.7528 | 4264011.4843 | 4.264 | 95.5142 | 0.0707 | 5 | Industrial_2023_Achievable_million_m3_After Competition Groups_5 | Improved Controls -Process Heating Gas | 7.07% | 4.264 | 6.7528 | Industrial_2023_Achievable_million_m3_After Competition Groups_Improved Controls -Process Heating Gas
Industrial | Ind ¦ Greenhouse Envelope Improvements | 2023 | Achievable | million_m3 | After Competition Groups | 6.2793 | 481135.8181 | 0.48114 | 95.5142 | 0.065742 | 6 | Industrial_2023_Achievable_million_m3_After Competition Groups_6 | Greenhouse Envelope Improvements | 6.574% | 0.48114 | 6.2793 | Industrial_2023_Achievable_million_m3_After Competition Groups_Greenhouse Envelope Improvements
Industrial | Ind ¦ High Efficiency Burners | 2023 | Economic | million_m3 | After Competition Groups | 109.9973 | 6369552.5846 | 6.3696 | 2015.9057 | 0.054565 | 6 | Industrial_2023_Economic_million_m3_After Competition Groups_6 | High Efficiency Burners | 5.456% | 6.3696 | 109.9973 | Industrial_2023_Economic_million_m3_After Competition Groups_High Efficiency Burners
Industrial | Ind ¦ High Efficiency Burners | 2023 | Technical | million_m3 | After Competition Groups | 109.9973 | 6369552.5846 | 6.3696 | 2124.7654 | 0.051769 | 6 | Industrial_2023_Technical_million_m3_After Competition Groups_6 | High Efficiency Burners | 5.177% | 6.3696 | 109.9973 | Industrial_2023_Technical_million_m3_After Competition Groups_High Efficiency Burners
Industrial | Ind ¦ High Efficiency Burners | 2023 | Achievable | million_m3 | After Competition Groups | 4.4419 | 6369552.5846 | 6.3696 | 95.5142 | 0.046505 | 7 | Industrial_2023_Achievable_million_m3_After Competition Groups_7 | High Efficiency Burners | 4.651% | 6.3696 | 4.4419 | Industrial_2023_Achievable_million_m3_After Competition Groups_High Efficiency Burners
Industrial | Ind ¦ Greenhouse Envelope Improvements | 2023 | Economic | million_m3 | After Competition Groups | 50.9973 | 481135.8181 | 0.48114 | 2015.9057 | 0.025297 | 7 | Industrial_2023_Economic_million_m3_After Competition Groups_7 | Greenhouse Envelope Improvements | 2.53% | 0.48114 | 50.9973 | Industrial_2023_Economic_million_m3_After Competition Groups_Greenhouse Envelope Improvements
Industrial | Ind ¦ Greenhouse Envelope Improvements | 2023 | Technical | million_m3 | After Competition Groups | 50.9973 | 481135.8181 | 0.48114 | 2124.7654 | 0.024001 | 7 | Industrial_2023_Technical_million_m3_After Competition Groups_7 | Greenhouse Envelope Improvements | 2.4% | 0.48114 | 50.9973 | Industrial_2023_Technical_million_m3_After Competition Groups_Greenhouse Envelope Improvements
Industrial | Ind ¦ Insulation - Steam | 2023 | Economic | million_m3 | After Competition Groups | 47.7841 | 721616.674 | 0.72162 | 2015.9057 | 0.023704 | 8 | Industrial_2023_Economic_million_m3_After Competition Groups_8 | Insulation - Steam | 2.37% | 0.72162 | 47.7841 | Industrial_2023_Economic_million_m3_After Competition Groups_Insulation - Steam
Industrial | Ind ¦ Boiler Tune Up | 2023 | Technical | million_m3 | After Competition Groups | 49.6965 | 0 | 0 | 2124.7654 | 0.023389 | 8 | Industrial_2023_Technical_million_m3_After Competition Groups_8 | Boiler Tune Up | 2.339% | 0 | 49.6965 | Industrial_2023_Technical_million_m3_After Competition Groups_Boiler Tune Up
Industrial | Ind ¦ Insulation - Steam | 2023 | Technical | million_m3 | After Competition Groups | 47.7841 | 721616.674 | 0.72162 | 2124.7654 | 0.022489 | 9 | Industrial_2023_Technical_million_m3_After Competition Groups_9 | Insulation - Steam | 2.249% | 0.72162 | 47.7841 | Industrial_2023_Technical_million_m3_After Competition Groups_Insulation - Steam
Industrial | Ind ¦ Insulation - Steam | 2023 | Achievable | million_m3 | After Competition Groups | 2.0754 | 721616.674 | 0.72162 | 95.5142 | 0.021729 | 8 | Industrial_2023_Achievable_million_m3_After Competition Groups_8 | Insulation - Steam | 2.173% | 0.72162 | 2.0754 | Industrial_2023_Achievable_million_m3_After Competition Groups_Insulation - Steam
Industrial | Ind ¦ VAV Conversion Project (Gas) | 2023 | Economic | million_m3 | After Competition Groups | 40.7457 | 3946748.6519 | 3.9467 | 2015.9057 | 0.020212 | 9 | Industrial_2023_Economic_million_m3_After Competition Groups_9 | VAV Conversion Project (Gas) | 2.021% | 3.9467 | 40.7457 | Industrial_2023_Economic_million_m3_After Competition Groups_VAV Conversion Project (Gas)
Industrial | Ind ¦ VAV Conversion Project (Gas) | 2023 | Technical | million_m3 | After Competition Groups | 40.7457 | 3946748.6519 | 3.9467 | 2124.7654 | 0.019177 | 10 | Industrial_2023_Technical_million_m3_After Competition Groups_10 | VAV Conversion Project (Gas) | 1.918% | 3.9467 | 40.7457 | Industrial_2023_Technical_million_m3_After Competition Groups_VAV Conversion Project (Gas)
Industrial | Ind ¦ VAV Conversion Project (Gas) | 2023 | Achievable | million_m3 | After Competition Groups | 1.8262 | 3946748.6519 | 3.9467 | 95.5142 | 0.01912 | 9 | Industrial_2023_Achievable_million_m3_After Competition Groups_9 | VAV Conversion Project (Gas) | 1.912% | 3.9467 | 1.8262 | Industrial_2023_Achievable_million_m3_After Competition Groups_VAV Conversion Project (Gas)
Industrial | Ind ¦ High Efficiency HVAC Fans (Gas) | 2023 | Achievable | million_m3 | After Competition Groups | 1.7033 | 1816490.5219 | 1.8165 | 95.5142 | 0.017833 | 10 | Industrial_2023_Achievable_million_m3_After Competition Groups_10 | High Efficiency HVAC Fans (Gas) | 1.783% | 1.8165 | 1.7033 | Industrial_2023_Achievable_million_m3_After Competition Groups_High Efficiency HVAC Fans (Gas)
Industrial | Ind ¦ High Efficiency HVAC Fans (Gas) | 2023 | Economic | million_m3 | After Competition Groups | 33.0222 | 1816490.5219 | 1.8165 | 2015.9057 | 0.016381 | 10 | Industrial_2023_Economic_million_m3_After Competition Groups_10 | High Efficiency HVAC Fans (Gas) | 1.638% | 1.8165 | 33.0222 | Industrial_2023_Economic_million_m3_After Competition Groups_High Efficiency HVAC Fans (Gas)
Industrial | Ind ¦ High Efficiency HVAC Fans (Gas) | 2023 | Technical | million_m3 | After Competition Groups | 33.0222 | 1816490.5219 | 1.8165 | 2124.7654 | 0.015542 | 11 | Industrial_2023_Technical_million_m3_After Competition Groups_11 | High Efficiency HVAC Fans (Gas) | 1.554% | 1.8165 | 33.0222 | Industrial_2023_Technical_million_m3_After Competition Groups_High Efficiency HVAC Fans (Gas)
Industrial | Ind ¦ Steam Leak Repairs | 2023 | Technical | million_m3 | After Competition Groups | 30.1322 | 0 | 0 | 2124.7654 | 0.014181 | 12 | Industrial_2023_Technical_million_m3_After Competition Groups_12 | Steam Leak Repairs | 1.418% | 0 | 30.1322 | Industrial_2023_Technical_million_m3_After Competition Groups_Steam Leak Repairs
Industrial | Ind ¦ HE HVAC Controls | 2023 | Economic | million_m3 | After Competition Groups | 27.1925 | 2653906.127 | 2.6539 | 2015.9057 | 0.013489 | 11 | Industrial_2023_Economic_million_m3_After Competition Groups_11 | HE HVAC Controls | 1.349% | 2.6539 | 27.1925 | Industrial_2023_Economic_million_m3_After Competition Groups_HE HVAC Controls
Industrial | Ind ¦ HE HVAC Controls | 2023 | Achievable | million_m3 | After Competition Groups | 1.2394 | 2653906.127 | 2.6539 | 95.5142 | 0.012976 | 11 | Industrial_2023_Achievable_million_m3_After Competition Groups_11 | HE HVAC Controls | 1.298% | 2.6539 | 1.2394 | Industrial_2023_Achievable_million_m3_After Competition Groups_HE HVAC Controls
Industrial | Ind ¦ HE HVAC Controls | 2023 | Technical | million_m3 | After Competition Groups | 27.1925 | 2653906.127 | 2.6539 | 2124.7654 | 0.012798 | 13 | Industrial_2023_Technical_million_m3_After Competition Groups_13 | HE HVAC Controls | 1.28% | 2.6539 | 27.1925 | Industrial_2023_Technical_million_m3_After Competition Groups_HE HVAC Controls
Industrial | Ind ¦ Loading Dock Seals | 2023 | Technical | million_m3 | After Competition Groups | 27.1925 | 0 | 0 | 2124.7654 | 0.012798 | 14 | Industrial_2023_Technical_million_m3_After Competition Groups_14 | Loading Dock Seals | 1.28% | 0 | 27.1925 | Industrial_2023_Technical_million_m3_After Competition Groups_Loading Dock Seals
Industrial | Ind ¦ Insulation - Steam (AG) | 2023 | Economic | million_m3 | After Competition Groups | 22.8818 | 371932.903 | 0.37193 | 2015.9057 | 0.011351 | 12 | Industrial_2023_Economic_million_m3_After Competition Groups_12 | Insulation - Steam (AG) | 1.135% | 0.37193 | 22.8818 | Industrial_2023_Economic_million_m3_After Competition Groups_Insulation - Steam (AG)
Industrial | Ind ¦ Steam Trap Repair | 2023 | Economic | million_m3 | After Competition Groups | 22.8723 | 1706452.0417 | 1.7065 | 2015.9057 | 0.011346 | 13 | Industrial_2023_Economic_million_m3_After Competition Groups_13 | Steam Trap Repair | 1.135% | 1.7065 | 22.8723 | Industrial_2023_Economic_million_m3_After Competition Groups_Steam Trap Repair
Industrial | Ind ¦ Insulation - Steam (AG) | 2023 | Achievable | million_m3 | After Competition Groups | 1.0697 | 371932.903 | 0.37193 | 95.5142 | 0.0112 | 12 | Industrial_2023_Achievable_million_m3_After Competition Groups_12 | Insulation - Steam (AG) | 1.12% | 0.37193 | 1.0697 | Industrial_2023_Achievable_million_m3_After Competition Groups_Insulation - Steam (AG)
Industrial | Ind ¦ Direct Contact Water Heaters | 2023 | Achievable | million_m3 | After Competition Groups | 1.0372 | 0 | 0 | 95.5142 | 0.01086 | 13 | Industrial_2023_Achievable_million_m3_After Competition Groups_13 | Direct Contact Water Heaters | 1.086% | 0 | 1.0372 | Industrial_2023_Achievable_million_m3_After Competition Groups_Direct Contact Water Heaters
Industrial | Ind ¦ Insulation - Steam (AG) | 2023 | Technical | million_m3 | After Competition Groups | 22.8818 | 371932.903 | 0.37193 | 2124.7654 | 0.010769 | 15 | Industrial_2023_Technical_million_m3_After Competition Groups_15 | Insulation - Steam (AG) | 1.077% | 0.37193 | 22.8818 | Industrial_2023_Technical_million_m3_After Competition Groups_Insulation - Steam (AG)
Industrial | Ind ¦ Steam Trap Repair | 2023 | Technical | million_m3 | After Competition Groups | 22.8723 | 1706452.0417 | 1.7065 | 2124.7654 | 0.010765 | 16 | Industrial_2023_Technical_million_m3_After Competition Groups_16 | Steam Trap Repair | 1.076% | 1.7065 | 22.8723 | Industrial_2023_Technical_million_m3_After Competition Groups_Steam Trap Repair
Industrial | Ind ¦ Steam Trap Repair | 2023 | Achievable | million_m3 | After Competition Groups | 0.98814 | 1706452.0417 | 1.7065 | 95.5142 | 0.010345 | 14 | Industrial_2023_Achievable_million_m3_After Competition Groups_14 | Steam Trap Repair | 1.035% | 1.7065 | 0.98814 | Industrial_2023_Achievable_million_m3_After Competition Groups_Steam Trap Repair
Industrial | Ind ¦ Direct Contact Water Heaters | 2023 | Economic | million_m3 | After Competition Groups | 19.363 | 0 | 0 | 2015.9057 | 0.0096051 | 14 | Industrial_2023_Economic_million_m3_After Competition Groups_14 | Direct Contact Water Heaters | 0.9605% | 0 | 19.363 | Industrial_2023_Economic_million_m3_After Competition Groups_Direct Contact Water Heaters
Industrial | Ind ¦ Direct Contact Water Heaters | 2023 | Technical | million_m3 | After Competition Groups | 19.363 | 0 | 0 | 2124.7654 | 0.009113 | 17 | Industrial_2023_Technical_million_m3_After Competition Groups_17 | Direct Contact Water Heaters | 0.9113% | 0 | 19.363 | Industrial_2023_Technical_million_m3_After Competition Groups_Direct Contact Water Heaters
Industrial | Ind ¦ Air Compressor Heat Recovery | 2023 | Economic | million_m3 | After Competition Groups | 17.5168 | 641299.6057 | 0.6413 | 2015.9057 | 0.0086893 | 15 | Industrial_2023_Economic_million_m3_After Competition Groups_15 | Air Compressor Heat Recovery | 0.8689% | 0.6413 | 17.5168 | Industrial_2023_Economic_million_m3_After Competition Groups_Air Compressor Heat Recovery
Industrial | Ind ¦ Air Compressor Heat Recovery | 2023 | Technical | million_m3 | After Competition Groups | 17.5168 | 641299.6057 | 0.6413 | 2124.7654 | 0.0082441 | 18 | Industrial_2023_Technical_million_m3_After Competition Groups_18 | Air Compressor Heat Recovery | 0.8244% | 0.6413 | 17.5168 | Industrial_2023_Technical_million_m3_After Competition Groups_Air Compressor Heat Recovery
Industrial | Ind ¦ Air Compressor Heat Recovery | 2023 | Achievable | million_m3 | After Competition Groups | 0.77161 | 641299.6057 | 0.6413 | 95.5142 | 0.0080785 | 15 | Industrial_2023_Achievable_million_m3_After Competition Groups_15 | Air Compressor Heat Recovery | 0.8078% | 0.6413 | 0.77161 | Industrial_2023_Achievable_million_m3_After Competition Groups_Air Compressor Heat Recovery
Industrial | Ind ¦ High Efficiency Furnaces | 2023 | Economic | million_m3 | After Competition Groups | 12.662 | 2324438.7778 | 2.3244 | 2015.9057 | 0.0062811 | 16 | Industrial_2023_Economic_million_m3_After Competition Groups_16 | High Efficiency Furnaces | 0.6281% | 2.3244 | 12.662 | Industrial_2023_Economic_million_m3_After Competition Groups_High Efficiency Furnaces
Industrial | Ind ¦ High Efficiency Furnaces | 2023 | Technical | million_m3 | After Competition Groups | 12.662 | 2324438.7778 | 2.3244 | 2124.7654 | 0.0059593 | 19 | Industrial_2023_Technical_million_m3_After Competition Groups_19 | High Efficiency Furnaces | 0.5959% | 2.3244 | 12.662 | Industrial_2023_Technical_million_m3_After Competition Groups_High Efficiency Furnaces
Industrial | Ind ¦ Steam Turbine Optimization | 2023 | Economic | million_m3 | After Competition Groups | 11.1817 | 470341.1103 | 0.47034 | 2015.9057 | 0.0055467 | 17 | Industrial_2023_Economic_million_m3_After Competition Groups_17 | Steam Turbine Optimization | 0.5547% | 0.47034 | 11.1817 | Industrial_2023_Economic_million_m3_After Competition Groups_Steam Turbine Optimization
Industrial | Ind ¦ High Efficiency Furnaces | 2023 | Achievable | million_m3 | After Competition Groups | 0.50342 | 2324438.7778 | 2.3244 | 95.5142 | 0.0052707 | 16 | Industrial_2023_Achievable_million_m3_After Competition Groups_16 | High Efficiency Furnaces | 0.5271% | 2.3244 | 0.50342 | Industrial_2023_Achievable_million_m3_After Competition Groups_High Efficiency Furnaces
Industrial | Ind ¦ Steam Turbine Optimization | 2023 | Technical | million_m3 | After Competition Groups | 11.1817 | 470341.1103 | 0.47034 | 2124.7654 | 0.0052625 | 20 | Industrial_2023_Technical_million_m3_After Competition Groups_20 | Steam Turbine Optimization | 0.5263% | 0.47034 | 11.1817 | Industrial_2023_Technical_million_m3_After Competition Groups_Steam Turbine Optimization
Industrial | Ind ¦ Process Optimization (Gas) | 2023 | Economic | million_m3 | After Competition Groups | 10.2948 | 41253.8251 | 0.041254 | 2015.9057 | 0.0051068 | 18 | Industrial_2023_Economic_million_m3_After Competition Groups_18 | Process Optimization (Gas) | 0.5107% | 0.041254 | 10.2948 | Industrial_2023_Economic_million_m3_After Competition Groups_Process Optimization (Gas)
Industrial | Ind ¦ Steam Turbine Optimization | 2023 | Achievable | million_m3 | After Competition Groups | 0.46783 | 470341.1103 | 0.47034 | 95.5142 | 0.004898 | 17 | Industrial_2023_Achievable_million_m3_After Competition Groups_17 | Steam Turbine Optimization | 0.4898% | 0.47034 | 0.46783 | Industrial_2023_Achievable_million_m3_After Competition Groups_Steam Turbine Optimization
Industrial | Ind ¦ Process Optimization (Gas) | 2023 | Technical | million_m3 | After Competition Groups | 10.2948 | 41253.8251 | 0.041254 | 2124.7654 | 0.0048451 | 21 | Industrial_2023_Technical_million_m3_After Competition Groups_21 | Process Optimization (Gas) | 0.4845% | 0.041254 | 10.2948 | Industrial_2023_Technical_million_m3_After Competition Groups_Process Optimization (Gas)
Industrial | Ind ¦ Gas Turbine Optimization | 2023 | Economic | million_m3 | After Competition Groups | 8.3862 | 352755.8328 | 0.35276 | 2015.9057 | 0.00416 | 19 | Industrial_2023_Economic_million_m3_After Competition Groups_19 | Gas Turbine Optimization | 0.416% | 0.35276 | 8.3862 | Industrial_2023_Economic_million_m3_After Competition Groups_Gas Turbine Optimization
Industrial | Ind ¦ Gas Turbine Optimization | 2023 | Technical | million_m3 | After Competition Groups | 8.3862 | 352755.8328 | 0.35276 | 2124.7654 | 0.0039469 | 22 | Industrial_2023_Technical_million_m3_After Competition Groups_22 | Gas Turbine Optimization | 0.3947% | 0.35276 | 8.3862 | Industrial_2023_Technical_million_m3_After Competition Groups_Gas Turbine Optimization
Industrial | Ind ¦ Gas Turbine Optimization | 2023 | Achievable | million_m3 | After Competition Groups | 0.35087 | 352755.8328 | 0.35276 | 95.5142 | 0.0036735 | 18 | Industrial_2023_Achievable_million_m3_After Competition Groups_18 | Gas Turbine Optimization | 0.3673% | 0.35276 | 0.35087 | Industrial_2023_Achievable_million_m3_After Competition Groups_Gas Turbine Optimization
Industrial | Ind ¦ HE Stock Tank | 2023 | Economic | million_m3 | After Competition Groups | 5.8029 | 78523.4492 | 0.078523 | 2015.9057 | 0.0028785 | 20 | Industrial_2023_Economic_million_m3_After Competition Groups_20 | HE Stock Tank | 0.2879% | 0.078523 | 5.8029 | Industrial_2023_Economic_million_m3_After Competition Groups_HE Stock Tank
Industrial | Ind ¦ HE Stock Tank | 2023 | Technical | million_m3 | After Competition Groups | 5.8029 | 78523.4492 | 0.078523 | 2124.7654 | 0.0027311 | 23 | Industrial_2023_Technical_million_m3_After Competition Groups_23 | HE Stock Tank | 0.2731% | 0.078523 | 5.8029 | Industrial_2023_Technical_million_m3_After Competition Groups_HE Stock Tank
Industrial | Ind ¦ Solar Walls | 2023 | Economic | million_m3 | After Competition Groups | 5.4962 | 901467.63 | 0.90147 | 2015.9057 | 0.0027264 | 21 | Industrial_2023_Economic_million_m3_After Competition Groups_21 | Solar Walls | 0.2726% | 0.90147 | 5.4962 | Industrial_2023_Economic_million_m3_After Competition Groups_Solar Walls
Industrial | Ind ¦ Ventilation Optimization (Gas) | 2023 | Economic | million_m3 | After Competition Groups | 5.4508 | 0 | 0 | 2015.9057 | 0.0027039 | 22 | Industrial_2023_Economic_million_m3_After Competition Groups_22 | Ventilation Optimization (Gas) | 0.2704% | 0 | 5.4508 | Industrial_2023_Economic_million_m3_After Competition Groups_Ventilation Optimization (Gas)
Industrial | Ind ¦ Solar Walls | 2023 | Technical | million_m3 | After Competition Groups | 5.4962 | 901467.63 | 0.90147 | 2124.7654 | 0.0025867 | 24 | Industrial_2023_Technical_million_m3_After Competition Groups_24 | Solar Walls | 0.2587% | 0.90147 | 5.4962 | Industrial_2023_Technical_million_m3_After Competition Groups_Solar Walls
Industrial | Ind ¦ Solar Walls | 2023 | Achievable | million_m3 | After Competition Groups | 0.24633 | 901467.63 | 0.90147 | 95.5142 | 0.002579 | 19 | Industrial_2023_Achievable_million_m3_After Competition Groups_19 | Solar Walls | 0.2579% | 0.90147 | 0.24633 | Industrial_2023_Achievable_million_m3_After Competition Groups_Solar Walls
Industrial | Ind ¦ Ventilation Optimization (Gas) | 2023 | Achievable | million_m3 | After Competition Groups | 0.24571 | 0 | 0 | 95.5142 | 0.0025725 | 20 | Industrial_2023_Achievable_million_m3_After Competition Groups_20 | Ventilation Optimization (Gas) | 0.2573% | 0 | 0.24571 | Industrial_2023_Achievable_million_m3_After Competition Groups_Ventilation Optimization (Gas)
Industrial | Ind ¦ Ventilation Optimization (Gas) | 2023 | Technical | million_m3 | After Competition Groups | 5.4508 | 0 | 0 | 2124.7654 | 0.0025654 | 25 | Industrial_2023_Technical_million_m3_After Competition Groups_25 | Ventilation Optimization (Gas) | 0.2565% | 0 | 5.4508 | Industrial_2023_Technical_million_m3_After Competition Groups_Ventilation Optimization (Gas)
Industrial | Ind ¦ HE Stock Tank | 2023 | Achievable | million_m3 | After Competition Groups | 0.22887 | 78523.4492 | 0.078523 | 95.5142 | 0.0023962 | 21 | Industrial_2023_Achievable_million_m3_After Competition Groups_21 | HE Stock Tank | 0.2396% | 0.078523 | 0.22887 | Industrial_2023_Achievable_million_m3_After Competition Groups_HE Stock Tank
Industrial | Ind ¦ Process Optimization (Gas) | 2023 | Achievable | million_m3 | After Competition Groups | 0.080283 | 41253.8251 | 0.041254 | 95.5142 | 0.00084053 | 22 | Industrial_2023_Achievable_million_m3_After Competition Groups_22 | Process Optimization (Gas) | 0.08405% | 0.041254 | 0.080283 | Industrial_2023_Achievable_million_m3_After Competition Groups_Process Optimization (Gas)
Industrial | Ind ¦ HE HVAC Units | 2023 | Economic | million_m3 | After Competition Groups | 1.6428 | 147291.2107 | 0.14729 | 2015.9057 | 0.0008149 | 23 | Industrial_2023_Economic_million_m3_After Competition Groups_23 | HE HVAC Units | 0.08149% | 0.14729 | 1.6428 | Industrial_2023_Economic_million_m3_After Competition Groups_HE HVAC Units
Industrial | Ind ¦ Boiler Tune Up - Direct | 2023 | Technical | million_m3 | After Competition Groups | 1.6921 | 0 | 0 | 2124.7654 | 0.00079636 | 26 | Industrial_2023_Technical_million_m3_After Competition Groups_26 | Boiler Tune Up - Direct | 0.07964% | 0 | 1.6921 | Industrial_2023_Technical_million_m3_After Competition Groups_Boiler Tune Up - Direct
Industrial | Ind ¦ HE HVAC Units | 2023 | Technical | million_m3 | After Competition Groups | 1.6428 | 147291.2107 | 0.14729 | 2124.7654 | 0.00077315 | 27 | Industrial_2023_Technical_million_m3_After Competition Groups_27 | HE HVAC Units | 0.07732% | 0.14729 | 1.6428 | Industrial_2023_Technical_million_m3_After Competition Groups_HE HVAC Units
Industrial | Ind ¦ HE HVAC Units | 2023 | Achievable | million_m3 | After Competition Groups | 0.068788 | 147291.2107 | 0.14729 | 95.5142 | 0.00072018 | 23 | Industrial_2023_Achievable_million_m3_After Competition Groups_23 | HE HVAC Units | 0.07202% | 0.14729 | 0.068788 | Industrial_2023_Achievable_million_m3_After Competition Groups_HE HVAC Units
Industrial | Ind ¦ Process Heat Recovery (Gas) - HVAC | 2023 | Economic | million_m3 | After Competition Groups | 1.1616 | 65179.9839 | 0.06518 | 2015.9057 | 0.0005762 | 24 | Industrial_2023_Economic_million_m3_After Competition Groups_24 | Process Heat Recovery (Gas) - HVAC | 0.05762% | 0.06518 | 1.1616 | Industrial_2023_Economic_million_m3_After Competition Groups_Process Heat Recovery (Gas) - HVAC
Industrial | Ind ¦ Process Heat Recovery (Gas) - HVAC | 2023 | Achievable | million_m3 | After Competition Groups | 0.054302 | 65179.9839 | 0.06518 | 95.5142 | 0.00056852 | 24 | Industrial_2023_Achievable_million_m3_After Competition Groups_24 | Process Heat Recovery (Gas) - HVAC | 0.05685% | 0.06518 | 0.054302 | Industrial_2023_Achievable_million_m3_After Competition Groups_Process Heat Recovery (Gas) - HVAC
Industrial | Ind ¦ Process Heat Recovery (Gas) - HVAC | 2023 | Technical | million_m3 | After Competition Groups | 1.1616 | 65179.9839 | 0.06518 | 2124.7654 | 0.00054668 | 28 | Industrial_2023_Technical_million_m3_After Competition Groups_28 | Process Heat Recovery (Gas) - HVAC | 0.05467% | 0.06518 | 1.1616 | Industrial_2023_Technical_million_m3_After Competition Groups_Process Heat Recovery (Gas) - HVAC
Industrial | Ind ¦ Insulation - Steam - Direct | 2023 | Economic | million_m3 | After Competition Groups | 0.77438 | 11106.396 | 0.011106 | 2015.9057 | 0.00038414 | 25 | Industrial_2023_Economic_million_m3_After Competition Groups_25 | Insulation - Steam - Direct | 0.03841% | 0.011106 | 0.77438 | Industrial_2023_Economic_million_m3_After Competition Groups_Insulation - Steam - Direct
Industrial | Ind ¦ Insulation - Steam - Direct | 2023 | Technical | million_m3 | After Competition Groups | 0.77438 | 11106.396 | 0.011106 | 2124.7654 | 0.00036446 | 29 | Industrial_2023_Technical_million_m3_After Competition Groups_29 | Insulation - Steam - Direct | 0.03645% | 0.011106 | 0.77438 | Industrial_2023_Technical_million_m3_After Competition Groups_Insulation - Steam - Direct
Industrial | Ind ¦ Insulation - Steam - Direct | 2023 | Achievable | million_m3 | After Competition Groups | 0.031943 | 11106.396 | 0.011106 | 95.5142 | 0.00033443 | 25 | Industrial_2023_Achievable_million_m3_After Competition Groups_25 | Insulation - Steam - Direct | 0.03344% | 0.011106 | 0.031943 | Industrial_2023_Achievable_million_m3_After Competition Groups_Insulation - Steam - Direct
Industrial | Ind ¦ Insulation - Steam - HVAC | 2023 | Economic | million_m3 | After Competition Groups | 0.16104 | 2617.6768 | 0.0026177 | 2015.9057 | 7.9886e-05 | 26 | Industrial_2023_Economic_million_m3_After Competition Groups_26 | Insulation - Steam - HVAC | 0.007989% | 0.0026177 | 0.16104 | Industrial_2023_Economic_million_m3_After Competition Groups_Insulation - Steam - HVAC
Industrial | Ind ¦ Insulation - Steam - HVAC | 2023 | Achievable | million_m3 | After Competition Groups | 0.0075287 | 2617.6768 | 0.0026177 | 95.5142 | 7.8823e-05 | 26 | Industrial_2023_Achievable_million_m3_After Competition Groups_26 | Insulation - Steam - HVAC | 0.007882% | 0.0026177 | 0.0075287 | Industrial_2023_Achievable_million_m3_After Competition Groups_Insulation - Steam - HVAC
Industrial | Ind ¦ Insulation - Steam - HVAC | 2023 | Technical | million_m3 | After Competition Groups | 0.16104 | 2617.6768 | 0.0026177 | 2124.7654 | 7.5793e-05 | 30 | Industrial_2023_Technical_million_m3_After Competition Groups_30 | Insulation - Steam - HVAC | 0.007579% | 0.0026177 | 0.16104 | Industrial_2023_Technical_million_m3_After Competition Groups_Insulation - Steam - HVAC
Industrial | Ind ¦ Boiler Tune Up - HVAC | 2023 | Technical | million_m3 | After Competition Groups | 0.14641 | 0 | 0 | 2124.7654 | 6.8907e-05 | 31 | Industrial_2023_Technical_million_m3_After Competition Groups_31 | Boiler Tune Up - HVAC | 0.006891% | 0 | 0.14641 | Industrial_2023_Technical_million_m3_After Competition Groups_Boiler Tune Up - HVAC
Industrial | Ind ¦ Boiler Tune Up | 2023 | Achievable | million_m3 | After Competition Groups | 0 | 0 | 0 | 95.5142 | 0 | 27 | Industrial_2023_Achievable_million_m3_After Competition Groups_27 | Boiler Tune Up | 0% | 0 | 0 | Industrial_2023_Achievable_million_m3_After Competition Groups_Boiler Tune Up
Industrial | Ind ¦ Boiler Tune Up | 2023 | Economic | million_m3 | After Competition Groups | 0 | 0 | 0 | 2015.9057 | 0 | 27 | Industrial_2023_Economic_million_m3_After Competition Groups_27 | Boiler Tune Up | 0% | 0 | 0 | Industrial_2023_Economic_million_m3_After Competition Groups_Boiler Tune Up
Industrial | Ind ¦ Boiler Tune Up - Direct | 2023 | Achievable | million_m3 | After Competition Groups | 0 | 0 | 0 | 95.5142 | 0 | 28 | Industrial_2023_Achievable_million_m3_After Competition Groups_28 | Boiler Tune Up - Direct | 0% | 0 | 0 | Industrial_2023_Achievable_million_m3_After Competition Groups_Boiler Tune Up - Direct
Industrial | Ind ¦ Boiler Tune Up - Direct | 2023 | Economic | million_m3 | After Competition Groups | 0 | 0 | 0 | 2015.9057 | 0 | 28 | Industrial_2023_Economic_million_m3_After Competition Groups_28 | Boiler Tune Up - Direct | 0% | 0 | 0 | Industrial_2023_Economic_million_m3_After Competition Groups_Boiler Tune Up - Direct
Industrial | Ind ¦ Boiler Tune Up - HVAC | 2023 | Achievable | million_m3 | After Competition Groups | 0 | 0 | 0 | 95.5142 | 0 | 29 | Industrial_2023_Achievable_million_m3_After Competition Groups_29 | Boiler Tune Up - HVAC | 0% | 0 | 0 | Industrial_2023_Achievable_million_m3_After Competition Groups_Boiler Tune Up - HVAC
Industrial | Ind ¦ Boiler Tune Up - HVAC | 2023 | Economic | million_m3 | After Competition Groups | 0 | 0 | 0 | 2015.9057 | 0 | 29 | Industrial_2023_Economic_million_m3_After Competition Groups_29 | Boiler Tune Up - HVAC | 0% | 0 | 0 | Industrial_2023_Economic_million_m3_After Competition Groups_Boiler Tune Up - HVAC
Industrial | Ind ¦ Loading Dock Seals | 2023 | Achievable | million_m3 | After Competition Groups | 0 | 0 | 0 | 95.5142 | 0 | 30 | Industrial_2023_Achievable_million_m3_After Competition Groups_30 | Loading Dock Seals | 0% | 0 | 0 | Industrial_2023_Achievable_million_m3_After Competition Groups_Loading Dock Seals
Industrial | Ind ¦ Loading Dock Seals | 2023 | Economic | million_m3 | After Competition Groups | 0 | 0 | 0 | 2015.9057 | 0 | 30 | Industrial_2023_Economic_million_m3_After Competition Groups_30 | Loading Dock Seals | 0% | 0 | 0 | Industrial_2023_Economic_million_m3_After Competition Groups_Loading Dock Seals
Industrial | Ind ¦ Process Heat Improvements | 2024 | Economic | million_m3 | After Competition Groups | 614.4121 | 26148978.3306 | 26.149 | 2105.1077 | 0.29187 | 1 | Industrial_2024_Economic_million_m3_After Competition Groups_1 | Process Heat Improvements | 29.19% | 26.149 | 614.4121 | Industrial_2024_Economic_million_m3_After Competition Groups_Process Heat Improvements
Industrial | Ind ¦ Process Heat Improvements | 2024 | Technical | million_m3 | After Competition Groups | 614.4121 | 26148978.3306 | 26.149 | 2186.7749 | 0.28097 | 1 | Industrial_2024_Technical_million_m3_After Competition Groups_1 | Process Heat Improvements | 28.1% | 26.149 | 614.4121 | Industrial_2024_Technical_million_m3_After Competition Groups_Process Heat Improvements
Industrial | Ind ¦ Process Heat Improvements | 2024 | Achievable | million_m3 | After Competition Groups | 51.3681 | 26148978.3306 | 26.149 | 207.0315 | 0.24812 | 1 | Industrial_2024_Achievable_million_m3_After Competition Groups_1 | Process Heat Improvements | 24.81% | 26.149 | 51.3681 | Industrial_2024_Achievable_million_m3_After Competition Groups_Process Heat Improvements
Industrial | Ind ¦ Process Heat Recovery (Gas) | 2024 | Economic | million_m3 | After Competition Groups | 347.5632 | 20784980.6934 | 20.785 | 2105.1077 | 0.1651 | 2 | Industrial_2024_Economic_million_m3_After Competition Groups_2 | Process Heat Recovery (Gas) | 16.51% | 20.785 | 347.5632 | Industrial_2024_Economic_million_m3_After Competition Groups_Process Heat Recovery (Gas)
Industrial | Ind ¦ Boiler Upgrade | 2024 | Achievable | million_m3 | After Competition Groups | 34.0101 | 26359925.9788 | 26.3599 | 207.0315 | 0.16428 | 2 | Industrial_2024_Achievable_million_m3_After Competition Groups_2 | Boiler Upgrade | 16.43% | 26.3599 | 34.0101 | Industrial_2024_Achievable_million_m3_After Competition Groups_Boiler Upgrade
Industrial | Ind ¦ Process Heat Recovery (Gas) | 2024 | Technical | million_m3 | After Competition Groups | 347.5632 | 20784980.6934 | 20.785 | 2186.7749 | 0.15894 | 2 | Industrial_2024_Technical_million_m3_After Competition Groups_2 | Process Heat Recovery (Gas) | 15.89% | 20.785 | 347.5632 | Industrial_2024_Technical_million_m3_After Competition Groups_Process Heat Recovery (Gas)
Industrial | Ind ¦ Process Heat Recovery (Gas) | 2024 | Achievable | million_m3 | After Competition Groups | 31.7471 | 20784980.6934 | 20.785 | 207.0315 | 0.15334 | 3 | Industrial_2024_Achievable_million_m3_After Competition Groups_3 | Process Heat Recovery (Gas) | 15.33% | 20.785 | 31.7471 | Industrial_2024_Achievable_million_m3_After Competition Groups_Process Heat Recovery (Gas)
Industrial | Ind ¦ Recommissioning | 2024 | Economic | million_m3 | After Competition Groups | 252.3014 | 5899551.7882 | 5.8996 | 2105.1077 | 0.11985 | 3 | Industrial_2024_Economic_million_m3_After Competition Groups_3 | Recommissioning | 11.99% | 5.8996 | 252.3014 | Industrial_2024_Economic_million_m3_After Competition Groups_Recommissioning
Industrial | Ind ¦ Recommissioning | 2024 | Technical | million_m3 | After Competition Groups | 252.3014 | 5899551.7882 | 5.8996 | 2186.7749 | 0.11538 | 3 | Industrial_2024_Technical_million_m3_After Competition Groups_3 | Recommissioning | 11.54% | 5.8996 | 252.3014 | Industrial_2024_Technical_million_m3_After Competition Groups_Recommissioning
Industrial | Ind ¦ Recommissioning | 2024 | Achievable | million_m3 | After Competition Groups | 23.3694 | 5899551.7882 | 5.8996 | 207.0315 | 0.11288 | 4 | Industrial_2024_Achievable_million_m3_After Competition Groups_4 | Recommissioning | 11.29% | 5.8996 | 23.3694 | Industrial_2024_Achievable_million_m3_After Competition Groups_Recommissioning
Industrial | Ind ¦ Boiler Upgrade | 2024 | Economic | million_m3 | After Competition Groups | 231.0069 | 26359925.9788 | 26.3599 | 2105.1077 | 0.10974 | 4 | Industrial_2024_Economic_million_m3_After Competition Groups_4 | Boiler Upgrade | 10.97% | 26.3599 | 231.0069 | Industrial_2024_Economic_million_m3_After Competition Groups_Boiler Upgrade
Industrial | Ind ¦ Boiler Upgrade | 2024 | Technical | million_m3 | After Competition Groups | 231.0069 | 26359925.9788 | 26.3599 | 2186.7749 | 0.10564 | 4 | Industrial_2024_Technical_million_m3_After Competition Groups_4 | Boiler Upgrade | 10.56% | 26.3599 | 231.0069 | Industrial_2024_Technical_million_m3_After Competition Groups_Boiler Upgrade
Industrial | Ind ¦ Improved Controls -Process Heating Gas | 2024 | Economic | million_m3 | After Competition Groups | 159.4785 | 4996314.2246 | 4.9963 | 2105.1077 | 0.075758 | 5 | Industrial_2024_Economic_million_m3_After Competition Groups_5 | Improved Controls -Process Heating Gas | 7.576% | 4.9963 | 159.4785 | Industrial_2024_Economic_million_m3_After Competition Groups_Improved Controls -Process Heating Gas
Industrial | Ind ¦ Improved Controls -Process Heating Gas | 2024 | Technical | million_m3 | After Competition Groups | 159.4785 | 4996314.2246 | 4.9963 | 2186.7749 | 0.072929 | 5 | Industrial_2024_Technical_million_m3_After Competition Groups_5 | Improved Controls -Process Heating Gas | 7.293% | 4.9963 | 159.4785 | Industrial_2024_Technical_million_m3_After Competition Groups_Improved Controls -Process Heating Gas
Industrial | Ind ¦ Improved Controls -Process Heating Gas | 2024 | Achievable | million_m3 | After Competition Groups | 14.5102 | 4996314.2246 | 4.9963 | 207.0315 | 0.070087 | 5 | Industrial_2024_Achievable_million_m3_After Competition Groups_5 | Improved Controls -Process Heating Gas | 7.009% | 4.9963 | 14.5102 | Industrial_2024_Achievable_million_m3_After Competition Groups_Improved Controls -Process Heating Gas
Industrial | Ind ¦ Greenhouse Envelope Improvements | 2024 | Achievable | million_m3 | After Competition Groups | 12.9105 | 518261.751 | 0.51826 | 207.0315 | 0.06236 | 6 | Industrial_2024_Achievable_million_m3_After Competition Groups_6 | Greenhouse Envelope Improvements | 6.236% | 0.51826 | 12.9105 | Industrial_2024_Achievable_million_m3_After Competition Groups_Greenhouse Envelope Improvements
Industrial | Ind ¦ High Efficiency Burners | 2024 | Economic | million_m3 | After Competition Groups | 115.9566 | 7805292.1028 | 7.8053 | 2105.1077 | 0.055083 | 6 | Industrial_2024_Economic_million_m3_After Competition Groups_6 | High Efficiency Burners | 5.508% | 7.8053 | 115.9566 | Industrial_2024_Economic_million_m3_After Competition Groups_High Efficiency Burners
Industrial | Ind ¦ High Efficiency Burners | 2024 | Technical | million_m3 | After Competition Groups | 115.9566 | 7805292.1028 | 7.8053 | 2186.7749 | 0.053026 | 6 | Industrial_2024_Technical_million_m3_After Competition Groups_6 | High Efficiency Burners | 5.303% | 7.8053 | 115.9566 | Industrial_2024_Technical_million_m3_After Competition Groups_High Efficiency Burners
Industrial | Ind ¦ High Efficiency Burners | 2024 | Achievable | million_m3 | After Competition Groups | 9.7784 | 7805292.1028 | 7.8053 | 207.0315 | 0.047231 | 7 | Industrial_2024_Achievable_million_m3_After Competition Groups_7 | High Efficiency Burners | 4.723% | 7.8053 | 9.7784 | Industrial_2024_Achievable_million_m3_After Competition Groups_High Efficiency Burners
Industrial | Ind ¦ Greenhouse Envelope Improvements | 2024 | Economic | million_m3 | After Competition Groups | 59.4617 | 518261.751 | 0.51826 | 2105.1077 | 0.028246 | 7 | Industrial_2024_Economic_million_m3_After Competition Groups_7 | Greenhouse Envelope Improvements | 2.825% | 0.51826 | 59.4617 | Industrial_2024_Economic_million_m3_After Competition Groups_Greenhouse Envelope Improvements
Industrial | Ind ¦ Greenhouse Envelope Improvements | 2024 | Technical | million_m3 | After Competition Groups | 59.4617 | 518261.751 | 0.51826 | 2186.7749 | 0.027192 | 7 | Industrial_2024_Technical_million_m3_After Competition Groups_7 | Greenhouse Envelope Improvements | 2.719% | 0.51826 | 59.4617 | Industrial_2024_Technical_million_m3_After Competition Groups_Greenhouse Envelope Improvements
Industrial | Ind ¦ Boiler Tune Up | 2024 | Technical | million_m3 | After Competition Groups | 49.6965 | 0 | 0 | 2186.7749 | 0.022726 | 8 | Industrial_2024_Technical_million_m3_After Competition Groups_8 | Boiler Tune Up | 2.273% | 0 | 49.6965 | Industrial_2024_Technical_million_m3_After Competition Groups_Boiler Tune Up
Industrial | Ind ¦ Insulation - Steam | 2024 | Economic | million_m3 | After Competition Groups | 47.7841 | 848219.2055 | 0.84822 | 2105.1077 | 0.022699 | 8 | Industrial_2024_Economic_million_m3_After Competition Groups_8 | Insulation - Steam | 2.27% | 0.84822 | 47.7841 | Industrial_2024_Economic_million_m3_After Competition Groups_Insulation - Steam
Industrial | Ind ¦ Insulation - Steam | 2024 | Technical | million_m3 | After Competition Groups | 47.7841 | 848219.2055 | 0.84822 | 2186.7749 | 0.021851 | 9 | Industrial_2024_Technical_million_m3_After Competition Groups_9 | Insulation - Steam | 2.185% | 0.84822 | 47.7841 | Industrial_2024_Technical_million_m3_After Competition Groups_Insulation - Steam
Industrial | Ind ¦ Insulation - Steam | 2024 | Achievable | million_m3 | After Competition Groups | 4.4672 | 848219.2055 | 0.84822 | 207.0315 | 0.021577 | 8 | Industrial_2024_Achievable_million_m3_After Competition Groups_8 | Insulation - Steam | 2.158% | 0.84822 | 4.4672 | Industrial_2024_Achievable_million_m3_After Competition Groups_Insulation - Steam
Industrial | Ind ¦ VAV Conversion Project (Gas) | 2024 | Economic | million_m3 | After Competition Groups | 40.834 | 4658028.135 | 4.658 | 2105.1077 | 0.019398 | 9 | Industrial_2024_Economic_million_m3_After Competition Groups_9 | VAV Conversion Project (Gas) | 1.94% | 4.658 | 40.834 | Industrial_2024_Economic_million_m3_After Competition Groups_VAV Conversion Project (Gas)
Industrial | Ind ¦ VAV Conversion Project (Gas) | 2024 | Achievable | million_m3 | After Competition Groups | 3.9393 | 4658028.135 | 4.658 | 207.0315 | 0.019028 | 9 | Industrial_2024_Achievable_million_m3_After Competition Groups_9 | VAV Conversion Project (Gas) | 1.903% | 4.658 | 3.9393 | Industrial_2024_Achievable_million_m3_After Competition Groups_VAV Conversion Project (Gas)
Industrial | Ind ¦ VAV Conversion Project (Gas) | 2024 | Technical | million_m3 | After Competition Groups | 40.834 | 4658028.135 | 4.658 | 2186.7749 | 0.018673 | 10 | Industrial_2024_Technical_million_m3_After Competition Groups_10 | VAV Conversion Project (Gas) | 1.867% | 4.658 | 40.834 | Industrial_2024_Technical_million_m3_After Competition Groups_VAV Conversion Project (Gas)
Industrial | Ind ¦ High Efficiency HVAC Fans (Gas) | 2024 | Achievable | million_m3 | After Competition Groups | 3.7002 | 2192286.0062 | 2.1923 | 207.0315 | 0.017873 | 10 | Industrial_2024_Achievable_million_m3_After Competition Groups_10 | High Efficiency HVAC Fans (Gas) | 1.787% | 2.1923 | 3.7002 | Industrial_2024_Achievable_million_m3_After Competition Groups_High Efficiency HVAC Fans (Gas)
Industrial | Ind ¦ High Efficiency HVAC Fans (Gas) | 2024 | Economic | million_m3 | After Competition Groups | 34.3447 | 2192286.0062 | 2.1923 | 2105.1077 | 0.016315 | 10 | Industrial_2024_Economic_million_m3_After Competition Groups_10 | High Efficiency HVAC Fans (Gas) | 1.631% | 2.1923 | 34.3447 | Industrial_2024_Economic_million_m3_After Competition Groups_High Efficiency HVAC Fans (Gas)
Industrial | Ind ¦ High Efficiency HVAC Fans (Gas) | 2024 | Technical | million_m3 | After Competition Groups | 34.3447 | 2192286.0062 | 2.1923 | 2186.7749 | 0.015706 | 11 | Industrial_2024_Technical_million_m3_After Competition Groups_11 | High Efficiency HVAC Fans (Gas) | 1.571% | 2.1923 | 34.3447 | Industrial_2024_Technical_million_m3_After Competition Groups_High Efficiency HVAC Fans (Gas)
Industrial | Ind ¦ Steam Leak Repairs | 2024 | Technical | million_m3 | After Competition Groups | 30.1322 | 0 | 0 | 2186.7749 | 0.013779 | 12 | Industrial_2024_Technical_million_m3_After Competition Groups_12 | Steam Leak Repairs | 1.378% | 0 | 30.1322 | Industrial_2024_Technical_million_m3_After Competition Groups_Steam Leak Repairs
Industrial | Ind ¦ HE HVAC Controls | 2024 | Achievable | million_m3 | After Competition Groups | 2.6765 | 3138635.3146 | 3.1386 | 207.0315 | 0.012928 | 11 | Industrial_2024_Achievable_million_m3_After Competition Groups_11 | HE HVAC Controls | 1.293% | 3.1386 | 2.6765 | Industrial_2024_Achievable_million_m3_After Competition Groups_HE HVAC Controls
Industrial | Ind ¦ HE HVAC Controls | 2024 | Economic | million_m3 | After Competition Groups | 27.1925 | 3138635.3146 | 3.1386 | 2105.1077 | 0.012917 | 11 | Industrial_2024_Economic_million_m3_After Competition Groups_11 | HE HVAC Controls | 1.292% | 3.1386 | 27.1925 | Industrial_2024_Economic_million_m3_After Competition Groups_HE HVAC Controls
Industrial | Ind ¦ Loading Dock Seals | 2024 | Economic | million_m3 | After Competition Groups | 27.1925 | 4590862.9855 | 4.5909 | 2105.1077 | 0.012917 | 12 | Industrial_2024_Economic_million_m3_After Competition Groups_12 | Loading Dock Seals | 1.292% | 4.5909 | 27.1925 | Industrial_2024_Economic_million_m3_After Competition Groups_Loading Dock Seals
Industrial | Ind ¦ HE HVAC Controls | 2024 | Technical | million_m3 | After Competition Groups | 27.1925 | 3138635.3146 | 3.1386 | 2186.7749 | 0.012435 | 13 | Industrial_2024_Technical_million_m3_After Competition Groups_13 | HE HVAC Controls | 1.243% | 3.1386 | 27.1925 | Industrial_2024_Technical_million_m3_After Competition Groups_HE HVAC Controls
Industrial | Ind ¦ Loading Dock Seals | 2024 | Technical | million_m3 | After Competition Groups | 27.1925 | 4590862.9855 | 4.5909 | 2186.7749 | 0.012435 | 14 | Industrial_2024_Technical_million_m3_After Competition Groups_14 | Loading Dock Seals | 1.243% | 4.5909 | 27.1925 | Industrial_2024_Technical_million_m3_After Competition Groups_Loading Dock Seals
Industrial | Ind ¦ Insulation - Steam (AG) | 2024 | Achievable | million_m3 | After Competition Groups | 2.3139 | 441249.6761 | 0.44125 | 207.0315 | 0.011177 | 12 | Industrial_2024_Achievable_million_m3_After Competition Groups_12 | Insulation - Steam (AG) | 1.118% | 0.44125 | 2.3139 | Industrial_2024_Achievable_million_m3_After Competition Groups_Insulation - Steam (AG)
Industrial | Ind ¦ Direct Contact Water Heaters | 2024 | Achievable | million_m3 | After Competition Groups | 2.2573 | 0 | 0 | 207.0315 | 0.010903 | 13 | Industrial_2024_Achievable_million_m3_After Competition Groups_13 | Direct Contact Water Heaters | 1.09% | 0 | 2.2573 | Industrial_2024_Achievable_million_m3_After Competition Groups_Direct Contact Water Heaters
Industrial | Ind ¦ Steam Trap Repair | 2024 | Economic | million_m3 | After Competition Groups | 22.8723 | 2004445.4349 | 2.0044 | 2105.1077 | 0.010865 | 13 | Industrial_2024_Economic_million_m3_After Competition Groups_13 | Steam Trap Repair | 1.087% | 2.0044 | 22.8723 | Industrial_2024_Economic_million_m3_After Competition Groups_Steam Trap Repair
Industrial | Ind ¦ Insulation - Steam (AG) | 2024 | Economic | million_m3 | After Competition Groups | 22.5983 | 441249.6761 | 0.44125 | 2105.1077 | 0.010735 | 14 | Industrial_2024_Economic_million_m3_After Competition Groups_14 | Insulation - Steam (AG) | 1.073% | 0.44125 | 22.5983 | Industrial_2024_Economic_million_m3_After Competition Groups_Insulation - Steam (AG)
Industrial | Ind ¦ Steam Trap Repair | 2024 | Technical | million_m3 | After Competition Groups | 22.8723 | 2004445.4349 | 2.0044 | 2186.7749 | 0.010459 | 15 | Industrial_2024_Technical_million_m3_After Competition Groups_15 | Steam Trap Repair | 1.046% | 2.0044 | 22.8723 | Industrial_2024_Technical_million_m3_After Competition Groups_Steam Trap Repair
Industrial | Ind ¦ Insulation - Steam (AG) | 2024 | Technical | million_m3 | After Competition Groups | 22.5983 | 441249.6761 | 0.44125 | 2186.7749 | 0.010334 | 16 | Industrial_2024_Technical_million_m3_After Competition Groups_16 | Insulation - Steam (AG) | 1.033% | 0.44125 | 22.5983 | Industrial_2024_Technical_million_m3_After Competition Groups_Insulation - Steam (AG)
Industrial | Ind ¦ Steam Trap Repair | 2024 | Achievable | million_m3 | After Competition Groups | 2.1261 | 2004445.4349 | 2.0044 | 207.0315 | 0.010269 | 14 | Industrial_2024_Achievable_million_m3_After Competition Groups_14 | Steam Trap Repair | 1.027% | 2.0044 | 2.1261 | Industrial_2024_Achievable_million_m3_After Competition Groups_Steam Trap Repair
Industrial | Ind ¦ Direct Contact Water Heaters | 2024 | Economic | million_m3 | After Competition Groups | 20.4227 | 0 | 0 | 2105.1077 | 0.0097015 | 15 | Industrial_2024_Economic_million_m3_After Competition Groups_15 | Direct Contact Water Heaters | 0.9701% | 0 | 20.4227 | Industrial_2024_Economic_million_m3_After Competition Groups_Direct Contact Water Heaters
Industrial | Ind ¦ Direct Contact Water Heaters | 2024 | Technical | million_m3 | After Competition Groups | 20.4227 | 0 | 0 | 2186.7749 | 0.0093392 | 17 | Industrial_2024_Technical_million_m3_After Competition Groups_17 | Direct Contact Water Heaters | 0.9339% | 0 | 20.4227 | Industrial_2024_Technical_million_m3_After Competition Groups_Direct Contact Water Heaters
Industrial | Ind ¦ Air Compressor Heat Recovery | 2024 | Economic | million_m3 | After Competition Groups | 17.5168 | 755174.6893 | 0.75517 | 2105.1077 | 0.0083211 | 16 | Industrial_2024_Economic_million_m3_After Competition Groups_16 | Air Compressor Heat Recovery | 0.8321% | 0.75517 | 17.5168 | Industrial_2024_Economic_million_m3_After Competition Groups_Air Compressor Heat Recovery
Industrial | Ind ¦ Air Compressor Heat Recovery | 2024 | Achievable | million_m3 | After Competition Groups | 1.6624 | 755174.6893 | 0.75517 | 207.0315 | 0.0080298 | 15 | Industrial_2024_Achievable_million_m3_After Competition Groups_15 | Air Compressor Heat Recovery | 0.803% | 0.75517 | 1.6624 | Industrial_2024_Achievable_million_m3_After Competition Groups_Air Compressor Heat Recovery
Industrial | Ind ¦ Air Compressor Heat Recovery | 2024 | Technical | million_m3 | After Competition Groups | 17.5168 | 755174.6893 | 0.75517 | 2186.7749 | 0.0080103 | 18 | Industrial_2024_Technical_million_m3_After Competition Groups_18 | Air Compressor Heat Recovery | 0.801% | 0.75517 | 17.5168 | Industrial_2024_Technical_million_m3_After Competition Groups_Air Compressor Heat Recovery
Industrial | Ind ¦ High Efficiency Furnaces | 2024 | Economic | million_m3 | After Competition Groups | 13.348 | 2843038.6021 | 2.843 | 2105.1077 | 0.0063408 | 17 | Industrial_2024_Economic_million_m3_After Competition Groups_17 | High Efficiency Furnaces | 0.6341% | 2.843 | 13.348 | Industrial_2024_Economic_million_m3_After Competition Groups_High Efficiency Furnaces
Industrial | Ind ¦ High Efficiency Furnaces | 2024 | Technical | million_m3 | After Competition Groups | 13.348 | 2843038.6021 | 2.843 | 2186.7749 | 0.006104 | 19 | Industrial_2024_Technical_million_m3_After Competition Groups_19 | High Efficiency Furnaces | 0.6104% | 2.843 | 13.348 | Industrial_2024_Technical_million_m3_After Competition Groups_High Efficiency Furnaces
Industrial | Ind ¦ Loading Dock Seals | 2024 | Achievable | million_m3 | After Competition Groups | 1.2404 | 4590862.9855 | 4.5909 | 207.0315 | 0.0059912 | 16 | Industrial_2024_Achievable_million_m3_After Competition Groups_16 | Loading Dock Seals | 0.5991% | 4.5909 | 1.2404 | Industrial_2024_Achievable_million_m3_After Competition Groups_Loading Dock Seals
Industrial | Ind ¦ High Efficiency Furnaces | 2024 | Achievable | million_m3 | After Competition Groups | 1.1071 | 2843038.6021 | 2.843 | 207.0315 | 0.0053474 | 17 | Industrial_2024_Achievable_million_m3_After Competition Groups_17 | High Efficiency Furnaces | 0.5347% | 2.843 | 1.1071 | Industrial_2024_Achievable_million_m3_After Competition Groups_High Efficiency Furnaces
Industrial | Ind ¦ Steam Turbine Optimization | 2024 | Economic | million_m3 | After Competition Groups | 11.1881 | 550292.0734 | 0.55029 | 2105.1077 | 0.0053147 | 18 | Industrial_2024_Economic_million_m3_After Competition Groups_18 | Steam Turbine Optimization | 0.5315% | 0.55029 | 11.1881 | Industrial_2024_Economic_million_m3_After Competition Groups_Steam Turbine Optimization
Industrial | Ind ¦ Steam Turbine Optimization | 2024 | Technical | million_m3 | After Competition Groups | 11.1881 | 550292.0734 | 0.55029 | 2186.7749 | 0.0051163 | 20 | Industrial_2024_Technical_million_m3_After Competition Groups_20 | Steam Turbine Optimization | 0.5116% | 0.55029 | 11.1881 | Industrial_2024_Technical_million_m3_After Competition Groups_Steam Turbine Optimization
Industrial | Ind ¦ Process Optimization (Gas) | 2024 | Economic | million_m3 | After Competition Groups | 10.2948 | 45893.5185 | 0.045894 | 2105.1077 | 0.0048904 | 19 | Industrial_2024_Economic_million_m3_After Competition Groups_19 | Process Optimization (Gas) | 0.489% | 0.045894 | 10.2948 | Industrial_2024_Economic_million_m3_After Competition Groups_Process Optimization (Gas)
Industrial | Ind ¦ Steam Turbine Optimization | 2024 | Achievable | million_m3 | After Competition Groups | 1.0044 | 550292.0734 | 0.55029 | 207.0315 | 0.0048517 | 18 | Industrial_2024_Achievable_million_m3_After Competition Groups_18 | Steam Turbine Optimization | 0.4852% | 0.55029 | 1.0044 | Industrial_2024_Achievable_million_m3_After Competition Groups_Steam Turbine Optimization
Industrial | Ind ¦ Process Optimization (Gas) | 2024 | Technical | million_m3 | After Competition Groups | 10.2948 | 45893.5185 | 0.045894 | 2186.7749 | 0.0047077 | 21 | Industrial_2024_Technical_million_m3_After Competition Groups_21 | Process Optimization (Gas) | 0.4708% | 0.045894 | 10.2948 | Industrial_2024_Technical_million_m3_After Competition Groups_Process Optimization (Gas)
Industrial | Ind ¦ Gas Turbine Optimization | 2024 | Economic | million_m3 | After Competition Groups | 8.3911 | 412719.0551 | 0.41272 | 2105.1077 | 0.0039861 | 20 | Industrial_2024_Economic_million_m3_After Competition Groups_20 | Gas Turbine Optimization | 0.3986% | 0.41272 | 8.3911 | Industrial_2024_Economic_million_m3_After Competition Groups_Gas Turbine Optimization
Industrial | Ind ¦ Gas Turbine Optimization | 2024 | Technical | million_m3 | After Competition Groups | 8.3911 | 412719.0551 | 0.41272 | 2186.7749 | 0.0038372 | 22 | Industrial_2024_Technical_million_m3_After Competition Groups_22 | Gas Turbine Optimization | 0.3837% | 0.41272 | 8.3911 | Industrial_2024_Technical_million_m3_After Competition Groups_Gas Turbine Optimization
Industrial | Ind ¦ Gas Turbine Optimization | 2024 | Achievable | million_m3 | After Competition Groups | 0.75333 | 412719.0551 | 0.41272 | 207.0315 | 0.0036387 | 19 | Industrial_2024_Achievable_million_m3_After Competition Groups_19 | Gas Turbine Optimization | 0.3639% | 0.41272 | 0.75333 | Industrial_2024_Achievable_million_m3_After Competition Groups_Gas Turbine Optimization
Industrial | Ind ¦ HE Stock Tank | 2024 | Economic | million_m3 | After Competition Groups | 6.1917 | 97492.7549 | 0.097493 | 2105.1077 | 0.0029413 | 21 | Industrial_2024_Economic_million_m3_After Competition Groups_21 | HE Stock Tank | 0.2941% | 0.097493 | 6.1917 | Industrial_2024_Economic_million_m3_After Competition Groups_HE Stock Tank
Industrial | Ind ¦ HE Stock Tank | 2024 | Technical | million_m3 | After Competition Groups | 6.1917 | 97492.7549 | 0.097493 | 2186.7749 | 0.0028315 | 23 | Industrial_2024_Technical_million_m3_After Competition Groups_23 | HE Stock Tank | 0.2831% | 0.097493 | 6.1917 | Industrial_2024_Technical_million_m3_After Competition Groups_HE Stock Tank
Industrial | Ind ¦ Solar Walls | 2024 | Economic | million_m3 | After Competition Groups | 5.5081 | 1063925.14 | 1.0639 | 2105.1077 | 0.0026165 | 22 | Industrial_2024_Economic_million_m3_After Competition Groups_22 | Solar Walls | 0.2617% | 1.0639 | 5.5081 | Industrial_2024_Economic_million_m3_After Competition Groups_Solar Walls
Industrial | Ind ¦ Ventilation Optimization (Gas) | 2024 | Economic | million_m3 | After Competition Groups | 5.4508 | 0 | 0 | 2105.1077 | 0.0025893 | 23 | Industrial_2024_Economic_million_m3_After Competition Groups_23 | Ventilation Optimization (Gas) | 0.2589% | 0 | 5.4508 | Industrial_2024_Economic_million_m3_After Competition Groups_Ventilation Optimization (Gas)
Industrial | Ind ¦ Solar Walls | 2024 | Achievable | million_m3 | After Competition Groups | 0.53135 | 1063925.14 | 1.0639 | 207.0315 | 0.0025665 | 20 | Industrial_2024_Achievable_million_m3_After Competition Groups_20 | Solar Walls | 0.2567% | 1.0639 | 0.53135 | Industrial_2024_Achievable_million_m3_After Competition Groups_Solar Walls
Industrial | Ind ¦ Ventilation Optimization (Gas) | 2024 | Achievable | million_m3 | After Competition Groups | 0.53021 | 0 | 0 | 207.0315 | 0.002561 | 21 | Industrial_2024_Achievable_million_m3_After Competition Groups_21 | Ventilation Optimization (Gas) | 0.2561% | 0 | 0.53021 | Industrial_2024_Achievable_million_m3_After Competition Groups_Ventilation Optimization (Gas)
Industrial | Ind ¦ Solar Walls | 2024 | Technical | million_m3 | After Competition Groups | 5.5081 | 1063925.14 | 1.0639 | 2186.7749 | 0.0025188 | 24 | Industrial_2024_Technical_million_m3_After Competition Groups_24 | Solar Walls | 0.2519% | 1.0639 | 5.5081 | Industrial_2024_Technical_million_m3_After Competition Groups_Solar Walls
Industrial | Ind ¦ Ventilation Optimization (Gas) | 2024 | Technical | million_m3 | After Competition Groups | 5.4508 | 0 | 0 | 2186.7749 | 0.0024926 | 25 | Industrial_2024_Technical_million_m3_After Competition Groups_25 | Ventilation Optimization (Gas) | 0.2493% | 0 | 5.4508 | Industrial_2024_Technical_million_m3_After Competition Groups_Ventilation Optimization (Gas)
Industrial | Ind ¦ HE Stock Tank | 2024 | Achievable | million_m3 | After Competition Groups | 0.50747 | 97492.7549 | 0.097493 | 207.0315 | 0.0024512 | 22 | Industrial_2024_Achievable_million_m3_After Competition Groups_22 | HE Stock Tank | 0.2451% | 0.097493 | 0.50747 | Industrial_2024_Achievable_million_m3_After Competition Groups_HE Stock Tank
Industrial | Ind ¦ Process Optimization (Gas) | 2024 | Achievable | million_m3 | After Competition Groups | 0.16784 | 45893.5185 | 0.045894 | 207.0315 | 0.00081071 | 23 | Industrial_2024_Achievable_million_m3_After Competition Groups_23 | Process Optimization (Gas) | 0.08107% | 0.045894 | 0.16784 | Industrial_2024_Achievable_million_m3_After Competition Groups_Process Optimization (Gas)
Industrial | Ind ¦ HE HVAC Units | 2024 | Economic | million_m3 | After Competition Groups | 1.6998 | 183369.9014 | 0.18337 | 2105.1077 | 0.00080748 | 24 | Industrial_2024_Economic_million_m3_After Competition Groups_24 | HE HVAC Units | 0.08075% | 0.18337 | 1.6998 | Industrial_2024_Economic_million_m3_After Competition Groups_HE HVAC Units
Industrial | Ind ¦ HE HVAC Units | 2024 | Technical | million_m3 | After Competition Groups | 1.6998 | 183369.9014 | 0.18337 | 2186.7749 | 0.00077733 | 26 | Industrial_2024_Technical_million_m3_After Competition Groups_26 | HE HVAC Units | 0.07773% | 0.18337 | 1.6998 | Industrial_2024_Technical_million_m3_After Competition Groups_HE HVAC Units
Industrial | Ind ¦ Boiler Tune Up - Direct | 2024 | Technical | million_m3 | After Competition Groups | 1.6921 | 0 | 0 | 2186.7749 | 0.00077378 | 27 | Industrial_2024_Technical_million_m3_After Competition Groups_27 | Boiler Tune Up - Direct | 0.07738% | 0 | 1.6921 | Industrial_2024_Technical_million_m3_After Competition Groups_Boiler Tune Up - Direct
Industrial | Ind ¦ HE HVAC Units | 2024 | Achievable | million_m3 | After Competition Groups | 0.15041 | 183369.9014 | 0.18337 | 207.0315 | 0.0007265 | 24 | Industrial_2024_Achievable_million_m3_After Competition Groups_24 | HE HVAC Units | 0.07265% | 0.18337 | 0.15041 | Industrial_2024_Achievable_million_m3_After Competition Groups_HE HVAC Units
Industrial | Ind ¦ Process Heat Recovery (Gas) - HVAC | 2024 | Achievable | million_m3 | After Competition Groups | 0.11746 | 77327.3373 | 0.077327 | 207.0315 | 0.00056735 | 25 | Industrial_2024_Achievable_million_m3_After Competition Groups_25 | Process Heat Recovery (Gas) - HVAC | 0.05674% | 0.077327 | 0.11746 | Industrial_2024_Achievable_million_m3_After Competition Groups_Process Heat Recovery (Gas) - HVAC
Industrial | Ind ¦ Process Heat Recovery (Gas) - HVAC | 2024 | Economic | million_m3 | After Competition Groups | 1.1616 | 77327.3373 | 0.077327 | 2105.1077 | 0.00055178 | 25 | Industrial_2024_Economic_million_m3_After Competition Groups_25 | Process Heat Recovery (Gas) - HVAC | 0.05518% | 0.077327 | 1.1616 | Industrial_2024_Economic_million_m3_After Competition Groups_Process Heat Recovery (Gas) - HVAC
Industrial | Ind ¦ Process Heat Recovery (Gas) - HVAC | 2024 | Technical | million_m3 | After Competition Groups | 1.1616 | 77327.3373 | 0.077327 | 2186.7749 | 0.00053118 | 28 | Industrial_2024_Technical_million_m3_After Competition Groups_28 | Process Heat Recovery (Gas) - HVAC | 0.05312% | 0.077327 | 1.1616 | Industrial_2024_Technical_million_m3_After Competition Groups_Process Heat Recovery (Gas) - HVAC
Industrial | Ind ¦ Insulation - Steam - Direct | 2024 | Economic | million_m3 | After Competition Groups | 0.77438 | 12971.004 | 0.012971 | 2105.1077 | 0.00036786 | 26 | Industrial_2024_Economic_million_m3_After Competition Groups_26 | Insulation - Steam - Direct | 0.03679% | 0.012971 | 0.77438 | Industrial_2024_Economic_million_m3_After Competition Groups_Insulation - Steam - Direct
Industrial | Ind ¦ Insulation - Steam - Direct | 2024 | Technical | million_m3 | After Competition Groups | 0.77438 | 12971.004 | 0.012971 | 2186.7749 | 0.00035412 | 29 | Industrial_2024_Technical_million_m3_After Competition Groups_29 | Insulation - Steam - Direct | 0.03541% | 0.012971 | 0.77438 | Industrial_2024_Technical_million_m3_After Competition Groups_Insulation - Steam - Direct
Industrial | Ind ¦ Insulation - Steam - Direct | 2024 | Achievable | million_m3 | After Competition Groups | 0.068517 | 12971.004 | 0.012971 | 207.0315 | 0.00033095 | 26 | Industrial_2024_Achievable_million_m3_After Competition Groups_26 | Insulation - Steam - Direct | 0.0331% | 0.012971 | 0.068517 | Industrial_2024_Achievable_million_m3_After Competition Groups_Insulation - Steam - Direct
Industrial | Ind ¦ Insulation - Steam - HVAC | 2024 | Achievable | million_m3 | After Competition Groups | 0.016285 | 3105.5307 | 0.0031055 | 207.0315 | 7.8661e-05 | 27 | Industrial_2024_Achievable_million_m3_After Competition Groups_27 | Insulation - Steam - HVAC | 0.007866% | 0.0031055 | 0.016285 | Industrial_2024_Achievable_million_m3_After Competition Groups_Insulation - Steam - HVAC
Industrial | Ind ¦ Insulation - Steam - HVAC | 2024 | Economic | million_m3 | After Competition Groups | 0.16104 | 3105.5307 | 0.0031055 | 2105.1077 | 7.6501e-05 | 27 | Industrial_2024_Economic_million_m3_After Competition Groups_27 | Insulation - Steam - HVAC | 0.00765% | 0.0031055 | 0.16104 | Industrial_2024_Economic_million_m3_After Competition Groups_Insulation - Steam - HVAC
Industrial | Ind ¦ Insulation - Steam - HVAC | 2024 | Technical | million_m3 | After Competition Groups | 0.16104 | 3105.5307 | 0.0031055 | 2186.7749 | 7.3644e-05 | 30 | Industrial_2024_Technical_million_m3_After Competition Groups_30 | Insulation - Steam - HVAC | 0.007364% | 0.0031055 | 0.16104 | Industrial_2024_Technical_million_m3_After Competition Groups_Insulation - Steam - HVAC
Industrial | Ind ¦ Boiler Tune Up - HVAC | 2024 | Technical | million_m3 | After Competition Groups | 0.14641 | 0 | 0 | 2186.7749 | 6.6953e-05 | 31 | Industrial_2024_Technical_million_m3_After Competition Groups_31 | Boiler Tune Up - HVAC | 0.006695% | 0 | 0.14641 | Industrial_2024_Technical_million_m3_After Competition Groups_Boiler Tune Up - HVAC
Industrial | Ind ¦ Boiler Tune Up | 2024 | Achievable | million_m3 | After Competition Groups | 0 | 0 | 0 | 207.0315 | 0 | 28 | Industrial_2024_Achievable_million_m3_After Competition Groups_28 | Boiler Tune Up | 0% | 0 | 0 | Industrial_2024_Achievable_million_m3_After Competition Groups_Boiler Tune Up
Industrial | Ind ¦ Boiler Tune Up | 2024 | Economic | million_m3 | After Competition Groups | 0 | 0 | 0 | 2105.1077 | 0 | 28 | Industrial_2024_Economic_million_m3_After Competition Groups_28 | Boiler Tune Up | 0% | 0 | 0 | Industrial_2024_Economic_million_m3_After Competition Groups_Boiler Tune Up
Industrial | Ind ¦ Boiler Tune Up - Direct | 2024 | Achievable | million_m3 | After Competition Groups | 0 | 0 | 0 | 207.0315 | 0 | 29 | Industrial_2024_Achievable_million_m3_After Competition Groups_29 | Boiler Tune Up - Direct | 0% | 0 | 0 | Industrial_2024_Achievable_million_m3_After Competition Groups_Boiler Tune Up - Direct
Industrial | Ind ¦ Boiler Tune Up - Direct | 2024 | Economic | million_m3 | After Competition Groups | 0 | 0 | 0 | 2105.1077 | 0 | 29 | Industrial_2024_Economic_million_m3_After Competition Groups_29 | Boiler Tune Up - Direct | 0% | 0 | 0 | Industrial_2024_Economic_million_m3_After Competition Groups_Boiler Tune Up - Direct
Industrial | Ind ¦ Boiler Tune Up - HVAC | 2024 | Achievable | million_m3 | After Competition Groups | 0 | 0 | 0 | 207.0315 | 0 | 30 | Industrial_2024_Achievable_million_m3_After Competition Groups_30 | Boiler Tune Up - HVAC | 0% | 0 | 0 | Industrial_2024_Achievable_million_m3_After Competition Groups_Boiler Tune Up - HVAC
Industrial | Ind ¦ Boiler Tune Up - HVAC | 2024 | Economic | million_m3 | After Competition Groups | 0 | 0 | 0 | 2105.1077 | 0 | 30 | Industrial_2024_Economic_million_m3_After Competition Groups_30 | Boiler Tune Up - HVAC | 0% | 0 | 0 | Industrial_2024_Economic_million_m3_After Competition Groups_Boiler Tune Up - HVAC
Industrial | Ind ¦ Process Heat Improvements | 2025 | Economic | million_m3 | After Competition Groups | 640.2091 | 31349886.1368 | 31.3499 | 2155.9577 | 0.29695 | 1 | Industrial_2025_Economic_million_m3_After Competition Groups_1 | Process Heat Improvements | 29.69% | 31.3499 | 640.2091 | Industrial_2025_Economic_million_m3_After Competition Groups_Process Heat Improvements
Industrial | Ind ¦ Process Heat Improvements | 2025 | Technical | million_m3 | After Competition Groups | 640.2091 | 31349886.1368 | 31.3499 | 2237.6249 | 0.28611 | 1 | Industrial_2025_Technical_million_m3_After Competition Groups_1 | Process Heat Improvements | 28.61% | 31.3499 | 640.2091 | Industrial_2025_Technical_million_m3_After Competition Groups_Process Heat Improvements
Industrial | Ind ¦ Process Heat Improvements | 2025 | Achievable | million_m3 | After Competition Groups | 84.3036 | 31349886.1368 | 31.3499 | 332.7495 | 0.25335 | 1 | Industrial_2025_Achievable_million_m3_After Competition Groups_1 | Process Heat Improvements | 25.34% | 31.3499 | 84.3036 | Industrial_2025_Achievable_million_m3_After Competition Groups_Process Heat Improvements
Industrial | Ind ¦ Process Heat Recovery (Gas) | 2025 | Economic | million_m3 | After Competition Groups | 347.5632 | 23977812.6259 | 23.9778 | 2155.9577 | 0.16121 | 2 | Industrial_2025_Economic_million_m3_After Competition Groups_2 | Process Heat Recovery (Gas) | 16.12% | 23.9778 | 347.5632 | Industrial_2025_Economic_million_m3_After Competition Groups_Process Heat Recovery (Gas)
Industrial | Ind ¦ Boiler Upgrade | 2025 | Achievable | million_m3 | After Competition Groups | 52.9034 | 28303770.0313 | 28.3038 | 332.7495 | 0.15899 | 2 | Industrial_2025_Achievable_million_m3_After Competition Groups_2 | Boiler Upgrade | 15.9% | 28.3038 | 52.9034 | Industrial_2025_Achievable_million_m3_After Competition Groups_Boiler Upgrade
Industrial | Ind ¦ Process Heat Recovery (Gas) | 2025 | Technical | million_m3 | After Competition Groups | 347.5632 | 23977812.6259 | 23.9778 | 2237.6249 | 0.15533 | 2 | Industrial_2025_Technical_million_m3_After Competition Groups_2 | Process Heat Recovery (Gas) | 15.53% | 23.9778 | 347.5632 | Industrial_2025_Technical_million_m3_After Competition Groups_Process Heat Recovery (Gas)
Industrial | Ind ¦ Process Heat Recovery (Gas) | 2025 | Achievable | million_m3 | After Competition Groups | 50.9474 | 23977812.6259 | 23.9778 | 332.7495 | 0.15311 | 3 | Industrial_2025_Achievable_million_m3_After Competition Groups_3 | Process Heat Recovery (Gas) | 15.31% | 23.9778 | 50.9474 | Industrial_2025_Achievable_million_m3_After Competition Groups_Process Heat Recovery (Gas)
Industrial | Ind ¦ Recommissioning | 2025 | Economic | million_m3 | After Competition Groups | 252.3014 | 6814253.179 | 6.8143 | 2155.9577 | 0.11703 | 3 | Industrial_2025_Economic_million_m3_After Competition Groups_3 | Recommissioning | 11.7% | 6.8143 | 252.3014 | Industrial_2025_Economic_million_m3_After Competition Groups_Recommissioning
Industrial | Ind ¦ Recommissioning | 2025 | Achievable | million_m3 | After Competition Groups | 37.5317 | 6814253.179 | 6.8143 | 332.7495 | 0.11279 | 4 | Industrial_2025_Achievable_million_m3_After Competition Groups_4 | Recommissioning | 11.28% | 6.8143 | 37.5317 | Industrial_2025_Achievable_million_m3_After Competition Groups_Recommissioning
Industrial | Ind ¦ Recommissioning | 2025 | Technical | million_m3 | After Competition Groups | 252.3014 | 6814253.179 | 6.8143 | 2237.6249 | 0.11275 | 3 | Industrial_2025_Technical_million_m3_After Competition Groups_3 | Recommissioning | 11.28% | 6.8143 | 252.3014 | Industrial_2025_Technical_million_m3_After Competition Groups_Recommissioning
Industrial | Ind ¦ Boiler Upgrade | 2025 | Economic | million_m3 | After Competition Groups | 241.5656 | 28303770.0313 | 28.3038 | 2155.9577 | 0.11205 | 4 | Industrial_2025_Economic_million_m3_After Competition Groups_4 | Boiler Upgrade | 11.2% | 28.3038 | 241.5656 | Industrial_2025_Economic_million_m3_After Competition Groups_Boiler Upgrade
Industrial | Ind ¦ Boiler Upgrade | 2025 | Technical | million_m3 | After Competition Groups | 241.5656 | 28303770.0313 | 28.3038 | 2237.6249 | 0.10796 | 4 | Industrial_2025_Technical_million_m3_After Competition Groups_4 | Boiler Upgrade | 10.8% | 28.3038 | 241.5656 | Industrial_2025_Technical_million_m3_After Competition Groups_Boiler Upgrade
Industrial | Ind ¦ Improved Controls -Process Heating Gas | 2025 | Economic | million_m3 | After Competition Groups | 159.4785 | 5761659.693 | 5.7617 | 2155.9577 | 0.073971 | 5 | Industrial_2025_Economic_million_m3_After Competition Groups_5 | Improved Controls -Process Heating Gas | 7.397% | 5.7617 | 159.4785 | Industrial_2025_Economic_million_m3_After Competition Groups_Improved Controls -Process Heating Gas
Industrial | Ind ¦ Improved Controls -Process Heating Gas | 2025 | Technical | million_m3 | After Competition Groups | 159.4785 | 5761659.693 | 5.7617 | 2237.6249 | 0.071271 | 5 | Industrial_2025_Technical_million_m3_After Competition Groups_5 | Improved Controls -Process Heating Gas | 7.127% | 5.7617 | 159.4785 | Industrial_2025_Technical_million_m3_After Competition Groups_Improved Controls -Process Heating Gas
Industrial | Ind ¦ Improved Controls -Process Heating Gas | 2025 | Achievable | million_m3 | After Competition Groups | 23.2806 | 5761659.693 | 5.7617 | 332.7495 | 0.069964 | 5 | Industrial_2025_Achievable_million_m3_After Competition Groups_5 | Improved Controls -Process Heating Gas | 6.996% | 5.7617 | 23.2806 | Industrial_2025_Achievable_million_m3_After Competition Groups_Improved Controls -Process Heating Gas
Industrial | Ind ¦ Greenhouse Envelope Improvements | 2025 | Achievable | million_m3 | After Competition Groups | 19.772 | 546983.1918 | 0.54698 | 332.7495 | 0.05942 | 6 | Industrial_2025_Achievable_million_m3_After Competition Groups_6 | Greenhouse Envelope Improvements | 5.942% | 0.54698 | 19.772 | Industrial_2025_Achievable_million_m3_After Competition Groups_Greenhouse Envelope Improvements
Industrial | Ind ¦ High Efficiency Burners | 2025 | Economic | million_m3 | After Competition Groups | 120.8252 | 9363948.8225 | 9.3639 | 2155.9577 | 0.056042 | 6 | Industrial_2025_Economic_million_m3_After Competition Groups_6 | High Efficiency Burners | 5.604% | 9.3639 | 120.8252 | Industrial_2025_Economic_million_m3_After Competition Groups_High Efficiency Burners
Industrial | Ind ¦ High Efficiency Burners | 2025 | Technical | million_m3 | After Competition Groups | 120.8252 | 9363948.8225 | 9.3639 | 2237.6249 | 0.053997 | 6 | Industrial_2025_Technical_million_m3_After Competition Groups_6 | High Efficiency Burners | 5.4% | 9.3639 | 120.8252 | Industrial_2025_Technical_million_m3_After Competition Groups_High Efficiency Burners
Industrial | Ind ¦ High Efficiency Burners | 2025 | Achievable | million_m3 | After Competition Groups | 16.0549 | 9363948.8225 | 9.3639 | 332.7495 | 0.048249 | 7 | Industrial_2025_Achievable_million_m3_After Competition Groups_7 | High Efficiency Burners | 4.825% | 9.3639 | 16.0549 | Industrial_2025_Achievable_million_m3_After Competition Groups_High Efficiency Burners
Industrial | Ind ¦ Greenhouse Envelope Improvements | 2025 | Economic | million_m3 | After Competition Groups | 66.3122 | 546983.1918 | 0.54698 | 2155.9577 | 0.030758 | 7 | Industrial_2025_Economic_million_m3_After Competition Groups_7 | Greenhouse Envelope Improvements | 3.076% | 0.54698 | 66.3122 | Industrial_2025_Economic_million_m3_After Competition Groups_Greenhouse Envelope Improvements
Industrial | Ind ¦ Greenhouse Envelope Improvements | 2025 | Technical | million_m3 | After Competition Groups | 66.3122 | 546983.1918 | 0.54698 | 2237.6249 | 0.029635 | 7 | Industrial_2025_Technical_million_m3_After Competition Groups_7 | Greenhouse Envelope Improvements | 2.964% | 0.54698 | 66.3122 | Industrial_2025_Technical_million_m3_After Competition Groups_Greenhouse Envelope Improvements
Industrial | Ind ¦ Boiler Tune Up | 2025 | Technical | million_m3 | After Competition Groups | 49.6965 | 0 | 0 | 2237.6249 | 0.022209 | 8 | Industrial_2025_Technical_million_m3_After Competition Groups_8 | Boiler Tune Up | 2.221% | 0 | 49.6965 | Industrial_2025_Technical_million_m3_After Competition Groups_Boiler Tune Up
Industrial | Ind ¦ Insulation - Steam | 2025 | Economic | million_m3 | After Competition Groups | 47.7841 | 980435.7525 | 0.98044 | 2155.9577 | 0.022164 | 8 | Industrial_2025_Economic_million_m3_After Competition Groups_8 | Insulation - Steam | 2.216% | 0.98044 | 47.7841 | Industrial_2025_Economic_million_m3_After Competition Groups_Insulation - Steam
Industrial | Ind ¦ Insulation - Steam | 2025 | Achievable | million_m3 | After Competition Groups | 7.1775 | 980435.7525 | 0.98044 | 332.7495 | 0.02157 | 8 | Industrial_2025_Achievable_million_m3_After Competition Groups_8 | Insulation - Steam | 2.157% | 0.98044 | 7.1775 | Industrial_2025_Achievable_million_m3_After Competition Groups_Insulation - Steam
Industrial | Ind ¦ Insulation - Steam | 2025 | Technical | million_m3 | After Competition Groups | 47.7841 | 980435.7525 | 0.98044 | 2237.6249 | 0.021355 | 9 | Industrial_2025_Technical_million_m3_After Competition Groups_9 | Insulation - Steam | 2.135% | 0.98044 | 47.7841 | Industrial_2025_Technical_million_m3_After Competition Groups_Insulation - Steam
Industrial | Ind ¦ VAV Conversion Project (Gas) | 2025 | Achievable | million_m3 | After Competition Groups | 6.341 | 5400032.0904 | 5.4 | 332.7495 | 0.019056 | 9 | Industrial_2025_Achievable_million_m3_After Competition Groups_9 | VAV Conversion Project (Gas) | 1.906% | 5.4 | 6.341 | Industrial_2025_Achievable_million_m3_After Competition Groups_VAV Conversion Project (Gas)
Industrial | Ind ¦ VAV Conversion Project (Gas) | 2025 | Economic | million_m3 | After Competition Groups | 40.9146 | 5400032.0904 | 5.4 | 2155.9577 | 0.018977 | 9 | Industrial_2025_Economic_million_m3_After Competition Groups_9 | VAV Conversion Project (Gas) | 1.898% | 5.4 | 40.9146 | Industrial_2025_Economic_million_m3_After Competition Groups_VAV Conversion Project (Gas)
Industrial | Ind ¦ VAV Conversion Project (Gas) | 2025 | Technical | million_m3 | After Competition Groups | 40.9146 | 5400032.0904 | 5.4 | 2237.6249 | 0.018285 | 10 | Industrial_2025_Technical_million_m3_After Competition Groups_10 | VAV Conversion Project (Gas) | 1.828% | 5.4 | 40.9146 | Industrial_2025_Technical_million_m3_After Competition Groups_VAV Conversion Project (Gas)
Industrial | Ind ¦ High Efficiency HVAC Fans (Gas) | 2025 | Achievable | million_m3 | After Competition Groups | 5.9737 | 2549011.8487 | 2.549 | 332.7495 | 0.017953 | 10 | Industrial_2025_Achievable_million_m3_After Competition Groups_10 | High Efficiency HVAC Fans (Gas) | 1.795% | 2.549 | 5.9737 | Industrial_2025_Achievable_million_m3_After Competition Groups_High Efficiency HVAC Fans (Gas)
Industrial | Ind ¦ High Efficiency HVAC Fans (Gas) | 2025 | Economic | million_m3 | After Competition Groups | 35.4738 | 2549011.8487 | 2.549 | 2155.9577 | 0.016454 | 10 | Industrial_2025_Economic_million_m3_After Competition Groups_10 | High Efficiency HVAC Fans (Gas) | 1.645% | 2.549 | 35.4738 | Industrial_2025_Economic_million_m3_After Competition Groups_High Efficiency HVAC Fans (Gas)
Industrial | Ind ¦ High Efficiency HVAC Fans (Gas) | 2025 | Technical | million_m3 | After Competition Groups | 35.4738 | 2549011.8487 | 2.549 | 2237.6249 | 0.015853 | 11 | Industrial_2025_Technical_million_m3_After Competition Groups_11 | High Efficiency HVAC Fans (Gas) | 1.585% | 2.549 | 35.4738 | Industrial_2025_Technical_million_m3_After Competition Groups_High Efficiency HVAC Fans (Gas)
Industrial | Ind ¦ Steam Leak Repairs | 2025 | Technical | million_m3 | After Competition Groups | 30.1322 | 0 | 0 | 2237.6249 | 0.013466 | 12 | Industrial_2025_Technical_million_m3_After Competition Groups_12 | Steam Leak Repairs | 1.347% | 0 | 30.1322 | Industrial_2025_Technical_million_m3_After Competition Groups_Steam Leak Repairs
Industrial | Ind ¦ HE HVAC Controls | 2025 | Achievable | million_m3 | After Competition Groups | 4.3122 | 3644048.1145 | 3.644 | 332.7495 | 0.012959 | 11 | Industrial_2025_Achievable_million_m3_After Competition Groups_11 | HE HVAC Controls | 1.296% | 3.644 | 4.3122 | Industrial_2025_Achievable_million_m3_After Competition Groups_HE HVAC Controls
Industrial | Ind ¦ HE HVAC Controls | 2025 | Economic | million_m3 | After Competition Groups | 27.1925 | 3644048.1145 | 3.644 | 2155.9577 | 0.012613 | 11 | Industrial_2025_Economic_million_m3_After Competition Groups_11 | HE HVAC Controls | 1.261% | 3.644 | 27.1925 | Industrial_2025_Economic_million_m3_After Competition Groups_HE HVAC Controls
Industrial | Ind ¦ Loading Dock Seals | 2025 | Economic | million_m3 | After Competition Groups | 27.1925 | 5428885.466 | 5.4289 | 2155.9577 | 0.012613 | 12 | Industrial_2025_Economic_million_m3_After Competition Groups_12 | Loading Dock Seals | 1.261% | 5.4289 | 27.1925 | Industrial_2025_Economic_million_m3_After Competition Groups_Loading Dock Seals
Industrial | Ind ¦ HE HVAC Controls | 2025 | Technical | million_m3 | After Competition Groups | 27.1925 | 3644048.1145 | 3.644 | 2237.6249 | 0.012152 | 13 | Industrial_2025_Technical_million_m3_After Competition Groups_13 | HE HVAC Controls | 1.215% | 3.644 | 27.1925 | Industrial_2025_Technical_million_m3_After Competition Groups_HE HVAC Controls
Industrial | Ind ¦ Loading Dock Seals | 2025 | Technical | million_m3 | After Competition Groups | 27.1925 | 5428885.466 | 5.4289 | 2237.6249 | 0.012152 | 14 | Industrial_2025_Technical_million_m3_After Competition Groups_14 | Loading Dock Seals | 1.215% | 5.4289 | 27.1925 | Industrial_2025_Technical_million_m3_After Competition Groups_Loading Dock Seals
Industrial | Ind ¦ Insulation - Steam (AG) | 2025 | Achievable | million_m3 | After Competition Groups | 3.7333 | 513465.2038 | 0.51347 | 332.7495 | 0.01122 | 12 | Industrial_2025_Achievable_million_m3_After Competition Groups_12 | Insulation - Steam (AG) | 1.122% | 0.51347 | 3.7333 | Industrial_2025_Achievable_million_m3_After Competition Groups_Insulation - Steam (AG)
Industrial | Ind ¦ Direct Contact Water Heaters | 2025 | Achievable | million_m3 | After Competition Groups | 3.6357 | 0 | 0 | 332.7495 | 0.010926 | 13 | Industrial_2025_Achievable_million_m3_After Competition Groups_13 | Direct Contact Water Heaters | 1.093% | 0 | 3.6357 | Industrial_2025_Achievable_million_m3_After Competition Groups_Direct Contact Water Heaters
Industrial | Ind ¦ Steam Trap Repair | 2025 | Economic | million_m3 | After Competition Groups | 22.8723 | 2315711.3178 | 2.3157 | 2155.9577 | 0.010609 | 13 | Industrial_2025_Economic_million_m3_After Competition Groups_13 | Steam Trap Repair | 1.061% | 2.3157 | 22.8723 | Industrial_2025_Economic_million_m3_After Competition Groups_Steam Trap Repair
Industrial | Ind ¦ Insulation - Steam (AG) | 2025 | Economic | million_m3 | After Competition Groups | 22.3395 | 513465.2038 | 0.51347 | 2155.9577 | 0.010362 | 14 | Industrial_2025_Economic_million_m3_After Competition Groups_14 | Insulation - Steam (AG) | 1.036% | 0.51347 | 22.3395 | Industrial_2025_Economic_million_m3_After Competition Groups_Insulation - Steam (AG)
Industrial | Ind ¦ Steam Trap Repair | 2025 | Achievable | million_m3 | After Competition Groups | 3.4149 | 2315711.3178 | 2.3157 | 332.7495 | 0.010263 | 14 | Industrial_2025_Achievable_million_m3_After Competition Groups_14 | Steam Trap Repair | 1.026% | 2.3157 | 3.4149 | Industrial_2025_Achievable_million_m3_After Competition Groups_Steam Trap Repair
Industrial | Ind ¦ Steam Trap Repair | 2025 | Technical | million_m3 | After Competition Groups | 22.8723 | 2315711.3178 | 2.3157 | 2237.6249 | 0.010222 | 15 | Industrial_2025_Technical_million_m3_After Competition Groups_15 | Steam Trap Repair | 1.022% | 2.3157 | 22.8723 | Industrial_2025_Technical_million_m3_After Competition Groups_Steam Trap Repair
Industrial | Ind ¦ Insulation - Steam (AG) | 2025 | Technical | million_m3 | After Competition Groups | 22.3395 | 513465.2038 | 0.51347 | 2237.6249 | 0.0099836 | 16 | Industrial_2025_Technical_million_m3_After Competition Groups_16 | Insulation - Steam (AG) | 0.9984% | 0.51347 | 22.3395 | Industrial_2025_Technical_million_m3_After Competition Groups_Insulation - Steam (AG)
Industrial | Ind ¦ Direct Contact Water Heaters | 2025 | Economic | million_m3 | After Competition Groups | 21.2953 | 0 | 0 | 2155.9577 | 0.0098774 | 15 | Industrial_2025_Economic_million_m3_After Competition Groups_15 | Direct Contact Water Heaters | 0.9877% | 0 | 21.2953 | Industrial_2025_Economic_million_m3_After Competition Groups_Direct Contact Water Heaters
Industrial | Ind ¦ Direct Contact Water Heaters | 2025 | Technical | million_m3 | After Competition Groups | 21.2953 | 0 | 0 | 2237.6249 | 0.0095169 | 17 | Industrial_2025_Technical_million_m3_After Competition Groups_17 | Direct Contact Water Heaters | 0.9517% | 0 | 21.2953 | Industrial_2025_Technical_million_m3_After Competition Groups_Direct Contact Water Heaters
Industrial | Ind ¦ Air Compressor Heat Recovery | 2025 | Economic | million_m3 | After Competition Groups | 17.5168 | 874042.4522 | 0.87404 | 2155.9577 | 0.0081248 | 16 | Industrial_2025_Economic_million_m3_After Competition Groups_16 | Air Compressor Heat Recovery | 0.8125% | 0.87404 | 17.5168 | Industrial_2025_Economic_million_m3_After Competition Groups_Air Compressor Heat Recovery
Industrial | Ind ¦ Loading Dock Seals | 2025 | Achievable | million_m3 | After Competition Groups | 2.6784 | 5428885.466 | 5.4289 | 332.7495 | 0.0080493 | 15 | Industrial_2025_Achievable_million_m3_After Competition Groups_15 | Loading Dock Seals | 0.8049% | 5.4289 | 2.6784 | Industrial_2025_Achievable_million_m3_After Competition Groups_Loading Dock Seals
Industrial | Ind ¦ Air Compressor Heat Recovery | 2025 | Achievable | million_m3 | After Competition Groups | 2.6732 | 874042.4522 | 0.87404 | 332.7495 | 0.0080338 | 16 | Industrial_2025_Achievable_million_m3_After Competition Groups_16 | Air Compressor Heat Recovery | 0.8034% | 0.87404 | 2.6732 | Industrial_2025_Achievable_million_m3_After Competition Groups_Air Compressor Heat Recovery
Industrial | Ind ¦ Air Compressor Heat Recovery | 2025 | Technical | million_m3 | After Competition Groups | 17.5168 | 874042.4522 | 0.87404 | 2237.6249 | 0.0078283 | 18 | Industrial_2025_Technical_million_m3_After Competition Groups_18 | Air Compressor Heat Recovery | 0.7828% | 0.87404 | 17.5168 | Industrial_2025_Technical_million_m3_After Competition Groups_Air Compressor Heat Recovery
Industrial | Ind ¦ High Efficiency Furnaces | 2025 | Economic | million_m3 | After Competition Groups | 13.9085 | 3406453.1015 | 3.4065 | 2155.9577 | 0.0064512 | 17 | Industrial_2025_Economic_million_m3_After Competition Groups_17 | High Efficiency Furnaces | 0.6451% | 3.4065 | 13.9085 | Industrial_2025_Economic_million_m3_After Competition Groups_High Efficiency Furnaces
Industrial | Ind ¦ High Efficiency Furnaces | 2025 | Technical | million_m3 | After Competition Groups | 13.9085 | 3406453.1015 | 3.4065 | 2237.6249 | 0.0062157 | 19 | Industrial_2025_Technical_million_m3_After Competition Groups_19 | High Efficiency Furnaces | 0.6216% | 3.4065 | 13.9085 | Industrial_2025_Technical_million_m3_After Competition Groups_High Efficiency Furnaces
Industrial | Ind ¦ High Efficiency Furnaces | 2025 | Achievable | million_m3 | After Competition Groups | 1.8162 | 3406453.1015 | 3.4065 | 332.7495 | 0.0054582 | 17 | Industrial_2025_Achievable_million_m3_After Competition Groups_17 | High Efficiency Furnaces | 0.5458% | 3.4065 | 1.8162 | Industrial_2025_Achievable_million_m3_After Competition Groups_High Efficiency Furnaces
Industrial | Ind ¦ Steam Turbine Optimization | 2025 | Economic | million_m3 | After Competition Groups | 11.194 | 633879.8764 | 0.63388 | 2155.9577 | 0.0051921 | 18 | Industrial_2025_Economic_million_m3_After Competition Groups_18 | Steam Turbine Optimization | 0.5192% | 0.63388 | 11.194 | Industrial_2025_Economic_million_m3_After Competition Groups_Steam Turbine Optimization
Industrial | Ind ¦ Steam Turbine Optimization | 2025 | Technical | million_m3 | After Competition Groups | 11.194 | 633879.8764 | 0.63388 | 2237.6249 | 0.0050026 | 20 | Industrial_2025_Technical_million_m3_After Competition Groups_20 | Steam Turbine Optimization | 0.5003% | 0.63388 | 11.194 | Industrial_2025_Technical_million_m3_After Competition Groups_Steam Turbine Optimization
Industrial | Ind ¦ Steam Turbine Optimization | 2025 | Achievable | million_m3 | After Competition Groups | 1.6105 | 633879.8764 | 0.63388 | 332.7495 | 0.0048398 | 18 | Industrial_2025_Achievable_million_m3_After Competition Groups_18 | Steam Turbine Optimization | 0.484% | 0.63388 | 1.6105 | Industrial_2025_Achievable_million_m3_After Competition Groups_Steam Turbine Optimization
Industrial | Ind ¦ Process Optimization (Gas) | 2025 | Economic | million_m3 | After Competition Groups | 10.2948 | 50979.6593 | 0.05098 | 2155.9577 | 0.004775 | 19 | Industrial_2025_Economic_million_m3_After Competition Groups_19 | Process Optimization (Gas) | 0.4775% | 0.05098 | 10.2948 | Industrial_2025_Economic_million_m3_After Competition Groups_Process Optimization (Gas)
Industrial | Ind ¦ Process Optimization (Gas) | 2025 | Technical | million_m3 | After Competition Groups | 10.2948 | 50979.6593 | 0.05098 | 2237.6249 | 0.0046007 | 21 | Industrial_2025_Technical_million_m3_After Competition Groups_21 | Process Optimization (Gas) | 0.4601% | 0.05098 | 10.2948 | Industrial_2025_Technical_million_m3_After Competition Groups_Process Optimization (Gas)
Industrial | Ind ¦ Gas Turbine Optimization | 2025 | Economic | million_m3 | After Competition Groups | 8.3955 | 475409.9073 | 0.47541 | 2155.9577 | 0.0038941 | 20 | Industrial_2025_Economic_million_m3_After Competition Groups_20 | Gas Turbine Optimization | 0.3894% | 0.47541 | 8.3955 | Industrial_2025_Economic_million_m3_After Competition Groups_Gas Turbine Optimization
Industrial | Ind ¦ Gas Turbine Optimization | 2025 | Technical | million_m3 | After Competition Groups | 8.3955 | 475409.9073 | 0.47541 | 2237.6249 | 0.003752 | 22 | Industrial_2025_Technical_million_m3_After Competition Groups_22 | Gas Turbine Optimization | 0.3752% | 0.47541 | 8.3955 | Industrial_2025_Technical_million_m3_After Competition Groups_Gas Turbine Optimization
Industrial | Ind ¦ Gas Turbine Optimization | 2025 | Achievable | million_m3 | After Competition Groups | 1.2078 | 475409.9073 | 0.47541 | 332.7495 | 0.0036299 | 19 | Industrial_2025_Achievable_million_m3_After Competition Groups_19 | Gas Turbine Optimization | 0.363% | 0.47541 | 1.2078 | Industrial_2025_Achievable_million_m3_After Competition Groups_Gas Turbine Optimization
Industrial | Ind ¦ HE Stock Tank | 2025 | Economic | million_m3 | After Competition Groups | 6.5144 | 118137.6539 | 0.11814 | 2155.9577 | 0.0030216 | 21 | Industrial_2025_Economic_million_m3_After Competition Groups_21 | HE Stock Tank | 0.3022% | 0.11814 | 6.5144 | Industrial_2025_Economic_million_m3_After Competition Groups_HE Stock Tank
Industrial | Ind ¦ HE Stock Tank | 2025 | Technical | million_m3 | After Competition Groups | 6.5144 | 118137.6539 | 0.11814 | 2237.6249 | 0.0029113 | 23 | Industrial_2025_Technical_million_m3_After Competition Groups_23 | HE Stock Tank | 0.2911% | 0.11814 | 6.5144 | Industrial_2025_Technical_million_m3_After Competition Groups_HE Stock Tank
Industrial | Ind ¦ Solar Walls | 2025 | Achievable | million_m3 | After Competition Groups | 0.8553 | 1233400.341 | 1.2334 | 332.7495 | 0.0025704 | 20 | Industrial_2025_Achievable_million_m3_After Competition Groups_20 | Solar Walls | 0.257% | 1.2334 | 0.8553 | Industrial_2025_Achievable_million_m3_After Competition Groups_Solar Walls
Industrial | Ind ¦ Ventilation Optimization (Gas) | 2025 | Achievable | million_m3 | After Competition Groups | 0.85371 | 0 | 0 | 332.7495 | 0.0025656 | 21 | Industrial_2025_Achievable_million_m3_After Competition Groups_21 | Ventilation Optimization (Gas) | 0.2566% | 0 | 0.85371 | Industrial_2025_Achievable_million_m3_After Competition Groups_Ventilation Optimization (Gas)
Industrial | Ind ¦ Solar Walls | 2025 | Economic | million_m3 | After Competition Groups | 5.519 | 1233400.341 | 1.2334 | 2155.9577 | 0.0025599 | 22 | Industrial_2025_Economic_million_m3_After Competition Groups_22 | Solar Walls | 0.256% | 1.2334 | 5.519 | Industrial_2025_Economic_million_m3_After Competition Groups_Solar Walls
Industrial | Ind ¦ Ventilation Optimization (Gas) | 2025 | Economic | million_m3 | After Competition Groups | 5.4508 | 0 | 0 | 2155.9577 | 0.0025283 | 23 | Industrial_2025_Economic_million_m3_After Competition Groups_23 | Ventilation Optimization (Gas) | 0.2528% | 0 | 5.4508 | Industrial_2025_Economic_million_m3_After Competition Groups_Ventilation Optimization (Gas)
Industrial | Ind ¦ HE Stock Tank | 2025 | Achievable | million_m3 | After Competition Groups | 0.83844 | 118137.6539 | 0.11814 | 332.7495 | 0.0025197 | 22 | Industrial_2025_Achievable_million_m3_After Competition Groups_22 | HE Stock Tank | 0.252% | 0.11814 | 0.83844 | Industrial_2025_Achievable_million_m3_After Competition Groups_HE Stock Tank
Industrial | Ind ¦ Solar Walls | 2025 | Technical | million_m3 | After Competition Groups | 5.519 | 1233400.341 | 1.2334 | 2237.6249 | 0.0024664 | 24 | Industrial_2025_Technical_million_m3_After Competition Groups_24 | Solar Walls | 0.2466% | 1.2334 | 5.519 | Industrial_2025_Technical_million_m3_After Competition Groups_Solar Walls
Industrial | Ind ¦ Ventilation Optimization (Gas) | 2025 | Technical | million_m3 | After Competition Groups | 5.4508 | 0 | 0 | 2237.6249 | 0.002436 | 25 | Industrial_2025_Technical_million_m3_After Competition Groups_25 | Ventilation Optimization (Gas) | 0.2436% | 0 | 5.4508 | Industrial_2025_Technical_million_m3_After Competition Groups_Ventilation Optimization (Gas)
Industrial | Ind ¦ HE HVAC Units | 2025 | Economic | million_m3 | After Competition Groups | 1.7472 | 222596.5265 | 0.2226 | 2155.9577 | 0.0008104 | 24 | Industrial_2025_Economic_million_m3_After Competition Groups_24 | HE HVAC Units | 0.08104% | 0.2226 | 1.7472 | Industrial_2025_Economic_million_m3_After Competition Groups_HE HVAC Units
Industrial | Ind ¦ Process Optimization (Gas) | 2025 | Achievable | million_m3 | After Competition Groups | 0.2632 | 50979.6593 | 0.05098 | 332.7495 | 0.00079099 | 23 | Industrial_2025_Achievable_million_m3_After Competition Groups_23 | Process Optimization (Gas) | 0.0791% | 0.05098 | 0.2632 | Industrial_2025_Achievable_million_m3_After Competition Groups_Process Optimization (Gas)
Industrial | Ind ¦ HE HVAC Units | 2025 | Technical | million_m3 | After Competition Groups | 1.7472 | 222596.5265 | 0.2226 | 2237.6249 | 0.00078082 | 26 | Industrial_2025_Technical_million_m3_After Competition Groups_26 | HE HVAC Units | 0.07808% | 0.2226 | 1.7472 | Industrial_2025_Technical_million_m3_After Competition Groups_HE HVAC Units
Industrial | Ind ¦ Boiler Tune Up - Direct | 2025 | Technical | million_m3 | After Competition Groups | 1.6921 | 0 | 0 | 2237.6249 | 0.0007562 | 27 | Industrial_2025_Technical_million_m3_After Competition Groups_27 | Boiler Tune Up - Direct | 0.07562% | 0 | 1.6921 | Industrial_2025_Technical_million_m3_After Competition Groups_Boiler Tune Up - Direct
Industrial | Ind ¦ HE HVAC Units | 2025 | Achievable | million_m3 | After Competition Groups | 0.24529 | 222596.5265 | 0.2226 | 332.7495 | 0.00073717 | 24 | Industrial_2025_Achievable_million_m3_After Competition Groups_24 | HE HVAC Units | 0.07372% | 0.2226 | 0.24529 | Industrial_2025_Achievable_million_m3_After Competition Groups_HE HVAC Units
Industrial | Ind ¦ Process Heat Recovery (Gas) - HVAC | 2025 | Achievable | million_m3 | After Competition Groups | 0.18951 | 89982.6884 | 0.089983 | 332.7495 | 0.00056954 | 25 | Industrial_2025_Achievable_million_m3_After Competition Groups_25 | Process Heat Recovery (Gas) - HVAC | 0.05695% | 0.089983 | 0.18951 | Industrial_2025_Achievable_million_m3_After Competition Groups_Process Heat Recovery (Gas) - HVAC
Industrial | Ind ¦ Process Heat Recovery (Gas) - HVAC | 2025 | Economic | million_m3 | After Competition Groups | 1.1616 | 89982.6884 | 0.089983 | 2155.9577 | 0.00053877 | 25 | Industrial_2025_Economic_million_m3_After Competition Groups_25 | Process Heat Recovery (Gas) - HVAC | 0.05388% | 0.089983 | 1.1616 | Industrial_2025_Economic_million_m3_After Competition Groups_Process Heat Recovery (Gas) - HVAC
Industrial | Ind ¦ Process Heat Recovery (Gas) - HVAC | 2025 | Technical | million_m3 | After Competition Groups | 1.1616 | 89982.6884 | 0.089983 | 2237.6249 | 0.00051911 | 28 | Industrial_2025_Technical_million_m3_After Competition Groups_28 | Process Heat Recovery (Gas) - HVAC | 0.05191% | 0.089983 | 1.1616 | Industrial_2025_Technical_million_m3_After Competition Groups_Process Heat Recovery (Gas) - HVAC
Industrial | Ind ¦ Insulation - Steam - Direct | 2025 | Economic | million_m3 | After Competition Groups | 0.77438 | 14921.2603 | 0.014921 | 2155.9577 | 0.00035918 | 26 | Industrial_2025_Economic_million_m3_After Competition Groups_26 | Insulation - Steam - Direct | 0.03592% | 0.014921 | 0.77438 | Industrial_2025_Economic_million_m3_After Competition Groups_Insulation - Steam - Direct
Industrial | Ind ¦ Insulation - Steam - Direct | 2025 | Technical | million_m3 | After Competition Groups | 0.77438 | 14921.2603 | 0.014921 | 2237.6249 | 0.00034607 | 29 | Industrial_2025_Technical_million_m3_After Competition Groups_29 | Insulation - Steam - Direct | 0.03461% | 0.014921 | 0.77438 | Industrial_2025_Technical_million_m3_After Competition Groups_Insulation - Steam - Direct
Industrial | Ind ¦ Insulation - Steam - Direct | 2025 | Achievable | million_m3 | After Competition Groups | 0.10977 | 14921.2603 | 0.014921 | 332.7495 | 0.00032988 | 26 | Industrial_2025_Achievable_million_m3_After Competition Groups_26 | Insulation - Steam - Direct | 0.03299% | 0.014921 | 0.10977 | Industrial_2025_Achievable_million_m3_After Competition Groups_Insulation - Steam - Direct
Industrial | Ind ¦ Insulation - Steam - HVAC | 2025 | Achievable | million_m3 | After Competition Groups | 0.026275 | 3613.7861 | 0.0036138 | 332.7495 | 7.8964e-05 | 27 | Industrial_2025_Achievable_million_m3_After Competition Groups_27 | Insulation - Steam - HVAC | 0.007896% | 0.0036138 | 0.026275 | Industrial_2025_Achievable_million_m3_After Competition Groups_Insulation - Steam - HVAC
Industrial | Ind ¦ Insulation - Steam - HVAC | 2025 | Economic | million_m3 | After Competition Groups | 0.16104 | 3613.7861 | 0.0036138 | 2155.9577 | 7.4697e-05 | 27 | Industrial_2025_Economic_million_m3_After Competition Groups_27 | Insulation - Steam - HVAC | 0.00747% | 0.0036138 | 0.16104 | Industrial_2025_Economic_million_m3_After Competition Groups_Insulation - Steam - HVAC
Industrial | Ind ¦ Insulation - Steam - HVAC | 2025 | Technical | million_m3 | After Competition Groups | 0.16104 | 3613.7861 | 0.0036138 | 2237.6249 | 7.197e-05 | 30 | Industrial_2025_Technical_million_m3_After Competition Groups_30 | Insulation - Steam - HVAC | 0.007197% | 0.0036138 | 0.16104 | Industrial_2025_Technical_million_m3_After Competition Groups_Insulation - Steam - HVAC
Industrial | Ind ¦ Boiler Tune Up - HVAC | 2025 | Technical | million_m3 | After Competition Groups | 0.14641 | 0 | 0 | 2237.6249 | 6.5432e-05 | 31 | Industrial_2025_Technical_million_m3_After Competition Groups_31 | Boiler Tune Up - HVAC | 0.006543% | 0 | 0.14641 | Industrial_2025_Technical_million_m3_After Competition Groups_Boiler Tune Up - HVAC
Industrial | Ind ¦ Boiler Tune Up | 2025 | Achievable | million_m3 | After Competition Groups | 0 | 0 | 0 | 332.7495 | 0 | 28 | Industrial_2025_Achievable_million_m3_After Competition Groups_28 | Boiler Tune Up | 0% | 0 | 0 | Industrial_2025_Achievable_million_m3_After Competition Groups_Boiler Tune Up
Industrial | Ind ¦ Boiler Tune Up | 2025 | Economic | million_m3 | After Competition Groups | 0 | 0 | 0 | 2155.9577 | 0 | 28 | Industrial_2025_Economic_million_m3_After Competition Groups_28 | Boiler Tune Up | 0% | 0 | 0 | Industrial_2025_Economic_million_m3_After Competition Groups_Boiler Tune Up
Industrial | Ind ¦ Boiler Tune Up - Direct | 2025 | Achievable | million_m3 | After Competition Groups | 0 | 0 | 0 | 332.7495 | 0 | 29 | Industrial_2025_Achievable_million_m3_After Competition Groups_29 | Boiler Tune Up - Direct | 0% | 0 | 0 | Industrial_2025_Achievable_million_m3_After Competition Groups_Boiler Tune Up - Direct
Industrial | Ind ¦ Boiler Tune Up - Direct | 2025 | Economic | million_m3 | After Competition Groups | 0 | 0 | 0 | 2155.9577 | 0 | 29 | Industrial_2025_Economic_million_m3_After Competition Groups_29 | Boiler Tune Up - Direct | 0% | 0 | 0 | Industrial_2025_Economic_million_m3_After Competition Groups_Boiler Tune Up - Direct
Industrial | Ind ¦ Boiler Tune Up - HVAC | 2025 | Achievable | million_m3 | After Competition Groups | 0 | 0 | 0 | 332.7495 | 0 | 30 | Industrial_2025_Achievable_million_m3_After Competition Groups_30 | Boiler Tune Up - HVAC | 0% | 0 | 0 | Industrial_2025_Achievable_million_m3_After Competition Groups_Boiler Tune Up - HVAC
Industrial | Ind ¦ Boiler Tune Up - HVAC | 2025 | Economic | million_m3 | After Competition Groups | 0 | 0 | 0 | 2155.9577 | 0 | 30 | Industrial_2025_Economic_million_m3_After Competition Groups_30 | Boiler Tune Up - HVAC | 0% | 0 | 0 | Industrial_2025_Economic_million_m3_After Competition Groups_Boiler Tune Up - HVAC
Industrial | Ind ¦ Process Heat Improvements | 2026 | Economic | million_m3 | After Competition Groups | 670.0454 | 37255079 | 37.2551 | 2212.6501 | 0.30282 | 1 | Industrial_2026_Economic_million_m3_After Competition Groups_1 | Process Heat Improvements | 30.28% | 37.2551 | 670.0454 | Industrial_2026_Economic_million_m3_After Competition Groups_Process Heat Improvements
Industrial | Ind ¦ Process Heat Improvements | 2026 | Technical | million_m3 | After Competition Groups | 670.0454 | 37255079 | 37.2551 | 2294.3173 | 0.29205 | 1 | Industrial_2026_Technical_million_m3_After Competition Groups_1 | Process Heat Improvements | 29.2% | 37.2551 | 670.0454 | Industrial_2026_Technical_million_m3_After Competition Groups_Process Heat Improvements
Industrial | Ind ¦ Process Heat Improvements | 2026 | Achievable | million_m3 | After Competition Groups | 122.6756 | 37255079 | 37.2551 | 475.2544 | 0.25813 | 1 | Industrial_2026_Achievable_million_m3_After Competition Groups_1 | Process Heat Improvements | 25.81% | 37.2551 | 122.6756 | Industrial_2026_Achievable_million_m3_After Competition Groups_Process Heat Improvements
Industrial | Ind ¦ Process Heat Recovery (Gas) | 2026 | Economic | million_m3 | After Competition Groups | 347.5632 | 27148592.0897 | 27.1486 | 2212.6501 | 0.15708 | 2 | Industrial_2026_Economic_million_m3_After Competition Groups_2 | Process Heat Recovery (Gas) | 15.71% | 27.1486 | 347.5632 | Industrial_2026_Economic_million_m3_After Competition Groups_Process Heat Recovery (Gas)
Industrial | Ind ¦ Boiler Upgrade | 2026 | Achievable | million_m3 | After Competition Groups | 74.6273 | 33195289.5306 | 33.1953 | 475.2544 | 0.15703 | 2 | Industrial_2026_Achievable_million_m3_After Competition Groups_2 | Boiler Upgrade | 15.7% | 33.1953 | 74.6273 | Industrial_2026_Achievable_million_m3_After Competition Groups_Boiler Upgrade
Industrial | Ind ¦ Process Heat Recovery (Gas) | 2026 | Achievable | million_m3 | After Competition Groups | 72.2605 | 27148592.0897 | 27.1486 | 475.2544 | 0.15205 | 3 | Industrial_2026_Achievable_million_m3_After Competition Groups_3 | Process Heat Recovery (Gas) | 15.2% | 27.1486 | 72.2605 | Industrial_2026_Achievable_million_m3_After Competition Groups_Process Heat Recovery (Gas)
Industrial | Ind ¦ Process Heat Recovery (Gas) | 2026 | Technical | million_m3 | After Competition Groups | 347.5632 | 27148592.0897 | 27.1486 | 2294.3173 | 0.15149 | 2 | Industrial_2026_Technical_million_m3_After Competition Groups_2 | Process Heat Recovery (Gas) | 15.15% | 27.1486 | 347.5632 | Industrial_2026_Technical_million_m3_After Competition Groups_Process Heat Recovery (Gas)
Industrial | Ind ¦ Boiler Upgrade | 2026 | Economic | million_m3 | After Competition Groups | 253.5755 | 33195289.5306 | 33.1953 | 2212.6501 | 0.1146 | 3 | Industrial_2026_Economic_million_m3_After Competition Groups_3 | Boiler Upgrade | 11.46% | 33.1953 | 253.5755 | Industrial_2026_Economic_million_m3_After Competition Groups_Boiler Upgrade
Industrial | Ind ¦ Recommissioning | 2026 | Economic | million_m3 | After Competition Groups | 252.3014 | 7720572.3844 | 7.7206 | 2212.6501 | 0.11403 | 4 | Industrial_2026_Economic_million_m3_After Competition Groups_4 | Recommissioning | 11.4% | 7.7206 | 252.3014 | Industrial_2026_Economic_million_m3_After Competition Groups_Recommissioning
Industrial | Ind ¦ Recommissioning | 2026 | Achievable | million_m3 | After Competition Groups | 53.2629 | 7720572.3844 | 7.7206 | 475.2544 | 0.11207 | 4 | Industrial_2026_Achievable_million_m3_After Competition Groups_4 | Recommissioning | 11.21% | 7.7206 | 53.2629 | Industrial_2026_Achievable_million_m3_After Competition Groups_Recommissioning
Industrial | Ind ¦ Boiler Upgrade | 2026 | Technical | million_m3 | After Competition Groups | 253.5755 | 33195289.5306 | 33.1953 | 2294.3173 | 0.11052 | 3 | Industrial_2026_Technical_million_m3_After Competition Groups_3 | Boiler Upgrade | 11.05% | 33.1953 | 253.5755 | Industrial_2026_Technical_million_m3_After Competition Groups_Boiler Upgrade
Industrial | Ind ¦ Recommissioning | 2026 | Technical | million_m3 | After Competition Groups | 252.3014 | 7720572.3844 | 7.7206 | 2294.3173 | 0.10997 | 4 | Industrial_2026_Technical_million_m3_After Competition Groups_4 | Recommissioning | 11% | 7.7206 | 252.3014 | Industrial_2026_Technical_million_m3_After Competition Groups_Recommissioning
Industrial | Ind ¦ Improved Controls -Process Heating Gas | 2026 | Economic | million_m3 | After Competition Groups | 159.4785 | 6522315.108 | 6.5223 | 2212.6501 | 0.072076 | 5 | Industrial_2026_Economic_million_m3_After Competition Groups_5 | Improved Controls -Process Heating Gas | 7.208% | 6.5223 | 159.4785 | Industrial_2026_Economic_million_m3_After Competition Groups_Improved Controls -Process Heating Gas
Industrial | Ind ¦ Improved Controls -Process Heating Gas | 2026 | Technical | million_m3 | After Competition Groups | 159.4785 | 6522315.108 | 6.5223 | 2294.3173 | 0.06951 | 5 | Industrial_2026_Technical_million_m3_After Competition Groups_5 | Improved Controls -Process Heating Gas | 6.951% | 6.5223 | 159.4785 | Industrial_2026_Technical_million_m3_After Competition Groups_Improved Controls -Process Heating Gas
Industrial | Ind ¦ Improved Controls -Process Heating Gas | 2026 | Achievable | million_m3 | After Competition Groups | 33.0141 | 6522315.108 | 6.5223 | 475.2544 | 0.069466 | 5 | Industrial_2026_Achievable_million_m3_After Competition Groups_5 | Improved Controls -Process Heating Gas | 6.947% | 6.5223 | 33.0141 | Industrial_2026_Achievable_million_m3_After Competition Groups_Improved Controls -Process Heating Gas
Industrial | Ind ¦ High Efficiency Burners | 2026 | Economic | million_m3 | After Competition Groups | 126.4562 | 11130996.1706 | 11.131 | 2212.6501 | 0.057151 | 6 | Industrial_2026_Economic_million_m3_After Competition Groups_6 | High Efficiency Burners | 5.715% | 11.131 | 126.4562 | Industrial_2026_Economic_million_m3_After Competition Groups_High Efficiency Burners
Industrial | Ind ¦ Greenhouse Envelope Improvements | 2026 | Achievable | million_m3 | After Competition Groups | 27.1092 | 596602.8991 | 0.5966 | 475.2544 | 0.057041 | 6 | Industrial_2026_Achievable_million_m3_After Competition Groups_6 | Greenhouse Envelope Improvements | 5.704% | 0.5966 | 27.1092 | Industrial_2026_Achievable_million_m3_After Competition Groups_Greenhouse Envelope Improvements
Industrial | Ind ¦ High Efficiency Burners | 2026 | Technical | million_m3 | After Competition Groups | 126.4562 | 11130996.1706 | 11.131 | 2294.3173 | 0.055117 | 6 | Industrial_2026_Technical_million_m3_After Competition Groups_6 | High Efficiency Burners | 5.512% | 11.131 | 126.4562 | Industrial_2026_Technical_million_m3_After Competition Groups_High Efficiency Burners
Industrial | Ind ¦ High Efficiency Burners | 2026 | Achievable | million_m3 | After Competition Groups | 23.3696 | 11130996.1706 | 11.131 | 475.2544 | 0.049173 | 7 | Industrial_2026_Achievable_million_m3_After Competition Groups_7 | High Efficiency Burners | 4.917% | 11.131 | 23.3696 | Industrial_2026_Achievable_million_m3_After Competition Groups_High Efficiency Burners
Industrial | Ind ¦ Greenhouse Envelope Improvements | 2026 | Economic | million_m3 | After Competition Groups | 72.388 | 596602.8991 | 0.5966 | 2212.6501 | 0.032716 | 7 | Industrial_2026_Economic_million_m3_After Competition Groups_7 | Greenhouse Envelope Improvements | 3.272% | 0.5966 | 72.388 | Industrial_2026_Economic_million_m3_After Competition Groups_Greenhouse Envelope Improvements
Industrial | Ind ¦ Greenhouse Envelope Improvements | 2026 | Technical | million_m3 | After Competition Groups | 72.388 | 596602.8991 | 0.5966 | 2294.3173 | 0.031551 | 7 | Industrial_2026_Technical_million_m3_After Competition Groups_7 | Greenhouse Envelope Improvements | 3.155% | 0.5966 | 72.388 | Industrial_2026_Technical_million_m3_After Competition Groups_Greenhouse Envelope Improvements
Industrial | Ind ¦ Boiler Tune Up | 2026 | Technical | million_m3 | After Competition Groups | 49.6965 | 0 | 0 | 2294.3173 | 0.021661 | 8 | Industrial_2026_Technical_million_m3_After Competition Groups_8 | Boiler Tune Up | 2.166% | 0 | 49.6965 | Industrial_2026_Technical_million_m3_After Competition Groups_Boiler Tune Up
Industrial | Ind ¦ Insulation - Steam | 2026 | Economic | million_m3 | After Competition Groups | 47.7841 | 1111323.4715 | 1.1113 | 2212.6501 | 0.021596 | 8 | Industrial_2026_Economic_million_m3_After Competition Groups_8 | Insulation - Steam | 2.16% | 1.1113 | 47.7841 | Industrial_2026_Economic_million_m3_After Competition Groups_Insulation - Steam
Industrial | Ind ¦ Insulation - Steam | 2026 | Achievable | million_m3 | After Competition Groups | 10.1894 | 1111323.4715 | 1.1113 | 475.2544 | 0.02144 | 8 | Industrial_2026_Achievable_million_m3_After Competition Groups_8 | Insulation - Steam | 2.144% | 1.1113 | 10.1894 | Industrial_2026_Achievable_million_m3_After Competition Groups_Insulation - Steam
Industrial | Ind ¦ Insulation - Steam | 2026 | Technical | million_m3 | After Competition Groups | 47.7841 | 1111323.4715 | 1.1113 | 2294.3173 | 0.020827 | 9 | Industrial_2026_Technical_million_m3_After Competition Groups_9 | Insulation - Steam | 2.083% | 1.1113 | 47.7841 | Industrial_2026_Technical_million_m3_After Competition Groups_Insulation - Steam
Industrial | Ind ¦ VAV Conversion Project (Gas) | 2026 | Achievable | million_m3 | After Competition Groups | 9.014 | 6130493.6829 | 6.1305 | 475.2544 | 0.018967 | 9 | Industrial_2026_Achievable_million_m3_After Competition Groups_9 | VAV Conversion Project (Gas) | 1.897% | 6.1305 | 9.014 | Industrial_2026_Achievable_million_m3_After Competition Groups_VAV Conversion Project (Gas)
Industrial | Ind ¦ VAV Conversion Project (Gas) | 2026 | Economic | million_m3 | After Competition Groups | 40.9785 | 6130493.6829 | 6.1305 | 2212.6501 | 0.01852 | 9 | Industrial_2026_Economic_million_m3_After Competition Groups_9 | VAV Conversion Project (Gas) | 1.852% | 6.1305 | 40.9785 | Industrial_2026_Economic_million_m3_After Competition Groups_VAV Conversion Project (Gas)
Industrial | Ind ¦ High Efficiency HVAC Fans (Gas) | 2026 | Achievable | million_m3 | After Competition Groups | 8.5889 | 3058492.7201 | 3.0585 | 475.2544 | 0.018072 | 10 | Industrial_2026_Achievable_million_m3_After Competition Groups_10 | High Efficiency HVAC Fans (Gas) | 1.807% | 3.0585 | 8.5889 | Industrial_2026_Achievable_million_m3_After Competition Groups_High Efficiency HVAC Fans (Gas)
Industrial | Ind ¦ VAV Conversion Project (Gas) | 2026 | Technical | million_m3 | After Competition Groups | 40.9785 | 6130493.6829 | 6.1305 | 2294.3173 | 0.017861 | 10 | Industrial_2026_Technical_million_m3_After Competition Groups_10 | VAV Conversion Project (Gas) | 1.786% | 6.1305 | 40.9785 | Industrial_2026_Technical_million_m3_After Competition Groups_VAV Conversion Project (Gas)
Industrial | Ind ¦ High Efficiency HVAC Fans (Gas) | 2026 | Economic | million_m3 | After Competition Groups | 36.676 | 3058492.7201 | 3.0585 | 2212.6501 | 0.016576 | 10 | Industrial_2026_Economic_million_m3_After Competition Groups_10 | High Efficiency HVAC Fans (Gas) | 1.658% | 3.0585 | 36.676 | Industrial_2026_Economic_million_m3_After Competition Groups_High Efficiency HVAC Fans (Gas)
Industrial | Ind ¦ High Efficiency HVAC Fans (Gas) | 2026 | Technical | million_m3 | After Competition Groups | 36.676 | 3058492.7201 | 3.0585 | 2294.3173 | 0.015986 | 11 | Industrial_2026_Technical_million_m3_After Competition Groups_11 | High Efficiency HVAC Fans (Gas) | 1.599% | 3.0585 | 36.676 | Industrial_2026_Technical_million_m3_After Competition Groups_High Efficiency HVAC Fans (Gas)
Industrial | Ind ¦ Steam Leak Repairs | 2026 | Technical | million_m3 | After Competition Groups | 30.1322 | 0 | 0 | 2294.3173 | 0.013133 | 12 | Industrial_2026_Technical_million_m3_After Competition Groups_12 | Steam Leak Repairs | 1.313% | 0 | 30.1322 | Industrial_2026_Technical_million_m3_After Competition Groups_Steam Leak Repairs
Industrial | Ind ¦ HE HVAC Controls | 2026 | Achievable | million_m3 | After Competition Groups | 6.1343 | 4140300.115 | 4.1403 | 475.2544 | 0.012907 | 11 | Industrial_2026_Achievable_million_m3_After Competition Groups_11 | HE HVAC Controls | 1.291% | 4.1403 | 6.1343 | Industrial_2026_Achievable_million_m3_After Competition Groups_HE HVAC Controls
Industrial | Ind ¦ HE HVAC Controls | 2026 | Economic | million_m3 | After Competition Groups | 27.1925 | 4140300.115 | 4.1403 | 2212.6501 | 0.01229 | 11 | Industrial_2026_Economic_million_m3_After Competition Groups_11 | HE HVAC Controls | 1.229% | 4.1403 | 27.1925 | Industrial_2026_Economic_million_m3_After Competition Groups_HE HVAC Controls
Industrial | Ind ¦ Loading Dock Seals | 2026 | Economic | million_m3 | After Competition Groups | 27.1925 | 6302437.8298 | 6.3024 | 2212.6501 | 0.01229 | 12 | Industrial_2026_Economic_million_m3_After Competition Groups_12 | Loading Dock Seals | 1.229% | 6.3024 | 27.1925 | Industrial_2026_Economic_million_m3_After Competition Groups_Loading Dock Seals
Industrial | Ind ¦ HE HVAC Controls | 2026 | Technical | million_m3 | After Competition Groups | 27.1925 | 4140300.115 | 4.1403 | 2294.3173 | 0.011852 | 13 | Industrial_2026_Technical_million_m3_After Competition Groups_13 | HE HVAC Controls | 1.185% | 4.1403 | 27.1925 | Industrial_2026_Technical_million_m3_After Competition Groups_HE HVAC Controls
Industrial | Ind ¦ Loading Dock Seals | 2026 | Technical | million_m3 | After Competition Groups | 27.1925 | 6302437.8298 | 6.3024 | 2294.3173 | 0.011852 | 14 | Industrial_2026_Technical_million_m3_After Competition Groups_14 | Loading Dock Seals | 1.185% | 6.3024 | 27.1925 | Industrial_2026_Technical_million_m3_After Competition Groups_Loading Dock Seals
Industrial | Ind ¦ Insulation - Steam (AG) | 2026 | Achievable | million_m3 | After Competition Groups | 5.3163 | 584077.8438 | 0.58408 | 475.2544 | 0.011186 | 12 | Industrial_2026_Achievable_million_m3_After Competition Groups_12 | Insulation - Steam (AG) | 1.119% | 0.58408 | 5.3163 | Industrial_2026_Achievable_million_m3_After Competition Groups_Insulation - Steam (AG)
Industrial | Ind ¦ Direct Contact Water Heaters | 2026 | Achievable | million_m3 | After Competition Groups | 5.2558 | 0 | 0 | 475.2544 | 0.011059 | 13 | Industrial_2026_Achievable_million_m3_After Competition Groups_13 | Direct Contact Water Heaters | 1.106% | 0 | 5.2558 | Industrial_2026_Achievable_million_m3_After Competition Groups_Direct Contact Water Heaters
Industrial | Ind ¦ Steam Trap Repair | 2026 | Economic | million_m3 | After Competition Groups | 22.8723 | 2624143.5185 | 2.6241 | 2212.6501 | 0.010337 | 13 | Industrial_2026_Economic_million_m3_After Competition Groups_13 | Steam Trap Repair | 1.034% | 2.6241 | 22.8723 | Industrial_2026_Economic_million_m3_After Competition Groups_Steam Trap Repair
Industrial | Ind ¦ Steam Trap Repair | 2026 | Achievable | million_m3 | After Competition Groups | 4.8468 | 2624143.5185 | 2.6241 | 475.2544 | 0.010198 | 14 | Industrial_2026_Achievable_million_m3_After Competition Groups_14 | Steam Trap Repair | 1.02% | 2.6241 | 4.8468 | Industrial_2026_Achievable_million_m3_After Competition Groups_Steam Trap Repair
Industrial | Ind ¦ Direct Contact Water Heaters | 2026 | Economic | million_m3 | After Competition Groups | 22.3034 | 0 | 0 | 2212.6501 | 0.01008 | 14 | Industrial_2026_Economic_million_m3_After Competition Groups_14 | Direct Contact Water Heaters | 1.008% | 0 | 22.3034 | Industrial_2026_Economic_million_m3_After Competition Groups_Direct Contact Water Heaters
Industrial | Ind ¦ Insulation - Steam (AG) | 2026 | Economic | million_m3 | After Competition Groups | 22.1344 | 584077.8438 | 0.58408 | 2212.6501 | 0.010004 | 15 | Industrial_2026_Economic_million_m3_After Competition Groups_15 | Insulation - Steam (AG) | 1% | 0.58408 | 22.1344 | Industrial_2026_Economic_million_m3_After Competition Groups_Insulation - Steam (AG)
Industrial | Ind ¦ Steam Trap Repair | 2026 | Technical | million_m3 | After Competition Groups | 22.8723 | 2624143.5185 | 2.6241 | 2294.3173 | 0.0099691 | 15 | Industrial_2026_Technical_million_m3_After Competition Groups_15 | Steam Trap Repair | 0.9969% | 2.6241 | 22.8723 | Industrial_2026_Technical_million_m3_After Competition Groups_Steam Trap Repair
Industrial | Ind ¦ Direct Contact Water Heaters | 2026 | Technical | million_m3 | After Competition Groups | 22.3034 | 0 | 0 | 2294.3173 | 0.0097212 | 16 | Industrial_2026_Technical_million_m3_After Competition Groups_16 | Direct Contact Water Heaters | 0.9721% | 0 | 22.3034 | Industrial_2026_Technical_million_m3_After Competition Groups_Direct Contact Water Heaters
Industrial | Ind ¦ Insulation - Steam (AG) | 2026 | Technical | million_m3 | After Competition Groups | 22.1344 | 584077.8438 | 0.58408 | 2294.3173 | 0.0096475 | 17 | Industrial_2026_Technical_million_m3_After Competition Groups_17 | Insulation - Steam (AG) | 0.9647% | 0.58408 | 22.1344 | Industrial_2026_Technical_million_m3_After Competition Groups_Insulation - Steam (AG)
Industrial | Ind ¦ Loading Dock Seals | 2026 | Achievable | million_m3 | After Competition Groups | 4.3151 | 6302437.8298 | 6.3024 | 475.2544 | 0.0090795 | 15 | Industrial_2026_Achievable_million_m3_After Competition Groups_15 | Loading Dock Seals | 0.9079% | 6.3024 | 4.3151 | Industrial_2026_Achievable_million_m3_After Competition Groups_Loading Dock Seals
Industrial | Ind ¦ Air Compressor Heat Recovery | 2026 | Achievable | million_m3 | After Competition Groups | 3.7973 | 991427.7493 | 0.99143 | 475.2544 | 0.0079901 | 16 | Industrial_2026_Achievable_million_m3_After Competition Groups_16 | Air Compressor Heat Recovery | 0.799% | 0.99143 | 3.7973 | Industrial_2026_Achievable_million_m3_After Competition Groups_Air Compressor Heat Recovery
Industrial | Ind ¦ Air Compressor Heat Recovery | 2026 | Economic | million_m3 | After Competition Groups | 17.5168 | 991427.7493 | 0.99143 | 2212.6501 | 0.0079167 | 16 | Industrial_2026_Economic_million_m3_After Competition Groups_16 | Air Compressor Heat Recovery | 0.7917% | 0.99143 | 17.5168 | Industrial_2026_Economic_million_m3_After Competition Groups_Air Compressor Heat Recovery
Industrial | Ind ¦ Air Compressor Heat Recovery | 2026 | Technical | million_m3 | After Competition Groups | 17.5168 | 991427.7493 | 0.99143 | 2294.3173 | 0.0076349 | 18 | Industrial_2026_Technical_million_m3_After Competition Groups_18 | Air Compressor Heat Recovery | 0.7635% | 0.99143 | 17.5168 | Industrial_2026_Technical_million_m3_After Competition Groups_Air Compressor Heat Recovery
Industrial | Ind ¦ High Efficiency Furnaces | 2026 | Economic | million_m3 | After Competition Groups | 14.5567 | 4047001.8287 | 4.047 | 2212.6501 | 0.0065788 | 17 | Industrial_2026_Economic_million_m3_After Competition Groups_17 | High Efficiency Furnaces | 0.6579% | 4.047 | 14.5567 | Industrial_2026_Economic_million_m3_After Competition Groups_High Efficiency Furnaces
Industrial | Ind ¦ High Efficiency Furnaces | 2026 | Technical | million_m3 | After Competition Groups | 14.5567 | 4047001.8287 | 4.047 | 2294.3173 | 0.0063447 | 19 | Industrial_2026_Technical_million_m3_After Competition Groups_19 | High Efficiency Furnaces | 0.6345% | 4.047 | 14.5567 | Industrial_2026_Technical_million_m3_After Competition Groups_High Efficiency Furnaces
Industrial | Ind ¦ High Efficiency Furnaces | 2026 | Achievable | million_m3 | After Competition Groups | 2.6421 | 4047001.8287 | 4.047 | 475.2544 | 0.0055594 | 17 | Industrial_2026_Achievable_million_m3_After Competition Groups_17 | High Efficiency Furnaces | 0.5559% | 4.047 | 2.6421 | Industrial_2026_Achievable_million_m3_After Competition Groups_High Efficiency Furnaces
Industrial | Ind ¦ Steam Turbine Optimization | 2026 | Economic | million_m3 | After Competition Groups | 11.1986 | 717111.5773 | 0.71711 | 2212.6501 | 0.0050612 | 18 | Industrial_2026_Economic_million_m3_After Competition Groups_18 | Steam Turbine Optimization | 0.5061% | 0.71711 | 11.1986 | Industrial_2026_Economic_million_m3_After Competition Groups_Steam Turbine Optimization
Industrial | Ind ¦ Steam Turbine Optimization | 2026 | Technical | million_m3 | After Competition Groups | 11.1986 | 717111.5773 | 0.71711 | 2294.3173 | 0.004881 | 20 | Industrial_2026_Technical_million_m3_After Competition Groups_20 | Steam Turbine Optimization | 0.4881% | 0.71711 | 11.1986 | Industrial_2026_Technical_million_m3_After Competition Groups_Steam Turbine Optimization
Industrial | Ind ¦ Steam Turbine Optimization | 2026 | Achievable | million_m3 | After Competition Groups | 2.2826 | 717111.5773 | 0.71711 | 475.2544 | 0.0048029 | 18 | Industrial_2026_Achievable_million_m3_After Competition Groups_18 | Steam Turbine Optimization | 0.4803% | 0.71711 | 2.2826 | Industrial_2026_Achievable_million_m3_After Competition Groups_Steam Turbine Optimization
Industrial | Ind ¦ Process Optimization (Gas) | 2026 | Economic | million_m3 | After Competition Groups | 10.2948 | 56538.0353 | 0.056538 | 2212.6501 | 0.0046527 | 19 | Industrial_2026_Economic_million_m3_After Competition Groups_19 | Process Optimization (Gas) | 0.4653% | 0.056538 | 10.2948 | Industrial_2026_Economic_million_m3_After Competition Groups_Process Optimization (Gas)
Industrial | Ind ¦ Process Optimization (Gas) | 2026 | Technical | million_m3 | After Competition Groups | 10.2948 | 56538.0353 | 0.056538 | 2294.3173 | 0.0044871 | 21 | Industrial_2026_Technical_million_m3_After Competition Groups_21 | Process Optimization (Gas) | 0.4487% | 0.056538 | 10.2948 | Industrial_2026_Technical_million_m3_After Competition Groups_Process Optimization (Gas)
Industrial | Ind ¦ Gas Turbine Optimization | 2026 | Economic | million_m3 | After Competition Groups | 8.399 | 537833.6829 | 0.53783 | 2212.6501 | 0.0037959 | 20 | Industrial_2026_Economic_million_m3_After Competition Groups_20 | Gas Turbine Optimization | 0.3796% | 0.53783 | 8.399 | Industrial_2026_Economic_million_m3_After Competition Groups_Gas Turbine Optimization
Industrial | Ind ¦ Gas Turbine Optimization | 2026 | Technical | million_m3 | After Competition Groups | 8.399 | 537833.6829 | 0.53783 | 2294.3173 | 0.0036608 | 22 | Industrial_2026_Technical_million_m3_After Competition Groups_22 | Gas Turbine Optimization | 0.3661% | 0.53783 | 8.399 | Industrial_2026_Technical_million_m3_After Competition Groups_Gas Turbine Optimization
Industrial | Ind ¦ Gas Turbine Optimization | 2026 | Achievable | million_m3 | After Competition Groups | 1.7119 | 537833.6829 | 0.53783 | 475.2544 | 0.0036022 | 19 | Industrial_2026_Achievable_million_m3_After Competition Groups_19 | Gas Turbine Optimization | 0.3602% | 0.53783 | 1.7119 | Industrial_2026_Achievable_million_m3_After Competition Groups_Gas Turbine Optimization
Industrial | Ind ¦ HE Stock Tank | 2026 | Economic | million_m3 | After Competition Groups | 6.868 | 141564.2054 | 0.14156 | 2212.6501 | 0.003104 | 21 | Industrial_2026_Economic_million_m3_After Competition Groups_21 | HE Stock Tank | 0.3104% | 0.14156 | 6.868 | Industrial_2026_Economic_million_m3_After Competition Groups_HE Stock Tank
Industrial | Ind ¦ HE Stock Tank | 2026 | Technical | million_m3 | After Competition Groups | 6.868 | 141564.2054 | 0.14156 | 2294.3173 | 0.0029935 | 23 | Industrial_2026_Technical_million_m3_After Competition Groups_23 | HE Stock Tank | 0.2993% | 0.14156 | 6.868 | Industrial_2026_Technical_million_m3_After Competition Groups_HE Stock Tank
Industrial | Ind ¦ HE Stock Tank | 2026 | Achievable | million_m3 | After Competition Groups | 1.2273 | 141564.2054 | 0.14156 | 475.2544 | 0.0025823 | 20 | Industrial_2026_Achievable_million_m3_After Competition Groups_20 | HE Stock Tank | 0.2582% | 0.14156 | 1.2273 | Industrial_2026_Achievable_million_m3_After Competition Groups_HE Stock Tank
Industrial | Ind ¦ Solar Walls | 2026 | Achievable | million_m3 | After Competition Groups | 1.2159 | 1400240.0964 | 1.4002 | 475.2544 | 0.0025583 | 21 | Industrial_2026_Achievable_million_m3_After Competition Groups_21 | Solar Walls | 0.2558% | 1.4002 | 1.2159 | Industrial_2026_Achievable_million_m3_After Competition Groups_Solar Walls
Industrial | Ind ¦ Ventilation Optimization (Gas) | 2026 | Achievable | million_m3 | After Competition Groups | 1.2139 | 0 | 0 | 475.2544 | 0.0025542 | 22 | Industrial_2026_Achievable_million_m3_After Competition Groups_22 | Ventilation Optimization (Gas) | 0.2554% | 0 | 1.2139 | Industrial_2026_Achievable_million_m3_After Competition Groups_Ventilation Optimization (Gas)
Industrial | Ind ¦ Solar Walls | 2026 | Economic | million_m3 | After Competition Groups | 5.5276 | 1400240.0964 | 1.4002 | 2212.6501 | 0.0024982 | 22 | Industrial_2026_Economic_million_m3_After Competition Groups_22 | Solar Walls | 0.2498% | 1.4002 | 5.5276 | Industrial_2026_Economic_million_m3_After Competition Groups_Solar Walls
Industrial | Ind ¦ Ventilation Optimization (Gas) | 2026 | Economic | million_m3 | After Competition Groups | 5.4508 | 0 | 0 | 2212.6501 | 0.0024635 | 23 | Industrial_2026_Economic_million_m3_After Competition Groups_23 | Ventilation Optimization (Gas) | 0.2463% | 0 | 5.4508 | Industrial_2026_Economic_million_m3_After Competition Groups_Ventilation Optimization (Gas)
Industrial | Ind ¦ Solar Walls | 2026 | Technical | million_m3 | After Competition Groups | 5.5276 | 1400240.0964 | 1.4002 | 2294.3173 | 0.0024092 | 24 | Industrial_2026_Technical_million_m3_After Competition Groups_24 | Solar Walls | 0.2409% | 1.4002 | 5.5276 | Industrial_2026_Technical_million_m3_After Competition Groups_Solar Walls
Industrial | Ind ¦ Ventilation Optimization (Gas) | 2026 | Technical | million_m3 | After Competition Groups | 5.4508 | 0 | 0 | 2294.3173 | 0.0023758 | 25 | Industrial_2026_Technical_million_m3_After Competition Groups_25 | Ventilation Optimization (Gas) | 0.2376% | 0 | 5.4508 | Industrial_2026_Technical_million_m3_After Competition Groups_Ventilation Optimization (Gas)
Industrial | Ind ¦ HE HVAC Units | 2026 | Economic | million_m3 | After Competition Groups | 1.7991 | 266943.6062 | 0.26694 | 2212.6501 | 0.00081309 | 24 | Industrial_2026_Economic_million_m3_After Competition Groups_24 | HE HVAC Units | 0.08131% | 0.26694 | 1.7991 | Industrial_2026_Economic_million_m3_After Competition Groups_HE HVAC Units
Industrial | Ind ¦ HE HVAC Units | 2026 | Technical | million_m3 | After Competition Groups | 1.7991 | 266943.6062 | 0.26694 | 2294.3173 | 0.00078415 | 26 | Industrial_2026_Technical_million_m3_After Competition Groups_26 | HE HVAC Units | 0.07841% | 0.26694 | 1.7991 | Industrial_2026_Technical_million_m3_After Competition Groups_HE HVAC Units
Industrial | Ind ¦ Process Optimization (Gas) | 2026 | Achievable | million_m3 | After Competition Groups | 0.36688 | 56538.0353 | 0.056538 | 475.2544 | 0.00077197 | 23 | Industrial_2026_Achievable_million_m3_After Competition Groups_23 | Process Optimization (Gas) | 0.0772% | 0.056538 | 0.36688 | Industrial_2026_Achievable_million_m3_After Competition Groups_Process Optimization (Gas)
Industrial | Ind ¦ HE HVAC Units | 2026 | Achievable | million_m3 | After Competition Groups | 0.35396 | 266943.6062 | 0.26694 | 475.2544 | 0.00074478 | 24 | Industrial_2026_Achievable_million_m3_After Competition Groups_24 | HE HVAC Units | 0.07448% | 0.26694 | 0.35396 | Industrial_2026_Achievable_million_m3_After Competition Groups_HE HVAC Units
Industrial | Ind ¦ Boiler Tune Up - Direct | 2026 | Technical | million_m3 | After Competition Groups | 1.6921 | 0 | 0 | 2294.3173 | 0.00073751 | 27 | Industrial_2026_Technical_million_m3_After Competition Groups_27 | Boiler Tune Up - Direct | 0.07375% | 0 | 1.6921 | Industrial_2026_Technical_million_m3_After Competition Groups_Boiler Tune Up - Direct
Industrial | Ind ¦ Process Heat Recovery (Gas) - HVAC | 2026 | Achievable | million_m3 | After Competition Groups | 0.26987 | 102357.1826 | 0.10236 | 475.2544 | 0.00056784 | 25 | Industrial_2026_Achievable_million_m3_After Competition Groups_25 | Process Heat Recovery (Gas) - HVAC | 0.05678% | 0.10236 | 0.26987 | Industrial_2026_Achievable_million_m3_After Competition Groups_Process Heat Recovery (Gas) - HVAC
Industrial | Ind ¦ Process Heat Recovery (Gas) - HVAC | 2026 | Economic | million_m3 | After Competition Groups | 1.1616 | 102357.1826 | 0.10236 | 2212.6501 | 0.00052496 | 25 | Industrial_2026_Economic_million_m3_After Competition Groups_25 | Process Heat Recovery (Gas) - HVAC | 0.0525% | 0.10236 | 1.1616 | Industrial_2026_Economic_million_m3_After Competition Groups_Process Heat Recovery (Gas) - HVAC
Industrial | Ind ¦ Process Heat Recovery (Gas) - HVAC | 2026 | Technical | million_m3 | After Competition Groups | 1.1616 | 102357.1826 | 0.10236 | 2294.3173 | 0.00050628 | 28 | Industrial_2026_Technical_million_m3_After Competition Groups_28 | Process Heat Recovery (Gas) - HVAC | 0.05063% | 0.10236 | 1.1616 | Industrial_2026_Technical_million_m3_After Competition Groups_Process Heat Recovery (Gas) - HVAC
Industrial | Ind ¦ Insulation - Steam - Direct | 2026 | Economic | million_m3 | After Competition Groups | 0.77438 | 16867.6386 | 0.016868 | 2212.6501 | 0.00034998 | 26 | Industrial_2026_Economic_million_m3_After Competition Groups_26 | Insulation - Steam - Direct | 0.035% | 0.016868 | 0.77438 | Industrial_2026_Economic_million_m3_After Competition Groups_Insulation - Steam - Direct
Industrial | Ind ¦ Insulation - Steam - Direct | 2026 | Technical | million_m3 | After Competition Groups | 0.77438 | 16867.6386 | 0.016868 | 2294.3173 | 0.00033752 | 29 | Industrial_2026_Technical_million_m3_After Competition Groups_29 | Insulation - Steam - Direct | 0.03375% | 0.016868 | 0.77438 | Industrial_2026_Technical_million_m3_After Competition Groups_Insulation - Steam - Direct
Industrial | Ind ¦ Insulation - Steam - Direct | 2026 | Achievable | million_m3 | After Competition Groups | 0.15548 | 16867.6386 | 0.016868 | 475.2544 | 0.00032715 | 26 | Industrial_2026_Achievable_million_m3_After Competition Groups_26 | Insulation - Steam - Direct | 0.03272% | 0.016868 | 0.15548 | Industrial_2026_Achievable_million_m3_After Competition Groups_Insulation - Steam - Direct
Industrial | Ind ¦ Insulation - Steam - HVAC | 2026 | Achievable | million_m3 | After Competition Groups | 0.037416 | 4110.7604 | 0.0041108 | 475.2544 | 7.8729e-05 | 27 | Industrial_2026_Achievable_million_m3_After Competition Groups_27 | Insulation - Steam - HVAC | 0.007873% | 0.0041108 | 0.037416 | Industrial_2026_Achievable_million_m3_After Competition Groups_Insulation - Steam - HVAC
Industrial | Ind ¦ Insulation - Steam - HVAC | 2026 | Economic | million_m3 | After Competition Groups | 0.16104 | 4110.7604 | 0.0041108 | 2212.6501 | 7.2783e-05 | 27 | Industrial_2026_Economic_million_m3_After Competition Groups_27 | Insulation - Steam - HVAC | 0.007278% | 0.0041108 | 0.16104 | Industrial_2026_Economic_million_m3_After Competition Groups_Insulation - Steam - HVAC
Industrial | Ind ¦ Insulation - Steam - HVAC | 2026 | Technical | million_m3 | After Competition Groups | 0.16104 | 4110.7604 | 0.0041108 | 2294.3173 | 7.0192e-05 | 30 | Industrial_2026_Technical_million_m3_After Competition Groups_30 | Insulation - Steam - HVAC | 0.007019% | 0.0041108 | 0.16104 | Industrial_2026_Technical_million_m3_After Competition Groups_Insulation - Steam - HVAC
Industrial | Ind ¦ Boiler Tune Up - HVAC | 2026 | Technical | million_m3 | After Competition Groups | 0.14641 | 0 | 0 | 2294.3173 | 6.3815e-05 | 31 | Industrial_2026_Technical_million_m3_After Competition Groups_31 | Boiler Tune Up - HVAC | 0.006382% | 0 | 0.14641 | Industrial_2026_Technical_million_m3_After Competition Groups_Boiler Tune Up - HVAC
Industrial | Ind ¦ Boiler Tune Up | 2026 | Achievable | million_m3 | After Competition Groups | 0 | 0 | 0 | 475.2544 | 0 | 28 | Industrial_2026_Achievable_million_m3_After Competition Groups_28 | Boiler Tune Up | 0% | 0 | 0 | Industrial_2026_Achievable_million_m3_After Competition Groups_Boiler Tune Up
Industrial | Ind ¦ Boiler Tune Up | 2026 | Economic | million_m3 | After Competition Groups | 0 | 0 | 0 | 2212.6501 | 0 | 28 | Industrial_2026_Economic_million_m3_After Competition Groups_28 | Boiler Tune Up | 0% | 0 | 0 | Industrial_2026_Economic_million_m3_After Competition Groups_Boiler Tune Up
Industrial | Ind ¦ Boiler Tune Up - Direct | 2026 | Achievable | million_m3 | After Competition Groups | 0 | 0 | 0 | 475.2544 | 0 | 29 | Industrial_2026_Achievable_million_m3_After Competition Groups_29 | Boiler Tune Up - Direct | 0% | 0 | 0 | Industrial_2026_Achievable_million_m3_After Competition Groups_Boiler Tune Up - Direct
Industrial | Ind ¦ Boiler Tune Up - Direct | 2026 | Economic | million_m3 | After Competition Groups | 0 | 0 | 0 | 2212.6501 | 0 | 29 | Industrial_2026_Economic_million_m3_After Competition Groups_29 | Boiler Tune Up - Direct | 0% | 0 | 0 | Industrial_2026_Economic_million_m3_After Competition Groups_Boiler Tune Up - Direct
Industrial | Ind ¦ Boiler Tune Up - HVAC | 2026 | Achievable | million_m3 | After Competition Groups | 0 | 0 | 0 | 475.2544 | 0 | 30 | Industrial_2026_Achievable_million_m3_After Competition Groups_30 | Boiler Tune Up - HVAC | 0% | 0 | 0 | Industrial_2026_Achievable_million_m3_After Competition Groups_Boiler Tune Up - HVAC
Industrial | Ind ¦ Boiler Tune Up - HVAC | 2026 | Economic | million_m3 | After Competition Groups | 0 | 0 | 0 | 2212.6501 | 0 | 30 | Industrial_2026_Economic_million_m3_After Competition Groups_30 | Boiler Tune Up - HVAC | 0% | 0 | 0 | Industrial_2026_Economic_million_m3_After Competition Groups_Boiler Tune Up - HVAC
Industrial | Ind ¦ Process Heat Improvements | 2027 | Economic | million_m3 | After Competition Groups | 693.524 | 42123529.5236 | 42.1235 | 2257.6753 | 0.30719 | 1 | Industrial_2027_Economic_million_m3_After Competition Groups_1 | Process Heat Improvements | 30.72% | 42.1235 | 693.524 | Industrial_2027_Economic_million_m3_After Competition Groups_Process Heat Improvements
Industrial | Ind ¦ Process Heat Improvements | 2027 | Technical | million_m3 | After Competition Groups | 693.524 | 42123529.5236 | 42.1235 | 2339.3425 | 0.29646 | 1 | Industrial_2027_Technical_million_m3_After Competition Groups_1 | Process Heat Improvements | 29.65% | 42.1235 | 693.524 | Industrial_2027_Technical_million_m3_After Competition Groups_Process Heat Improvements
Industrial | Ind ¦ Process Heat Improvements | 2027 | Achievable | million_m3 | After Competition Groups | 165.2113 | 42123529.5236 | 42.1235 | 628.5861 | 0.26283 | 1 | Industrial_2027_Achievable_million_m3_After Competition Groups_1 | Process Heat Improvements | 26.28% | 42.1235 | 165.2113 | Industrial_2027_Achievable_million_m3_After Competition Groups_Process Heat Improvements
Industrial | Ind ¦ Process Heat Recovery (Gas) | 2027 | Economic | million_m3 | After Competition Groups | 347.5632 | 30088129.4483 | 30.0881 | 2257.6753 | 0.15395 | 2 | Industrial_2027_Economic_million_m3_After Competition Groups_2 | Process Heat Recovery (Gas) | 15.39% | 30.0881 | 347.5632 | Industrial_2027_Economic_million_m3_After Competition Groups_Process Heat Recovery (Gas)
Industrial | Ind ¦ Boiler Upgrade | 2027 | Achievable | million_m3 | After Competition Groups | 96.4129 | 33955427.4395 | 33.9554 | 628.5861 | 0.15338 | 2 | Industrial_2027_Achievable_million_m3_After Competition Groups_2 | Boiler Upgrade | 15.34% | 33.9554 | 96.4129 | Industrial_2027_Achievable_million_m3_After Competition Groups_Boiler Upgrade
Industrial | Ind ¦ Process Heat Recovery (Gas) | 2027 | Achievable | million_m3 | After Competition Groups | 95.4181 | 30088129.4483 | 30.0881 | 628.5861 | 0.1518 | 3 | Industrial_2027_Achievable_million_m3_After Competition Groups_3 | Process Heat Recovery (Gas) | 15.18% | 30.0881 | 95.4181 | Industrial_2027_Achievable_million_m3_After Competition Groups_Process Heat Recovery (Gas)
Industrial | Ind ¦ Process Heat Recovery (Gas) | 2027 | Technical | million_m3 | After Competition Groups | 347.5632 | 30088129.4483 | 30.0881 | 2339.3425 | 0.14857 | 2 | Industrial_2027_Technical_million_m3_After Competition Groups_2 | Process Heat Recovery (Gas) | 14.86% | 30.0881 | 347.5632 | Industrial_2027_Technical_million_m3_After Competition Groups_Process Heat Recovery (Gas)
Industrial | Ind ¦ Boiler Upgrade | 2027 | Economic | million_m3 | After Competition Groups | 263.2678 | 33955427.4395 | 33.9554 | 2257.6753 | 0.11661 | 3 | Industrial_2027_Economic_million_m3_After Competition Groups_3 | Boiler Upgrade | 11.66% | 33.9554 | 263.2678 | Industrial_2027_Economic_million_m3_After Competition Groups_Boiler Upgrade
Industrial | Ind ¦ Boiler Upgrade | 2027 | Technical | million_m3 | After Competition Groups | 263.2678 | 33955427.4395 | 33.9554 | 2339.3425 | 0.11254 | 3 | Industrial_2027_Technical_million_m3_After Competition Groups_3 | Boiler Upgrade | 11.25% | 33.9554 | 263.2678 | Industrial_2027_Technical_million_m3_After Competition Groups_Boiler Upgrade
Industrial | Ind ¦ Recommissioning | 2027 | Achievable | million_m3 | After Competition Groups | 70.3554 | 8556396.9555 | 8.5564 | 628.5861 | 0.11193 | 4 | Industrial_2027_Achievable_million_m3_After Competition Groups_4 | Recommissioning | 11.19% | 8.5564 | 70.3554 | Industrial_2027_Achievable_million_m3_After Competition Groups_Recommissioning
Industrial | Ind ¦ Recommissioning | 2027 | Economic | million_m3 | After Competition Groups | 252.3014 | 8556396.9555 | 8.5564 | 2257.6753 | 0.11175 | 4 | Industrial_2027_Economic_million_m3_After Competition Groups_4 | Recommissioning | 11.18% | 8.5564 | 252.3014 | Industrial_2027_Economic_million_m3_After Competition Groups_Recommissioning
Industrial | Ind ¦ Recommissioning | 2027 | Technical | million_m3 | After Competition Groups | 252.3014 | 8556396.9555 | 8.5564 | 2339.3425 | 0.10785 | 4 | Industrial_2027_Technical_million_m3_After Competition Groups_4 | Recommissioning | 10.79% | 8.5564 | 252.3014 | Industrial_2027_Technical_million_m3_After Competition Groups_Recommissioning
Industrial | Ind ¦ Improved Controls -Process Heating Gas | 2027 | Economic | million_m3 | After Competition Groups | 159.4785 | 7228756.7118 | 7.2288 | 2257.6753 | 0.070638 | 5 | Industrial_2027_Economic_million_m3_After Competition Groups_5 | Improved Controls -Process Heating Gas | 7.064% | 7.2288 | 159.4785 | Industrial_2027_Economic_million_m3_After Competition Groups_Improved Controls -Process Heating Gas
Industrial | Ind ¦ Improved Controls -Process Heating Gas | 2027 | Achievable | million_m3 | After Competition Groups | 43.5903 | 7228756.7118 | 7.2288 | 628.5861 | 0.069347 | 5 | Industrial_2027_Achievable_million_m3_After Competition Groups_5 | Improved Controls -Process Heating Gas | 6.935% | 7.2288 | 43.5903 | Industrial_2027_Achievable_million_m3_After Competition Groups_Improved Controls -Process Heating Gas
Industrial | Ind ¦ Improved Controls -Process Heating Gas | 2027 | Technical | million_m3 | After Competition Groups | 159.4785 | 7228756.7118 | 7.2288 | 2339.3425 | 0.068172 | 5 | Industrial_2027_Technical_million_m3_After Competition Groups_5 | Improved Controls -Process Heating Gas | 6.817% | 7.2288 | 159.4785 | Industrial_2027_Technical_million_m3_After Competition Groups_Improved Controls -Process Heating Gas
Industrial | Ind ¦ High Efficiency Burners | 2027 | Economic | million_m3 | After Competition Groups | 130.8872 | 12585110.7852 | 12.5851 | 2257.6753 | 0.057974 | 6 | Industrial_2027_Economic_million_m3_After Competition Groups_6 | High Efficiency Burners | 5.797% | 12.5851 | 130.8872 | Industrial_2027_Economic_million_m3_After Competition Groups_High Efficiency Burners
Industrial | Ind ¦ High Efficiency Burners | 2027 | Technical | million_m3 | After Competition Groups | 130.8872 | 12585110.7852 | 12.5851 | 2339.3425 | 0.05595 | 6 | Industrial_2027_Technical_million_m3_After Competition Groups_6 | High Efficiency Burners | 5.595% | 12.5851 | 130.8872 | Industrial_2027_Technical_million_m3_After Competition Groups_High Efficiency Burners
Industrial | Ind ¦ Greenhouse Envelope Improvements | 2027 | Achievable | million_m3 | After Competition Groups | 34.3876 | 603657.0951 | 0.60366 | 628.5861 | 0.054706 | 6 | Industrial_2027_Achievable_million_m3_After Competition Groups_6 | Greenhouse Envelope Improvements | 5.471% | 0.60366 | 34.3876 | Industrial_2027_Achievable_million_m3_After Competition Groups_Greenhouse Envelope Improvements
Industrial | Ind ¦ High Efficiency Burners | 2027 | Achievable | million_m3 | After Competition Groups | 31.4777 | 12585110.7852 | 12.5851 | 628.5861 | 0.050077 | 7 | Industrial_2027_Achievable_million_m3_After Competition Groups_7 | High Efficiency Burners | 5.008% | 12.5851 | 31.4777 | Industrial_2027_Achievable_million_m3_After Competition Groups_High Efficiency Burners
Industrial | Ind ¦ Greenhouse Envelope Improvements | 2027 | Economic | million_m3 | After Competition Groups | 77.2933 | 603657.0951 | 0.60366 | 2257.6753 | 0.034236 | 7 | Industrial_2027_Economic_million_m3_After Competition Groups_7 | Greenhouse Envelope Improvements | 3.424% | 0.60366 | 77.2933 | Industrial_2027_Economic_million_m3_After Competition Groups_Greenhouse Envelope Improvements
Industrial | Ind ¦ Greenhouse Envelope Improvements | 2027 | Technical | million_m3 | After Competition Groups | 77.2933 | 603657.0951 | 0.60366 | 2339.3425 | 0.033041 | 7 | Industrial_2027_Technical_million_m3_After Competition Groups_7 | Greenhouse Envelope Improvements | 3.304% | 0.60366 | 77.2933 | Industrial_2027_Technical_million_m3_After Competition Groups_Greenhouse Envelope Improvements
Industrial | Ind ¦ Insulation - Steam | 2027 | Achievable | million_m3 | After Competition Groups | 13.4623 | 1231773.3046 | 1.2318 | 628.5861 | 0.021417 | 8 | Industrial_2027_Achievable_million_m3_After Competition Groups_8 | Insulation - Steam | 2.142% | 1.2318 | 13.4623 | Industrial_2027_Achievable_million_m3_After Competition Groups_Insulation - Steam
Industrial | Ind ¦ Boiler Tune Up | 2027 | Technical | million_m3 | After Competition Groups | 49.6965 | 0 | 0 | 2339.3425 | 0.021244 | 8 | Industrial_2027_Technical_million_m3_After Competition Groups_8 | Boiler Tune Up | 2.124% | 0 | 49.6965 | Industrial_2027_Technical_million_m3_After Competition Groups_Boiler Tune Up
Industrial | Ind ¦ Insulation - Steam | 2027 | Economic | million_m3 | After Competition Groups | 47.7841 | 1231773.3046 | 1.2318 | 2257.6753 | 0.021165 | 8 | Industrial_2027_Economic_million_m3_After Competition Groups_8 | Insulation - Steam | 2.117% | 1.2318 | 47.7841 | Industrial_2027_Economic_million_m3_After Competition Groups_Insulation - Steam
Industrial | Ind ¦ Insulation - Steam | 2027 | Technical | million_m3 | After Competition Groups | 47.7841 | 1231773.3046 | 1.2318 | 2339.3425 | 0.020426 | 9 | Industrial_2027_Technical_million_m3_After Competition Groups_9 | Insulation - Steam | 2.043% | 1.2318 | 47.7841 | Industrial_2027_Technical_million_m3_After Competition Groups_Insulation - Steam
Industrial | Ind ¦ VAV Conversion Project (Gas) | 2027 | Achievable | million_m3 | After Competition Groups | 11.9183 | 6794008.2684 | 6.794 | 628.5861 | 0.01896 | 9 | Industrial_2027_Achievable_million_m3_After Competition Groups_9 | VAV Conversion Project (Gas) | 1.896% | 6.794 | 11.9183 | Industrial_2027_Achievable_million_m3_After Competition Groups_VAV Conversion Project (Gas)
Industrial | Ind ¦ VAV Conversion Project (Gas) | 2027 | Economic | million_m3 | After Competition Groups | 41.0397 | 6794008.2684 | 6.794 | 2257.6753 | 0.018178 | 9 | Industrial_2027_Economic_million_m3_After Competition Groups_9 | VAV Conversion Project (Gas) | 1.818% | 6.794 | 41.0397 | Industrial_2027_Economic_million_m3_After Competition Groups_VAV Conversion Project (Gas)
Industrial | Ind ¦ High Efficiency HVAC Fans (Gas) | 2027 | Achievable | million_m3 | After Competition Groups | 11.4 | 3329318.389 | 3.3293 | 628.5861 | 0.018136 | 10 | Industrial_2027_Achievable_million_m3_After Competition Groups_10 | High Efficiency HVAC Fans (Gas) | 1.814% | 3.3293 | 11.4 | Industrial_2027_Achievable_million_m3_After Competition Groups_High Efficiency HVAC Fans (Gas)
Industrial | Ind ¦ VAV Conversion Project (Gas) | 2027 | Technical | million_m3 | After Competition Groups | 41.0397 | 6794008.2684 | 6.794 | 2339.3425 | 0.017543 | 10 | Industrial_2027_Technical_million_m3_After Competition Groups_10 | VAV Conversion Project (Gas) | 1.754% | 6.794 | 41.0397 | Industrial_2027_Technical_million_m3_After Competition Groups_VAV Conversion Project (Gas)
Industrial | Ind ¦ High Efficiency HVAC Fans (Gas) | 2027 | Economic | million_m3 | After Competition Groups | 37.677 | 3329318.389 | 3.3293 | 2257.6753 | 0.016688 | 10 | Industrial_2027_Economic_million_m3_After Competition Groups_10 | High Efficiency HVAC Fans (Gas) | 1.669% | 3.3293 | 37.677 | Industrial_2027_Economic_million_m3_After Competition Groups_High Efficiency HVAC Fans (Gas)
Industrial | Ind ¦ High Efficiency HVAC Fans (Gas) | 2027 | Technical | million_m3 | After Competition Groups | 37.677 | 3329318.389 | 3.3293 | 2339.3425 | 0.016106 | 11 | Industrial_2027_Technical_million_m3_After Competition Groups_11 | High Efficiency HVAC Fans (Gas) | 1.611% | 3.3293 | 37.677 | Industrial_2027_Technical_million_m3_After Competition Groups_High Efficiency HVAC Fans (Gas)
Industrial | Ind ¦ HE HVAC Controls | 2027 | Achievable | million_m3 | After Competition Groups | 8.1139 | 4588282.1068 | 4.5883 | 628.5861 | 0.012908 | 11 | Industrial_2027_Achievable_million_m3_After Competition Groups_11 | HE HVAC Controls | 1.291% | 4.5883 | 8.1139 | Industrial_2027_Achievable_million_m3_After Competition Groups_HE HVAC Controls
Industrial | Ind ¦ Steam Leak Repairs | 2027 | Technical | million_m3 | After Competition Groups | 30.1322 | 0 | 0 | 2339.3425 | 0.012881 | 12 | Industrial_2027_Technical_million_m3_After Competition Groups_12 | Steam Leak Repairs | 1.288% | 0 | 30.1322 | Industrial_2027_Technical_million_m3_After Competition Groups_Steam Leak Repairs
Industrial | Ind ¦ HE HVAC Controls | 2027 | Economic | million_m3 | After Competition Groups | 27.1925 | 4588282.1068 | 4.5883 | 2257.6753 | 0.012044 | 11 | Industrial_2027_Economic_million_m3_After Competition Groups_11 | HE HVAC Controls | 1.204% | 4.5883 | 27.1925 | Industrial_2027_Economic_million_m3_After Competition Groups_HE HVAC Controls
Industrial | Ind ¦ Loading Dock Seals | 2027 | Economic | million_m3 | After Competition Groups | 27.1925 | 7159855.9124 | 7.1599 | 2257.6753 | 0.012044 | 12 | Industrial_2027_Economic_million_m3_After Competition Groups_12 | Loading Dock Seals | 1.204% | 7.1599 | 27.1925 | Industrial_2027_Economic_million_m3_After Competition Groups_Loading Dock Seals
Industrial | Ind ¦ HE HVAC Controls | 2027 | Technical | million_m3 | After Competition Groups | 27.1925 | 4588282.1068 | 4.5883 | 2339.3425 | 0.011624 | 13 | Industrial_2027_Technical_million_m3_After Competition Groups_13 | HE HVAC Controls | 1.162% | 4.5883 | 27.1925 | Industrial_2027_Technical_million_m3_After Competition Groups_HE HVAC Controls
Industrial | Ind ¦ Loading Dock Seals | 2027 | Technical | million_m3 | After Competition Groups | 27.1925 | 7159855.9124 | 7.1599 | 2339.3425 | 0.011624 | 14 | Industrial_2027_Technical_million_m3_After Competition Groups_14 | Loading Dock Seals | 1.162% | 7.1599 | 27.1925 | Industrial_2027_Technical_million_m3_After Competition Groups_Loading Dock Seals
Industrial | Ind ¦ Insulation - Steam (AG) | 2027 | Achievable | million_m3 | After Competition Groups | 7.0359 | 647191.8467 | 0.64719 | 628.5861 | 0.011193 | 12 | Industrial_2027_Achievable_million_m3_After Competition Groups_12 | Insulation - Steam (AG) | 1.119% | 0.64719 | 7.0359 | Industrial_2027_Achievable_million_m3_After Competition Groups_Insulation - Steam (AG)
Industrial | Ind ¦ Direct Contact Water Heaters | 2027 | Achievable | million_m3 | After Competition Groups | 6.9733 | 0 | 0 | 628.5861 | 0.011094 | 13 | Industrial_2027_Achievable_million_m3_After Competition Groups_13 | Direct Contact Water Heaters | 1.109% | 0 | 6.9733 | Industrial_2027_Achievable_million_m3_After Competition Groups_Direct Contact Water Heaters
Industrial | Ind ¦ Direct Contact Water Heaters | 2027 | Economic | million_m3 | After Competition Groups | 23.1045 | 0 | 0 | 2257.6753 | 0.010234 | 13 | Industrial_2027_Economic_million_m3_After Competition Groups_13 | Direct Contact Water Heaters | 1.023% | 0 | 23.1045 | Industrial_2027_Economic_million_m3_After Competition Groups_Direct Contact Water Heaters
Industrial | Ind ¦ Steam Trap Repair | 2027 | Achievable | million_m3 | After Competition Groups | 6.4028 | 2908607.506 | 2.9086 | 628.5861 | 0.010186 | 14 | Industrial_2027_Achievable_million_m3_After Competition Groups_14 | Steam Trap Repair | 1.019% | 2.9086 | 6.4028 | Industrial_2027_Achievable_million_m3_After Competition Groups_Steam Trap Repair
Industrial | Ind ¦ Steam Trap Repair | 2027 | Economic | million_m3 | After Competition Groups | 22.8723 | 2908607.506 | 2.9086 | 2257.6753 | 0.010131 | 14 | Industrial_2027_Economic_million_m3_After Competition Groups_14 | Steam Trap Repair | 1.013% | 2.9086 | 22.8723 | Industrial_2027_Economic_million_m3_After Competition Groups_Steam Trap Repair
Industrial | Ind ¦ Direct Contact Water Heaters | 2027 | Technical | million_m3 | After Competition Groups | 23.1045 | 0 | 0 | 2339.3425 | 0.0098765 | 15 | Industrial_2027_Technical_million_m3_After Competition Groups_15 | Direct Contact Water Heaters | 0.9877% | 0 | 23.1045 | Industrial_2027_Technical_million_m3_After Competition Groups_Direct Contact Water Heaters
Industrial | Ind ¦ Steam Trap Repair | 2027 | Technical | million_m3 | After Competition Groups | 22.8723 | 2908607.506 | 2.9086 | 2339.3425 | 0.0097772 | 16 | Industrial_2027_Technical_million_m3_After Competition Groups_16 | Steam Trap Repair | 0.9777% | 2.9086 | 22.8723 | Industrial_2027_Technical_million_m3_After Competition Groups_Steam Trap Repair
Industrial | Ind ¦ Loading Dock Seals | 2027 | Achievable | million_m3 | After Competition Groups | 6.1379 | 7159855.9124 | 7.1599 | 628.5861 | 0.0097647 | 15 | Industrial_2027_Achievable_million_m3_After Competition Groups_15 | Loading Dock Seals | 0.9765% | 7.1599 | 6.1379 | Industrial_2027_Achievable_million_m3_After Competition Groups_Loading Dock Seals
Industrial | Ind ¦ Insulation - Steam (AG) | 2027 | Economic | million_m3 | After Competition Groups | 21.938 | 647191.8467 | 0.64719 | 2257.6753 | 0.0097171 | 15 | Industrial_2027_Economic_million_m3_After Competition Groups_15 | Insulation - Steam (AG) | 0.9717% | 0.64719 | 21.938 | Industrial_2027_Economic_million_m3_After Competition Groups_Insulation - Steam (AG)
Industrial | Ind ¦ Insulation - Steam (AG) | 2027 | Technical | million_m3 | After Competition Groups | 21.938 | 647191.8467 | 0.64719 | 2339.3425 | 0.0093778 | 17 | Industrial_2027_Technical_million_m3_After Competition Groups_17 | Insulation - Steam (AG) | 0.9378% | 0.64719 | 21.938 | Industrial_2027_Technical_million_m3_After Competition Groups_Insulation - Steam (AG)
Industrial | Ind ¦ Air Compressor Heat Recovery | 2027 | Achievable | million_m3 | After Competition Groups | 5.0187 | 1098838.3062 | 1.0988 | 628.5861 | 0.0079842 | 16 | Industrial_2027_Achievable_million_m3_After Competition Groups_16 | Air Compressor Heat Recovery | 0.7984% | 1.0988 | 5.0187 | Industrial_2027_Achievable_million_m3_After Competition Groups_Air Compressor Heat Recovery
Industrial | Ind ¦ Air Compressor Heat Recovery | 2027 | Economic | million_m3 | After Competition Groups | 17.5168 | 1098838.3062 | 1.0988 | 2257.6753 | 0.0077588 | 16 | Industrial_2027_Economic_million_m3_After Competition Groups_16 | Air Compressor Heat Recovery | 0.7759% | 1.0988 | 17.5168 | Industrial_2027_Economic_million_m3_After Competition Groups_Air Compressor Heat Recovery
Industrial | Ind ¦ Air Compressor Heat Recovery | 2027 | Technical | million_m3 | After Competition Groups | 17.5168 | 1098838.3062 | 1.0988 | 2339.3425 | 0.0074879 | 18 | Industrial_2027_Technical_million_m3_After Competition Groups_18 | Air Compressor Heat Recovery | 0.7488% | 1.0988 | 17.5168 | Industrial_2027_Technical_million_m3_After Competition Groups_Air Compressor Heat Recovery
Industrial | Ind ¦ High Efficiency Furnaces | 2027 | Economic | million_m3 | After Competition Groups | 15.0667 | 4575894.0043 | 4.5759 | 2257.6753 | 0.0066736 | 17 | Industrial_2027_Economic_million_m3_After Competition Groups_17 | High Efficiency Furnaces | 0.6674% | 4.5759 | 15.0667 | Industrial_2027_Economic_million_m3_After Competition Groups_High Efficiency Furnaces
Industrial | Ind ¦ High Efficiency Furnaces | 2027 | Technical | million_m3 | After Competition Groups | 15.0667 | 4575894.0043 | 4.5759 | 2339.3425 | 0.0064406 | 19 | Industrial_2027_Technical_million_m3_After Competition Groups_19 | High Efficiency Furnaces | 0.6441% | 4.5759 | 15.0667 | Industrial_2027_Technical_million_m3_After Competition Groups_High Efficiency Furnaces
Industrial | Ind ¦ High Efficiency Furnaces | 2027 | Achievable | million_m3 | After Competition Groups | 3.5577 | 4575894.0043 | 4.5759 | 628.5861 | 0.0056599 | 17 | Industrial_2027_Achievable_million_m3_After Competition Groups_17 | High Efficiency Furnaces | 0.566% | 4.5759 | 3.5577 | Industrial_2027_Achievable_million_m3_After Competition Groups_High Efficiency Furnaces
Industrial | Ind ¦ Steam Turbine Optimization | 2027 | Economic | million_m3 | After Competition Groups | 11.2031 | 794745.6749 | 0.79475 | 2257.6753 | 0.0049622 | 18 | Industrial_2027_Economic_million_m3_After Competition Groups_18 | Steam Turbine Optimization | 0.4962% | 0.79475 | 11.2031 | Industrial_2027_Economic_million_m3_After Competition Groups_Steam Turbine Optimization
Industrial | Ind ¦ Steam Turbine Optimization | 2027 | Achievable | million_m3 | After Competition Groups | 3.0129 | 794745.6749 | 0.79475 | 628.5861 | 0.0047931 | 18 | Industrial_2027_Achievable_million_m3_After Competition Groups_18 | Steam Turbine Optimization | 0.4793% | 0.79475 | 3.0129 | Industrial_2027_Achievable_million_m3_After Competition Groups_Steam Turbine Optimization
Industrial | Ind ¦ Steam Turbine Optimization | 2027 | Technical | million_m3 | After Competition Groups | 11.2031 | 794745.6749 | 0.79475 | 2339.3425 | 0.004789 | 20 | Industrial_2027_Technical_million_m3_After Competition Groups_20 | Steam Turbine Optimization | 0.4789% | 0.79475 | 11.2031 | Industrial_2027_Technical_million_m3_After Competition Groups_Steam Turbine Optimization
Industrial | Ind ¦ Process Optimization (Gas) | 2027 | Economic | million_m3 | After Competition Groups | 10.2948 | 62591.8801 | 0.062592 | 2257.6753 | 0.0045599 | 19 | Industrial_2027_Economic_million_m3_After Competition Groups_19 | Process Optimization (Gas) | 0.456% | 0.062592 | 10.2948 | Industrial_2027_Economic_million_m3_After Competition Groups_Process Optimization (Gas)
Industrial | Ind ¦ Process Optimization (Gas) | 2027 | Technical | million_m3 | After Competition Groups | 10.2948 | 62591.8801 | 0.062592 | 2339.3425 | 0.0044007 | 21 | Industrial_2027_Technical_million_m3_After Competition Groups_21 | Process Optimization (Gas) | 0.4401% | 0.062592 | 10.2948 | Industrial_2027_Technical_million_m3_After Competition Groups_Process Optimization (Gas)
Industrial | Ind ¦ Gas Turbine Optimization | 2027 | Economic | million_m3 | After Competition Groups | 8.4023 | 596059.2562 | 0.59606 | 2257.6753 | 0.0037217 | 20 | Industrial_2027_Economic_million_m3_After Competition Groups_20 | Gas Turbine Optimization | 0.3722% | 0.59606 | 8.4023 | Industrial_2027_Economic_million_m3_After Competition Groups_Gas Turbine Optimization
Industrial | Ind ¦ Gas Turbine Optimization | 2027 | Achievable | million_m3 | After Competition Groups | 2.2597 | 596059.2562 | 0.59606 | 628.5861 | 0.0035948 | 19 | Industrial_2027_Achievable_million_m3_After Competition Groups_19 | Gas Turbine Optimization | 0.3595% | 0.59606 | 2.2597 | Industrial_2027_Achievable_million_m3_After Competition Groups_Gas Turbine Optimization
Industrial | Ind ¦ Gas Turbine Optimization | 2027 | Technical | million_m3 | After Competition Groups | 8.4023 | 596059.2562 | 0.59606 | 2339.3425 | 0.0035918 | 22 | Industrial_2027_Technical_million_m3_After Competition Groups_22 | Gas Turbine Optimization | 0.3592% | 0.59606 | 8.4023 | Industrial_2027_Technical_million_m3_After Competition Groups_Gas Turbine Optimization
Industrial | Ind ¦ HE Stock Tank | 2027 | Economic | million_m3 | After Competition Groups | 7.1513 | 161262.1995 | 0.16126 | 2257.6753 | 0.0031675 | 21 | Industrial_2027_Economic_million_m3_After Competition Groups_21 | HE Stock Tank | 0.3168% | 0.16126 | 7.1513 | Industrial_2027_Economic_million_m3_After Competition Groups_HE Stock Tank
Industrial | Ind ¦ HE Stock Tank | 2027 | Technical | million_m3 | After Competition Groups | 7.1513 | 161262.1995 | 0.16126 | 2339.3425 | 0.003057 | 23 | Industrial_2027_Technical_million_m3_After Competition Groups_23 | HE Stock Tank | 0.3057% | 0.16126 | 7.1513 | Industrial_2027_Technical_million_m3_After Competition Groups_HE Stock Tank
Industrial | Ind ¦ HE Stock Tank | 2027 | Achievable | million_m3 | After Competition Groups | 1.6615 | 161262.1995 | 0.16126 | 628.5861 | 0.0026432 | 20 | Industrial_2027_Achievable_million_m3_After Competition Groups_20 | HE Stock Tank | 0.2643% | 0.16126 | 1.6615 | Industrial_2027_Achievable_million_m3_After Competition Groups_HE Stock Tank
Industrial | Ind ¦ Solar Walls | 2027 | Achievable | million_m3 | After Competition Groups | 1.6076 | 1551790.8527 | 1.5518 | 628.5861 | 0.0025575 | 21 | Industrial_2027_Achievable_million_m3_After Competition Groups_21 | Solar Walls | 0.2557% | 1.5518 | 1.6076 | Industrial_2027_Achievable_million_m3_After Competition Groups_Solar Walls
Industrial | Ind ¦ Ventilation Optimization (Gas) | 2027 | Achievable | million_m3 | After Competition Groups | 1.6052 | 0 | 0 | 628.5861 | 0.0025537 | 22 | Industrial_2027_Achievable_million_m3_After Competition Groups_22 | Ventilation Optimization (Gas) | 0.2554% | 0 | 1.6052 | Industrial_2027_Achievable_million_m3_After Competition Groups_Ventilation Optimization (Gas)
Industrial | Ind ¦ Solar Walls | 2027 | Economic | million_m3 | After Competition Groups | 5.5358 | 1551790.8527 | 1.5518 | 2257.6753 | 0.002452 | 22 | Industrial_2027_Economic_million_m3_After Competition Groups_22 | Solar Walls | 0.2452% | 1.5518 | 5.5358 | Industrial_2027_Economic_million_m3_After Competition Groups_Solar Walls
Industrial | Ind ¦ Ventilation Optimization (Gas) | 2027 | Economic | million_m3 | After Competition Groups | 5.4508 | 0 | 0 | 2257.6753 | 0.0024144 | 23 | Industrial_2027_Economic_million_m3_After Competition Groups_23 | Ventilation Optimization (Gas) | 0.2414% | 0 | 5.4508 | Industrial_2027_Economic_million_m3_After Competition Groups_Ventilation Optimization (Gas)
Industrial | Ind ¦ Solar Walls | 2027 | Technical | million_m3 | After Competition Groups | 5.5358 | 1551790.8527 | 1.5518 | 2339.3425 | 0.0023664 | 24 | Industrial_2027_Technical_million_m3_After Competition Groups_24 | Solar Walls | 0.2366% | 1.5518 | 5.5358 | Industrial_2027_Technical_million_m3_After Competition Groups_Solar Walls
Industrial | Ind ¦ Ventilation Optimization (Gas) | 2027 | Technical | million_m3 | After Competition Groups | 5.4508 | 0 | 0 | 2339.3425 | 0.0023301 | 25 | Industrial_2027_Technical_million_m3_After Competition Groups_25 | Ventilation Optimization (Gas) | 0.233% | 0 | 5.4508 | Industrial_2027_Technical_million_m3_After Competition Groups_Ventilation Optimization (Gas)
Industrial | Ind ¦ HE HVAC Units | 2027 | Economic | million_m3 | After Competition Groups | 1.8407 | 304068.758 | 0.30407 | 2257.6753 | 0.00081529 | 24 | Industrial_2027_Economic_million_m3_After Competition Groups_24 | HE HVAC Units | 0.08153% | 0.30407 | 1.8407 | Industrial_2027_Economic_million_m3_After Competition Groups_HE HVAC Units
Industrial | Ind ¦ HE HVAC Units | 2027 | Technical | million_m3 | After Competition Groups | 1.8407 | 304068.758 | 0.30407 | 2339.3425 | 0.00078683 | 26 | Industrial_2027_Technical_million_m3_After Competition Groups_26 | HE HVAC Units | 0.07868% | 0.30407 | 1.8407 | Industrial_2027_Technical_million_m3_After Competition Groups_HE HVAC Units
Industrial | Ind ¦ Process Optimization (Gas) | 2027 | Achievable | million_m3 | After Competition Groups | 0.47941 | 62591.8801 | 0.062592 | 628.5861 | 0.00076268 | 23 | Industrial_2027_Achievable_million_m3_After Competition Groups_23 | Process Optimization (Gas) | 0.07627% | 0.062592 | 0.47941 | Industrial_2027_Achievable_million_m3_After Competition Groups_Process Optimization (Gas)
Industrial | Ind ¦ HE HVAC Units | 2027 | Achievable | million_m3 | After Competition Groups | 0.47381 | 304068.758 | 0.30407 | 628.5861 | 0.00075377 | 24 | Industrial_2027_Achievable_million_m3_After Competition Groups_24 | HE HVAC Units | 0.07538% | 0.30407 | 0.47381 | Industrial_2027_Achievable_million_m3_After Competition Groups_HE HVAC Units
Industrial | Ind ¦ Boiler Tune Up - Direct | 2027 | Technical | million_m3 | After Competition Groups | 1.6921 | 0 | 0 | 2339.3425 | 0.00072332 | 27 | Industrial_2027_Technical_million_m3_After Competition Groups_27 | Boiler Tune Up - Direct | 0.07233% | 0 | 1.6921 | Industrial_2027_Technical_million_m3_After Competition Groups_Boiler Tune Up - Direct
Industrial | Ind ¦ Process Heat Recovery (Gas) - HVAC | 2027 | Achievable | million_m3 | After Competition Groups | 0.35716 | 113417.6687 | 0.11342 | 628.5861 | 0.0005682 | 25 | Industrial_2027_Achievable_million_m3_After Competition Groups_25 | Process Heat Recovery (Gas) - HVAC | 0.05682% | 0.11342 | 0.35716 | Industrial_2027_Achievable_million_m3_After Competition Groups_Process Heat Recovery (Gas) - HVAC
Industrial | Ind ¦ Process Heat Recovery (Gas) - HVAC | 2027 | Economic | million_m3 | After Competition Groups | 1.1616 | 113417.6687 | 0.11342 | 2257.6753 | 0.00051449 | 25 | Industrial_2027_Economic_million_m3_After Competition Groups_25 | Process Heat Recovery (Gas) - HVAC | 0.05145% | 0.11342 | 1.1616 | Industrial_2027_Economic_million_m3_After Competition Groups_Process Heat Recovery (Gas) - HVAC
Industrial | Ind ¦ Process Heat Recovery (Gas) - HVAC | 2027 | Technical | million_m3 | After Competition Groups | 1.1616 | 113417.6687 | 0.11342 | 2339.3425 | 0.00049653 | 28 | Industrial_2027_Technical_million_m3_After Competition Groups_28 | Process Heat Recovery (Gas) - HVAC | 0.04965% | 0.11342 | 1.1616 | Industrial_2027_Technical_million_m3_After Competition Groups_Process Heat Recovery (Gas) - HVAC
Industrial | Ind ¦ Insulation - Steam - Direct | 2027 | Economic | million_m3 | After Competition Groups | 0.77438 | 18692.5963 | 0.018693 | 2257.6753 | 0.000343 | 26 | Industrial_2027_Economic_million_m3_After Competition Groups_26 | Insulation - Steam - Direct | 0.0343% | 0.018693 | 0.77438 | Industrial_2027_Economic_million_m3_After Competition Groups_Insulation - Steam - Direct
Industrial | Ind ¦ Insulation - Steam - Direct | 2027 | Technical | million_m3 | After Competition Groups | 0.77438 | 18692.5963 | 0.018693 | 2339.3425 | 0.00033103 | 29 | Industrial_2027_Technical_million_m3_After Competition Groups_29 | Insulation - Steam - Direct | 0.0331% | 0.018693 | 0.77438 | Industrial_2027_Technical_million_m3_After Competition Groups_Insulation - Steam - Direct
Industrial | Ind ¦ Insulation - Steam - Direct | 2027 | Achievable | million_m3 | After Competition Groups | 0.20515 | 18692.5963 | 0.018693 | 628.5861 | 0.00032636 | 26 | Industrial_2027_Achievable_million_m3_After Competition Groups_26 | Insulation - Steam - Direct | 0.03264% | 0.018693 | 0.20515 | Industrial_2027_Achievable_million_m3_After Competition Groups_Insulation - Steam - Direct
Industrial | Ind ¦ Insulation - Steam - HVAC | 2027 | Achievable | million_m3 | After Competition Groups | 0.049519 | 4554.9589 | 0.004555 | 628.5861 | 7.8779e-05 | 27 | Industrial_2027_Achievable_million_m3_After Competition Groups_27 | Insulation - Steam - HVAC | 0.007878% | 0.004555 | 0.049519 | Industrial_2027_Achievable_million_m3_After Competition Groups_Insulation - Steam - HVAC
Industrial | Ind ¦ Insulation - Steam - HVAC | 2027 | Economic | million_m3 | After Competition Groups | 0.16104 | 4554.9589 | 0.004555 | 2257.6753 | 7.1331e-05 | 27 | Industrial_2027_Economic_million_m3_After Competition Groups_27 | Insulation - Steam - HVAC | 0.007133% | 0.004555 | 0.16104 | Industrial_2027_Economic_million_m3_After Competition Groups_Insulation - Steam - HVAC
Industrial | Ind ¦ Insulation - Steam - HVAC | 2027 | Technical | million_m3 | After Competition Groups | 0.16104 | 4554.9589 | 0.004555 | 2339.3425 | 6.8841e-05 | 30 | Industrial_2027_Technical_million_m3_After Competition Groups_30 | Insulation - Steam - HVAC | 0.006884% | 0.004555 | 0.16104 | Industrial_2027_Technical_million_m3_After Competition Groups_Insulation - Steam - HVAC
Industrial | Ind ¦ Boiler Tune Up - HVAC | 2027 | Technical | million_m3 | After Competition Groups | 0.14641 | 0 | 0 | 2339.3425 | 6.2587e-05 | 31 | Industrial_2027_Technical_million_m3_After Competition Groups_31 | Boiler Tune Up - HVAC | 0.006259% | 0 | 0.14641 | Industrial_2027_Technical_million_m3_After Competition Groups_Boiler Tune Up - HVAC
Industrial | Ind ¦ Boiler Tune Up | 2027 | Achievable | million_m3 | After Competition Groups | 0 | 0 | 0 | 628.5861 | 0 | 28 | Industrial_2027_Achievable_million_m3_After Competition Groups_28 | Boiler Tune Up | 0% | 0 | 0 | Industrial_2027_Achievable_million_m3_After Competition Groups_Boiler Tune Up
Industrial | Ind ¦ Boiler Tune Up | 2027 | Economic | million_m3 | After Competition Groups | 0 | 0 | 0 | 2257.6753 | 0 | 28 | Industrial_2027_Economic_million_m3_After Competition Groups_28 | Boiler Tune Up | 0% | 0 | 0 | Industrial_2027_Economic_million_m3_After Competition Groups_Boiler Tune Up
Industrial | Ind ¦ Boiler Tune Up - Direct | 2027 | Achievable | million_m3 | After Competition Groups | 0 | 0 | 0 | 628.5861 | 0 | 29 | Industrial_2027_Achievable_million_m3_After Competition Groups_29 | Boiler Tune Up - Direct | 0% | 0 | 0 | Industrial_2027_Achievable_million_m3_After Competition Groups_Boiler Tune Up - Direct
Industrial | Ind ¦ Boiler Tune Up - Direct | 2027 | Economic | million_m3 | After Competition Groups | 0 | 0 | 0 | 2257.6753 | 0 | 29 | Industrial_2027_Economic_million_m3_After Competition Groups_29 | Boiler Tune Up - Direct | 0% | 0 | 0 | Industrial_2027_Economic_million_m3_After Competition Groups_Boiler Tune Up - Direct
Industrial | Ind ¦ Boiler Tune Up - HVAC | 2027 | Achievable | million_m3 | After Competition Groups | 0 | 0 | 0 | 628.5861 | 0 | 30 | Industrial_2027_Achievable_million_m3_After Competition Groups_30 | Boiler Tune Up - HVAC | 0% | 0 | 0 | Industrial_2027_Achievable_million_m3_After Competition Groups_Boiler Tune Up - HVAC
Industrial | Ind ¦ Boiler Tune Up - HVAC | 2027 | Economic | million_m3 | After Competition Groups | 0 | 0 | 0 | 2257.6753 | 0 | 30 | Industrial_2027_Economic_million_m3_After Competition Groups_30 | Boiler Tune Up - HVAC | 0% | 0 | 0 | Industrial_2027_Economic_million_m3_After Competition Groups_Boiler Tune Up - HVAC
Industrial | Ind ¦ Process Heat Improvements | 2028 | Economic | million_m3 | After Competition Groups | 717.1029 | 47323444.1004 | 47.3234 | 2302.2154 | 0.31148 | 1 | Industrial_2028_Economic_million_m3_After Competition Groups_1 | Process Heat Improvements | 31.15% | 47.3234 | 717.1029 | Industrial_2028_Economic_million_m3_After Competition Groups_Process Heat Improvements
Industrial | Ind ¦ Process Heat Improvements | 2028 | Technical | million_m3 | After Competition Groups | 717.1029 | 47323444.1004 | 47.3234 | 2383.8827 | 0.30081 | 1 | Industrial_2028_Technical_million_m3_After Competition Groups_1 | Process Heat Improvements | 30.08% | 47.3234 | 717.1029 | Industrial_2028_Technical_million_m3_After Competition Groups_Process Heat Improvements
Industrial | Ind ¦ Process Heat Improvements | 2028 | Achievable | million_m3 | After Competition Groups | 212.0608 | 47323444.1004 | 47.3234 | 792.8684 | 0.26746 | 1 | Industrial_2028_Achievable_million_m3_After Competition Groups_1 | Process Heat Improvements | 26.75% | 47.3234 | 212.0608 | Industrial_2028_Achievable_million_m3_After Competition Groups_Process Heat Improvements
Industrial | Ind ¦ Process Heat Recovery (Gas) | 2028 | Achievable | million_m3 | After Competition Groups | 119.9825 | 32554294.7873 | 32.5543 | 792.8684 | 0.15133 | 2 | Industrial_2028_Achievable_million_m3_After Competition Groups_2 | Process Heat Recovery (Gas) | 15.13% | 32.5543 | 119.9825 | Industrial_2028_Achievable_million_m3_After Competition Groups_Process Heat Recovery (Gas)
Industrial | Ind ¦ Process Heat Recovery (Gas) | 2028 | Economic | million_m3 | After Competition Groups | 347.5632 | 32554294.7873 | 32.5543 | 2302.2154 | 0.15097 | 2 | Industrial_2028_Economic_million_m3_After Competition Groups_2 | Process Heat Recovery (Gas) | 15.1% | 32.5543 | 347.5632 | Industrial_2028_Economic_million_m3_After Competition Groups_Process Heat Recovery (Gas)
Industrial | Ind ¦ Boiler Upgrade | 2028 | Achievable | million_m3 | After Competition Groups | 119.3686 | 36494642.5224 | 36.4946 | 792.8684 | 0.15055 | 3 | Industrial_2028_Achievable_million_m3_After Competition Groups_3 | Boiler Upgrade | 15.06% | 36.4946 | 119.3686 | Industrial_2028_Achievable_million_m3_After Competition Groups_Boiler Upgrade
Industrial | Ind ¦ Process Heat Recovery (Gas) | 2028 | Technical | million_m3 | After Competition Groups | 347.5632 | 32554294.7873 | 32.5543 | 2383.8827 | 0.1458 | 2 | Industrial_2028_Technical_million_m3_After Competition Groups_2 | Process Heat Recovery (Gas) | 14.58% | 32.5543 | 347.5632 | Industrial_2028_Technical_million_m3_After Competition Groups_Process Heat Recovery (Gas)
Industrial | Ind ¦ Boiler Upgrade | 2028 | Economic | million_m3 | After Competition Groups | 272.9846 | 36494642.5224 | 36.4946 | 2302.2154 | 0.11857 | 3 | Industrial_2028_Economic_million_m3_After Competition Groups_3 | Boiler Upgrade | 11.86% | 36.4946 | 272.9846 | Industrial_2028_Economic_million_m3_After Competition Groups_Boiler Upgrade
Industrial | Ind ¦ Boiler Upgrade | 2028 | Technical | million_m3 | After Competition Groups | 272.9846 | 36494642.5224 | 36.4946 | 2383.8827 | 0.11451 | 3 | Industrial_2028_Technical_million_m3_After Competition Groups_3 | Boiler Upgrade | 11.45% | 36.4946 | 272.9846 | Industrial_2028_Technical_million_m3_After Competition Groups_Boiler Upgrade
Industrial | Ind ¦ Recommissioning | 2028 | Achievable | million_m3 | After Competition Groups | 88.4714 | 9250138.071 | 9.2501 | 792.8684 | 0.11158 | 4 | Industrial_2028_Achievable_million_m3_After Competition Groups_4 | Recommissioning | 11.16% | 9.2501 | 88.4714 | Industrial_2028_Achievable_million_m3_After Competition Groups_Recommissioning
Industrial | Ind ¦ Recommissioning | 2028 | Economic | million_m3 | After Competition Groups | 252.3014 | 9250138.071 | 9.2501 | 2302.2154 | 0.10959 | 4 | Industrial_2028_Economic_million_m3_After Competition Groups_4 | Recommissioning | 10.96% | 9.2501 | 252.3014 | Industrial_2028_Economic_million_m3_After Competition Groups_Recommissioning
Industrial | Ind ¦ Recommissioning | 2028 | Technical | million_m3 | After Competition Groups | 252.3014 | 9250138.071 | 9.2501 | 2383.8827 | 0.10584 | 4 | Industrial_2028_Technical_million_m3_After Competition Groups_4 | Recommissioning | 10.58% | 9.2501 | 252.3014 | Industrial_2028_Technical_million_m3_After Competition Groups_Recommissioning
Industrial | Ind ¦ Improved Controls -Process Heating Gas | 2028 | Economic | million_m3 | After Competition Groups | 159.4785 | 7823560.2976 | 7.8236 | 2302.2154 | 0.069272 | 5 | Industrial_2028_Economic_million_m3_After Competition Groups_5 | Improved Controls -Process Heating Gas | 6.927% | 7.8236 | 159.4785 | Industrial_2028_Economic_million_m3_After Competition Groups_Improved Controls -Process Heating Gas
Industrial | Ind ¦ Improved Controls -Process Heating Gas | 2028 | Achievable | million_m3 | After Competition Groups | 54.8123 | 7823560.2976 | 7.8236 | 792.8684 | 0.069132 | 5 | Industrial_2028_Achievable_million_m3_After Competition Groups_5 | Improved Controls -Process Heating Gas | 6.913% | 7.8236 | 54.8123 | Industrial_2028_Achievable_million_m3_After Competition Groups_Improved Controls -Process Heating Gas
Industrial | Ind ¦ Improved Controls -Process Heating Gas | 2028 | Technical | million_m3 | After Competition Groups | 159.4785 | 7823560.2976 | 7.8236 | 2383.8827 | 0.066899 | 5 | Industrial_2028_Technical_million_m3_After Competition Groups_5 | Improved Controls -Process Heating Gas | 6.69% | 7.8236 | 159.4785 | Industrial_2028_Technical_million_m3_After Competition Groups_Improved Controls -Process Heating Gas
Industrial | Ind ¦ High Efficiency Burners | 2028 | Economic | million_m3 | After Competition Groups | 135.3372 | 14131987.7808 | 14.132 | 2302.2154 | 0.058786 | 6 | Industrial_2028_Economic_million_m3_After Competition Groups_6 | High Efficiency Burners | 5.879% | 14.132 | 135.3372 | Industrial_2028_Economic_million_m3_After Competition Groups_High Efficiency Burners
Industrial | Ind ¦ High Efficiency Burners | 2028 | Technical | million_m3 | After Competition Groups | 135.3372 | 14131987.7808 | 14.132 | 2383.8827 | 0.056772 | 6 | Industrial_2028_Technical_million_m3_After Competition Groups_6 | High Efficiency Burners | 5.677% | 14.132 | 135.3372 | Industrial_2028_Technical_million_m3_After Competition Groups_High Efficiency Burners
Industrial | Ind ¦ Greenhouse Envelope Improvements | 2028 | Achievable | million_m3 | After Competition Groups | 41.7126 | 619675.1176 | 0.61968 | 792.8684 | 0.05261 | 6 | Industrial_2028_Achievable_million_m3_After Competition Groups_6 | Greenhouse Envelope Improvements | 5.261% | 0.61968 | 41.7126 | Industrial_2028_Achievable_million_m3_After Competition Groups_Greenhouse Envelope Improvements
Industrial | Ind ¦ High Efficiency Burners | 2028 | Achievable | million_m3 | After Competition Groups | 40.4039 | 14131987.7808 | 14.132 | 792.8684 | 0.050959 | 7 | Industrial_2028_Achievable_million_m3_After Competition Groups_7 | High Efficiency Burners | 5.096% | 14.132 | 40.4039 | Industrial_2028_Achievable_million_m3_After Competition Groups_High Efficiency Burners
Industrial | Ind ¦ Greenhouse Envelope Improvements | 2028 | Economic | million_m3 | After Competition Groups | 81.5792 | 619675.1176 | 0.61968 | 2302.2154 | 0.035435 | 7 | Industrial_2028_Economic_million_m3_After Competition Groups_7 | Greenhouse Envelope Improvements | 3.544% | 0.61968 | 81.5792 | Industrial_2028_Economic_million_m3_After Competition Groups_Greenhouse Envelope Improvements
Industrial | Ind ¦ Greenhouse Envelope Improvements | 2028 | Technical | million_m3 | After Competition Groups | 81.5792 | 619675.1176 | 0.61968 | 2383.8827 | 0.034221 | 7 | Industrial_2028_Technical_million_m3_After Competition Groups_7 | Greenhouse Envelope Improvements | 3.422% | 0.61968 | 81.5792 | Industrial_2028_Technical_million_m3_After Competition Groups_Greenhouse Envelope Improvements
Industrial | Ind ¦ Insulation - Steam | 2028 | Achievable | million_m3 | After Competition Groups | 16.9303 | 1331292.2554 | 1.3313 | 792.8684 | 0.021353 | 8 | Industrial_2028_Achievable_million_m3_After Competition Groups_8 | Insulation - Steam | 2.135% | 1.3313 | 16.9303 | Industrial_2028_Achievable_million_m3_After Competition Groups_Insulation - Steam
Industrial | Ind ¦ Boiler Tune Up | 2028 | Technical | million_m3 | After Competition Groups | 49.6965 | 0 | 0 | 2383.8827 | 0.020847 | 8 | Industrial_2028_Technical_million_m3_After Competition Groups_8 | Boiler Tune Up | 2.085% | 0 | 49.6965 | Industrial_2028_Technical_million_m3_After Competition Groups_Boiler Tune Up
Industrial | Ind ¦ Insulation - Steam | 2028 | Economic | million_m3 | After Competition Groups | 47.7841 | 1331292.2554 | 1.3313 | 2302.2154 | 0.020756 | 8 | Industrial_2028_Economic_million_m3_After Competition Groups_8 | Insulation - Steam | 2.076% | 1.3313 | 47.7841 | Industrial_2028_Economic_million_m3_After Competition Groups_Insulation - Steam
Industrial | Ind ¦ Insulation - Steam | 2028 | Technical | million_m3 | After Competition Groups | 47.7841 | 1331292.2554 | 1.3313 | 2383.8827 | 0.020045 | 9 | Industrial_2028_Technical_million_m3_After Competition Groups_9 | Insulation - Steam | 2.004% | 1.3313 | 47.7841 | Industrial_2028_Technical_million_m3_After Competition Groups_Insulation - Steam
Industrial | Ind ¦ VAV Conversion Project (Gas) | 2028 | Achievable | million_m3 | After Competition Groups | 14.9892 | 7327382.4037 | 7.3274 | 792.8684 | 0.018905 | 9 | Industrial_2028_Achievable_million_m3_After Competition Groups_9 | VAV Conversion Project (Gas) | 1.891% | 7.3274 | 14.9892 | Industrial_2028_Achievable_million_m3_After Competition Groups_VAV Conversion Project (Gas)
Industrial | Ind ¦ High Efficiency HVAC Fans (Gas) | 2028 | Achievable | million_m3 | After Competition Groups | 14.4145 | 3675971.0901 | 3.676 | 792.8684 | 0.01818 | 10 | Industrial_2028_Achievable_million_m3_After Competition Groups_10 | High Efficiency HVAC Fans (Gas) | 1.818% | 3.676 | 14.4145 | Industrial_2028_Achievable_million_m3_After Competition Groups_High Efficiency HVAC Fans (Gas)
Industrial | Ind ¦ VAV Conversion Project (Gas) | 2028 | Economic | million_m3 | After Competition Groups | 41.0926 | 7327382.4037 | 7.3274 | 2302.2154 | 0.017849 | 9 | Industrial_2028_Economic_million_m3_After Competition Groups_9 | VAV Conversion Project (Gas) | 1.785% | 7.3274 | 41.0926 | Industrial_2028_Economic_million_m3_After Competition Groups_VAV Conversion Project (Gas)
Industrial | Ind ¦ VAV Conversion Project (Gas) | 2028 | Technical | million_m3 | After Competition Groups | 41.0926 | 7327382.4037 | 7.3274 | 2383.8827 | 0.017238 | 10 | Industrial_2028_Technical_million_m3_After Competition Groups_10 | VAV Conversion Project (Gas) | 1.724% | 7.3274 | 41.0926 | Industrial_2028_Technical_million_m3_After Competition Groups_VAV Conversion Project (Gas)
Industrial | Ind ¦ High Efficiency HVAC Fans (Gas) | 2028 | Economic | million_m3 | After Competition Groups | 38.653 | 3675971.0901 | 3.676 | 2302.2154 | 0.016789 | 10 | Industrial_2028_Economic_million_m3_After Competition Groups_10 | High Efficiency HVAC Fans (Gas) | 1.679% | 3.676 | 38.653 | Industrial_2028_Economic_million_m3_After Competition Groups_High Efficiency HVAC Fans (Gas)
Industrial | Ind ¦ High Efficiency HVAC Fans (Gas) | 2028 | Technical | million_m3 | After Competition Groups | 38.653 | 3675971.0901 | 3.676 | 2383.8827 | 0.016214 | 11 | Industrial_2028_Technical_million_m3_After Competition Groups_11 | High Efficiency HVAC Fans (Gas) | 1.621% | 3.676 | 38.653 | Industrial_2028_Technical_million_m3_After Competition Groups_High Efficiency HVAC Fans (Gas)
Industrial | Ind ¦ HE HVAC Controls | 2028 | Achievable | million_m3 | After Competition Groups | 10.205 | 4943558.6394 | 4.9436 | 792.8684 | 0.012871 | 11 | Industrial_2028_Achievable_million_m3_After Competition Groups_11 | HE HVAC Controls | 1.287% | 4.9436 | 10.205 | Industrial_2028_Achievable_million_m3_After Competition Groups_HE HVAC Controls
Industrial | Ind ¦ Steam Leak Repairs | 2028 | Technical | million_m3 | After Competition Groups | 30.1322 | 0 | 0 | 2383.8827 | 0.01264 | 12 | Industrial_2028_Technical_million_m3_After Competition Groups_12 | Steam Leak Repairs | 1.264% | 0 | 30.1322 | Industrial_2028_Technical_million_m3_After Competition Groups_Steam Leak Repairs
Industrial | Ind ¦ HE HVAC Controls | 2028 | Economic | million_m3 | After Competition Groups | 27.1925 | 4943558.6394 | 4.9436 | 2302.2154 | 0.011811 | 11 | Industrial_2028_Economic_million_m3_After Competition Groups_11 | HE HVAC Controls | 1.181% | 4.9436 | 27.1925 | Industrial_2028_Economic_million_m3_After Competition Groups_HE HVAC Controls
Industrial | Ind ¦ Loading Dock Seals | 2028 | Economic | million_m3 | After Competition Groups | 27.1925 | 7933484.0421 | 7.9335 | 2302.2154 | 0.011811 | 12 | Industrial_2028_Economic_million_m3_After Competition Groups_12 | Loading Dock Seals | 1.181% | 7.9335 | 27.1925 | Industrial_2028_Economic_million_m3_After Competition Groups_Loading Dock Seals
Industrial | Ind ¦ HE HVAC Controls | 2028 | Technical | million_m3 | After Competition Groups | 27.1925 | 4943558.6394 | 4.9436 | 2383.8827 | 0.011407 | 13 | Industrial_2028_Technical_million_m3_After Competition Groups_13 | HE HVAC Controls | 1.141% | 4.9436 | 27.1925 | Industrial_2028_Technical_million_m3_After Competition Groups_HE HVAC Controls
Industrial | Ind ¦ Loading Dock Seals | 2028 | Technical | million_m3 | After Competition Groups | 27.1925 | 7933484.0421 | 7.9335 | 2383.8827 | 0.011407 | 14 | Industrial_2028_Technical_million_m3_After Competition Groups_14 | Loading Dock Seals | 1.141% | 7.9335 | 27.1925 | Industrial_2028_Technical_million_m3_After Competition Groups_Loading Dock Seals
Industrial | Ind ¦ Insulation - Steam (AG) | 2028 | Achievable | million_m3 | After Competition Groups | 8.8494 | 696150.1094 | 0.69615 | 792.8684 | 0.011161 | 12 | Industrial_2028_Achievable_million_m3_After Competition Groups_12 | Insulation - Steam (AG) | 1.116% | 0.69615 | 8.8494 | Industrial_2028_Achievable_million_m3_After Competition Groups_Insulation - Steam (AG)
Industrial | Ind ¦ Direct Contact Water Heaters | 2028 | Achievable | million_m3 | After Competition Groups | 8.832 | 0 | 0 | 792.8684 | 0.011139 | 13 | Industrial_2028_Achievable_million_m3_After Competition Groups_13 | Direct Contact Water Heaters | 1.114% | 0 | 8.832 | Industrial_2028_Achievable_million_m3_After Competition Groups_Direct Contact Water Heaters
Industrial | Ind ¦ Direct Contact Water Heaters | 2028 | Economic | million_m3 | After Competition Groups | 23.9102 | 0 | 0 | 2302.2154 | 0.010386 | 13 | Industrial_2028_Economic_million_m3_After Competition Groups_13 | Direct Contact Water Heaters | 1.039% | 0 | 23.9102 | Industrial_2028_Economic_million_m3_After Competition Groups_Direct Contact Water Heaters
Industrial | Ind ¦ Loading Dock Seals | 2028 | Achievable | million_m3 | After Competition Groups | 8.1182 | 7933484.0421 | 7.9335 | 792.8684 | 0.010239 | 14 | Industrial_2028_Achievable_million_m3_After Competition Groups_14 | Loading Dock Seals | 1.024% | 7.9335 | 8.1182 | Industrial_2028_Achievable_million_m3_After Competition Groups_Loading Dock Seals
Industrial | Ind ¦ Steam Trap Repair | 2028 | Achievable | million_m3 | After Competition Groups | 8.0521 | 3144713.662 | 3.1447 | 792.8684 | 0.010156 | 15 | Industrial_2028_Achievable_million_m3_After Competition Groups_15 | Steam Trap Repair | 1.016% | 3.1447 | 8.0521 | Industrial_2028_Achievable_million_m3_After Competition Groups_Steam Trap Repair
Industrial | Ind ¦ Direct Contact Water Heaters | 2028 | Technical | million_m3 | After Competition Groups | 23.9102 | 0 | 0 | 2383.8827 | 0.01003 | 15 | Industrial_2028_Technical_million_m3_After Competition Groups_15 | Direct Contact Water Heaters | 1.003% | 0 | 23.9102 | Industrial_2028_Technical_million_m3_After Competition Groups_Direct Contact Water Heaters
Industrial | Ind ¦ Steam Trap Repair | 2028 | Economic | million_m3 | After Competition Groups | 22.8723 | 3144713.662 | 3.1447 | 2302.2154 | 0.0099349 | 14 | Industrial_2028_Economic_million_m3_After Competition Groups_14 | Steam Trap Repair | 0.9935% | 3.1447 | 22.8723 | Industrial_2028_Economic_million_m3_After Competition Groups_Steam Trap Repair
Industrial | Ind ¦ Steam Trap Repair | 2028 | Technical | million_m3 | After Competition Groups | 22.8723 | 3144713.662 | 3.1447 | 2383.8827 | 0.0095945 | 16 | Industrial_2028_Technical_million_m3_After Competition Groups_16 | Steam Trap Repair | 0.9595% | 3.1447 | 22.8723 | Industrial_2028_Technical_million_m3_After Competition Groups_Steam Trap Repair
Industrial | Ind ¦ Insulation - Steam (AG) | 2028 | Economic | million_m3 | After Competition Groups | 21.768 | 696150.1094 | 0.69615 | 2302.2154 | 0.0094552 | 15 | Industrial_2028_Economic_million_m3_After Competition Groups_15 | Insulation - Steam (AG) | 0.9455% | 0.69615 | 21.768 | Industrial_2028_Economic_million_m3_After Competition Groups_Insulation - Steam (AG)
Industrial | Ind ¦ Insulation - Steam (AG) | 2028 | Technical | million_m3 | After Competition Groups | 21.768 | 696150.1094 | 0.69615 | 2383.8827 | 0.0091313 | 17 | Industrial_2028_Technical_million_m3_After Competition Groups_17 | Insulation - Steam (AG) | 0.9131% | 0.69615 | 21.768 | Industrial_2028_Technical_million_m3_After Competition Groups_Insulation - Steam (AG)
Industrial | Ind ¦ Air Compressor Heat Recovery | 2028 | Achievable | million_m3 | After Competition Groups | 6.3118 | 1186534.3505 | 1.1865 | 792.8684 | 0.0079607 | 16 | Industrial_2028_Achievable_million_m3_After Competition Groups_16 | Air Compressor Heat Recovery | 0.7961% | 1.1865 | 6.3118 | Industrial_2028_Achievable_million_m3_After Competition Groups_Air Compressor Heat Recovery
Industrial | Ind ¦ Air Compressor Heat Recovery | 2028 | Economic | million_m3 | After Competition Groups | 17.5168 | 1186534.3505 | 1.1865 | 2302.2154 | 0.0076087 | 16 | Industrial_2028_Economic_million_m3_After Competition Groups_16 | Air Compressor Heat Recovery | 0.7609% | 1.1865 | 17.5168 | Industrial_2028_Economic_million_m3_After Competition Groups_Air Compressor Heat Recovery
Industrial | Ind ¦ Air Compressor Heat Recovery | 2028 | Technical | million_m3 | After Competition Groups | 17.5168 | 1186534.3505 | 1.1865 | 2383.8827 | 0.007348 | 18 | Industrial_2028_Technical_million_m3_After Competition Groups_18 | Air Compressor Heat Recovery | 0.7348% | 1.1865 | 17.5168 | Industrial_2028_Technical_million_m3_After Competition Groups_Air Compressor Heat Recovery
Industrial | Ind ¦ High Efficiency Furnaces | 2028 | Economic | million_m3 | After Competition Groups | 15.579 | 5142747.6389 | 5.1427 | 2302.2154 | 0.0067669 | 17 | Industrial_2028_Economic_million_m3_After Competition Groups_17 | High Efficiency Furnaces | 0.6767% | 5.1427 | 15.579 | Industrial_2028_Economic_million_m3_After Competition Groups_High Efficiency Furnaces
Industrial | Ind ¦ High Efficiency Furnaces | 2028 | Technical | million_m3 | After Competition Groups | 15.579 | 5142747.6389 | 5.1427 | 2383.8827 | 0.0065351 | 19 | Industrial_2028_Technical_million_m3_After Competition Groups_19 | High Efficiency Furnaces | 0.6535% | 5.1427 | 15.579 | Industrial_2028_Technical_million_m3_After Competition Groups_High Efficiency Furnaces
Industrial | Ind ¦ High Efficiency Furnaces | 2028 | Achievable | million_m3 | After Competition Groups | 4.5665 | 5142747.6389 | 5.1427 | 792.8684 | 0.0057595 | 17 | Industrial_2028_Achievable_million_m3_After Competition Groups_17 | High Efficiency Furnaces | 0.5759% | 5.1427 | 4.5665 | Industrial_2028_Achievable_million_m3_After Competition Groups_High Efficiency Furnaces
Industrial | Ind ¦ Steam Turbine Optimization | 2028 | Economic | million_m3 | After Competition Groups | 11.207 | 860684.6452 | 0.86068 | 2302.2154 | 0.0048679 | 18 | Industrial_2028_Economic_million_m3_After Competition Groups_18 | Steam Turbine Optimization | 0.4868% | 0.86068 | 11.207 | Industrial_2028_Economic_million_m3_After Competition Groups_Steam Turbine Optimization
Industrial | Ind ¦ Steam Turbine Optimization | 2028 | Achievable | million_m3 | After Competition Groups | 3.7883 | 860684.6452 | 0.86068 | 792.8684 | 0.0047779 | 18 | Industrial_2028_Achievable_million_m3_After Competition Groups_18 | Steam Turbine Optimization | 0.4778% | 0.86068 | 3.7883 | Industrial_2028_Achievable_million_m3_After Competition Groups_Steam Turbine Optimization
Industrial | Ind ¦ Steam Turbine Optimization | 2028 | Technical | million_m3 | After Competition Groups | 11.207 | 860684.6452 | 0.86068 | 2383.8827 | 0.0047011 | 20 | Industrial_2028_Technical_million_m3_After Competition Groups_20 | Steam Turbine Optimization | 0.4701% | 0.86068 | 11.207 | Industrial_2028_Technical_million_m3_After Competition Groups_Steam Turbine Optimization
Industrial | Ind ¦ Process Optimization (Gas) | 2028 | Economic | million_m3 | After Competition Groups | 10.2948 | 69160.7189 | 0.069161 | 2302.2154 | 0.0044717 | 19 | Industrial_2028_Economic_million_m3_After Competition Groups_19 | Process Optimization (Gas) | 0.4472% | 0.069161 | 10.2948 | Industrial_2028_Economic_million_m3_After Competition Groups_Process Optimization (Gas)
Industrial | Ind ¦ Process Optimization (Gas) | 2028 | Technical | million_m3 | After Competition Groups | 10.2948 | 69160.7189 | 0.069161 | 2383.8827 | 0.0043185 | 21 | Industrial_2028_Technical_million_m3_After Competition Groups_21 | Process Optimization (Gas) | 0.4318% | 0.069161 | 10.2948 | Industrial_2028_Technical_million_m3_After Competition Groups_Process Optimization (Gas)
Industrial | Ind ¦ Gas Turbine Optimization | 2028 | Economic | million_m3 | After Competition Groups | 8.4052 | 645513.4839 | 0.64551 | 2302.2154 | 0.0036509 | 20 | Industrial_2028_Economic_million_m3_After Competition Groups_20 | Gas Turbine Optimization | 0.3651% | 0.64551 | 8.4052 | Industrial_2028_Economic_million_m3_After Competition Groups_Gas Turbine Optimization
Industrial | Ind ¦ Gas Turbine Optimization | 2028 | Achievable | million_m3 | After Competition Groups | 2.8412 | 645513.4839 | 0.64551 | 792.8684 | 0.0035835 | 19 | Industrial_2028_Achievable_million_m3_After Competition Groups_19 | Gas Turbine Optimization | 0.3583% | 0.64551 | 2.8412 | Industrial_2028_Achievable_million_m3_After Competition Groups_Gas Turbine Optimization
Industrial | Ind ¦ Gas Turbine Optimization | 2028 | Technical | million_m3 | After Competition Groups | 8.4052 | 645513.4839 | 0.64551 | 2383.8827 | 0.0035259 | 22 | Industrial_2028_Technical_million_m3_After Competition Groups_22 | Gas Turbine Optimization | 0.3526% | 0.64551 | 8.4052 | Industrial_2028_Technical_million_m3_After Competition Groups_Gas Turbine Optimization
Industrial | Ind ¦ HE Stock Tank | 2028 | Economic | million_m3 | After Competition Groups | 7.4284 | 182233.6414 | 0.18223 | 2302.2154 | 0.0032266 | 21 | Industrial_2028_Economic_million_m3_After Competition Groups_21 | HE Stock Tank | 0.3227% | 0.18223 | 7.4284 | Industrial_2028_Economic_million_m3_After Competition Groups_HE Stock Tank
Industrial | Ind ¦ HE Stock Tank | 2028 | Technical | million_m3 | After Competition Groups | 7.4284 | 182233.6414 | 0.18223 | 2383.8827 | 0.0031161 | 23 | Industrial_2028_Technical_million_m3_After Competition Groups_23 | HE Stock Tank | 0.3116% | 0.18223 | 7.4284 | Industrial_2028_Technical_million_m3_After Competition Groups_HE Stock Tank
Industrial | Ind ¦ HE Stock Tank | 2028 | Achievable | million_m3 | After Competition Groups | 2.1426 | 182233.6414 | 0.18223 | 792.8684 | 0.0027023 | 20 | Industrial_2028_Achievable_million_m3_After Competition Groups_20 | HE Stock Tank | 0.2702% | 0.18223 | 2.1426 | Industrial_2028_Achievable_million_m3_After Competition Groups_HE Stock Tank
Industrial | Ind ¦ Solar Walls | 2028 | Achievable | million_m3 | After Competition Groups | 2.0218 | 1673620.0176 | 1.6736 | 792.8684 | 0.00255 | 21 | Industrial_2028_Achievable_million_m3_After Competition Groups_21 | Solar Walls | 0.255% | 1.6736 | 2.0218 | Industrial_2028_Achievable_million_m3_After Competition Groups_Solar Walls
Industrial | Ind ¦ Ventilation Optimization (Gas) | 2028 | Achievable | million_m3 | After Competition Groups | 2.0189 | 0 | 0 | 792.8684 | 0.0025463 | 22 | Industrial_2028_Achievable_million_m3_After Competition Groups_22 | Ventilation Optimization (Gas) | 0.2546% | 0 | 2.0189 | Industrial_2028_Achievable_million_m3_After Competition Groups_Ventilation Optimization (Gas)
Industrial | Ind ¦ Solar Walls | 2028 | Economic | million_m3 | After Competition Groups | 5.543 | 1673620.0176 | 1.6736 | 2302.2154 | 0.0024077 | 22 | Industrial_2028_Economic_million_m3_After Competition Groups_22 | Solar Walls | 0.2408% | 1.6736 | 5.543 | Industrial_2028_Economic_million_m3_After Competition Groups_Solar Walls
Industrial | Ind ¦ Ventilation Optimization (Gas) | 2028 | Economic | million_m3 | After Competition Groups | 5.4508 | 0 | 0 | 2302.2154 | 0.0023677 | 23 | Industrial_2028_Economic_million_m3_After Competition Groups_23 | Ventilation Optimization (Gas) | 0.2368% | 0 | 5.4508 | Industrial_2028_Economic_million_m3_After Competition Groups_Ventilation Optimization (Gas)
Industrial | Ind ¦ Solar Walls | 2028 | Technical | million_m3 | After Competition Groups | 5.543 | 1673620.0176 | 1.6736 | 2383.8827 | 0.0023252 | 24 | Industrial_2028_Technical_million_m3_After Competition Groups_24 | Solar Walls | 0.2325% | 1.6736 | 5.543 | Industrial_2028_Technical_million_m3_After Competition Groups_Solar Walls
Industrial | Ind ¦ Ventilation Optimization (Gas) | 2028 | Technical | million_m3 | After Competition Groups | 5.4508 | 0 | 0 | 2383.8827 | 0.0022865 | 25 | Industrial_2028_Technical_million_m3_After Competition Groups_25 | Ventilation Optimization (Gas) | 0.2287% | 0 | 5.4508 | Industrial_2028_Technical_million_m3_After Competition Groups_Ventilation Optimization (Gas)
Industrial | Ind ¦ HE HVAC Units | 2028 | Economic | million_m3 | After Competition Groups | 1.8813 | 343210.689 | 0.34321 | 2302.2154 | 0.00081718 | 24 | Industrial_2028_Economic_million_m3_After Competition Groups_24 | HE HVAC Units | 0.08172% | 0.34321 | 1.8813 | Industrial_2028_Economic_million_m3_After Competition Groups_HE HVAC Units
Industrial | Ind ¦ HE HVAC Units | 2028 | Technical | million_m3 | After Competition Groups | 1.8813 | 343210.689 | 0.34321 | 2383.8827 | 0.00078919 | 26 | Industrial_2028_Technical_million_m3_After Competition Groups_26 | HE HVAC Units | 0.07892% | 0.34321 | 1.8813 | Industrial_2028_Technical_million_m3_After Competition Groups_HE HVAC Units
Industrial | Ind ¦ HE HVAC Units | 2028 | Achievable | million_m3 | After Competition Groups | 0.60388 | 343210.689 | 0.34321 | 792.8684 | 0.00076164 | 23 | Industrial_2028_Achievable_million_m3_After Competition Groups_23 | HE HVAC Units | 0.07616% | 0.34321 | 0.60388 | Industrial_2028_Achievable_million_m3_After Competition Groups_HE HVAC Units
Industrial | Ind ¦ Process Optimization (Gas) | 2028 | Achievable | million_m3 | After Competition Groups | 0.60132 | 69160.7189 | 0.069161 | 792.8684 | 0.00075841 | 24 | Industrial_2028_Achievable_million_m3_After Competition Groups_24 | Process Optimization (Gas) | 0.07584% | 0.069161 | 0.60132 | Industrial_2028_Achievable_million_m3_After Competition Groups_Process Optimization (Gas)
Industrial | Ind ¦ Boiler Tune Up - Direct | 2028 | Technical | million_m3 | After Competition Groups | 1.6921 | 0 | 0 | 2383.8827 | 0.0007098 | 27 | Industrial_2028_Technical_million_m3_After Competition Groups_27 | Boiler Tune Up - Direct | 0.07098% | 0 | 1.6921 | Industrial_2028_Technical_million_m3_After Competition Groups_Boiler Tune Up - Direct
Industrial | Ind ¦ Process Heat Recovery (Gas) - HVAC | 2028 | Achievable | million_m3 | After Competition Groups | 0.44922 | 121997.5691 | 0.122 | 792.8684 | 0.00056657 | 25 | Industrial_2028_Achievable_million_m3_After Competition Groups_25 | Process Heat Recovery (Gas) - HVAC | 0.05666% | 0.122 | 0.44922 | Industrial_2028_Achievable_million_m3_After Competition Groups_Process Heat Recovery (Gas) - HVAC
Industrial | Ind ¦ Process Heat Recovery (Gas) - HVAC | 2028 | Economic | million_m3 | After Competition Groups | 1.1616 | 121997.5691 | 0.122 | 2302.2154 | 0.00050454 | 25 | Industrial_2028_Economic_million_m3_After Competition Groups_25 | Process Heat Recovery (Gas) - HVAC | 0.05045% | 0.122 | 1.1616 | Industrial_2028_Economic_million_m3_After Competition Groups_Process Heat Recovery (Gas) - HVAC
Industrial | Ind ¦ Process Heat Recovery (Gas) - HVAC | 2028 | Technical | million_m3 | After Competition Groups | 1.1616 | 121997.5691 | 0.122 | 2383.8827 | 0.00048726 | 28 | Industrial_2028_Technical_million_m3_After Competition Groups_28 | Process Heat Recovery (Gas) - HVAC | 0.04873% | 0.122 | 1.1616 | Industrial_2028_Technical_million_m3_After Competition Groups_Process Heat Recovery (Gas) - HVAC
Industrial | Ind ¦ Insulation - Steam - Direct | 2028 | Economic | million_m3 | After Competition Groups | 0.77438 | 20258.8171 | 0.020259 | 2302.2154 | 0.00033636 | 26 | Industrial_2028_Economic_million_m3_After Competition Groups_26 | Insulation - Steam - Direct | 0.03364% | 0.020259 | 0.77438 | Industrial_2028_Economic_million_m3_After Competition Groups_Insulation - Steam - Direct
Industrial | Ind ¦ Insulation - Steam - Direct | 2028 | Achievable | million_m3 | After Competition Groups | 0.25792 | 20258.8171 | 0.020259 | 792.8684 | 0.0003253 | 26 | Industrial_2028_Achievable_million_m3_After Competition Groups_26 | Insulation - Steam - Direct | 0.03253% | 0.020259 | 0.25792 | Industrial_2028_Achievable_million_m3_After Competition Groups_Insulation - Steam - Direct
Industrial | Ind ¦ Insulation - Steam - Direct | 2028 | Technical | million_m3 | After Competition Groups | 0.77438 | 20258.8171 | 0.020259 | 2383.8827 | 0.00032484 | 29 | Industrial_2028_Technical_million_m3_After Competition Groups_29 | Insulation - Steam - Direct | 0.03248% | 0.020259 | 0.77438 | Industrial_2028_Technical_million_m3_After Competition Groups_Insulation - Steam - Direct
Industrial | Ind ¦ Insulation - Steam - HVAC | 2028 | Achievable | million_m3 | After Competition Groups | 0.062282 | 4899.5289 | 0.0048995 | 792.8684 | 7.8553e-05 | 27 | Industrial_2028_Achievable_million_m3_After Competition Groups_27 | Insulation - Steam - HVAC | 0.007855% | 0.0048995 | 0.062282 | Industrial_2028_Achievable_million_m3_After Competition Groups_Insulation - Steam - HVAC
Industrial | Ind ¦ Insulation - Steam - HVAC | 2028 | Economic | million_m3 | After Competition Groups | 0.16104 | 4899.5289 | 0.0048995 | 2302.2154 | 6.9951e-05 | 27 | Industrial_2028_Economic_million_m3_After Competition Groups_27 | Insulation - Steam - HVAC | 0.006995% | 0.0048995 | 0.16104 | Industrial_2028_Economic_million_m3_After Competition Groups_Insulation - Steam - HVAC
Industrial | Ind ¦ Insulation - Steam - HVAC | 2028 | Technical | million_m3 | After Competition Groups | 0.16104 | 4899.5289 | 0.0048995 | 2383.8827 | 6.7555e-05 | 30 | Industrial_2028_Technical_million_m3_After Competition Groups_30 | Insulation - Steam - HVAC | 0.006755% | 0.0048995 | 0.16104 | Industrial_2028_Technical_million_m3_After Competition Groups_Insulation - Steam - HVAC
Industrial | Ind ¦ Boiler Tune Up - HVAC | 2028 | Technical | million_m3 | After Competition Groups | 0.14641 | 0 | 0 | 2383.8827 | 6.1417e-05 | 31 | Industrial_2028_Technical_million_m3_After Competition Groups_31 | Boiler Tune Up - HVAC | 0.006142% | 0 | 0.14641 | Industrial_2028_Technical_million_m3_After Competition Groups_Boiler Tune Up - HVAC
Industrial | Ind ¦ Boiler Tune Up | 2028 | Achievable | million_m3 | After Competition Groups | 0 | 0 | 0 | 792.8684 | 0 | 28 | Industrial_2028_Achievable_million_m3_After Competition Groups_28 | Boiler Tune Up | 0% | 0 | 0 | Industrial_2028_Achievable_million_m3_After Competition Groups_Boiler Tune Up
Industrial | Ind ¦ Boiler Tune Up | 2028 | Economic | million_m3 | After Competition Groups | 0 | 0 | 0 | 2302.2154 | 0 | 28 | Industrial_2028_Economic_million_m3_After Competition Groups_28 | Boiler Tune Up | 0% | 0 | 0 | Industrial_2028_Economic_million_m3_After Competition Groups_Boiler Tune Up
Industrial | Ind ¦ Boiler Tune Up - Direct | 2028 | Achievable | million_m3 | After Competition Groups | 0 | 0 | 0 | 792.8684 | 0 | 29 | Industrial_2028_Achievable_million_m3_After Competition Groups_29 | Boiler Tune Up - Direct | 0% | 0 | 0 | Industrial_2028_Achievable_million_m3_After Competition Groups_Boiler Tune Up - Direct
Industrial | Ind ¦ Boiler Tune Up - Direct | 2028 | Economic | million_m3 | After Competition Groups | 0 | 0 | 0 | 2302.2154 | 0 | 29 | Industrial_2028_Economic_million_m3_After Competition Groups_29 | Boiler Tune Up - Direct | 0% | 0 | 0 | Industrial_2028_Economic_million_m3_After Competition Groups_Boiler Tune Up - Direct
Industrial | Ind ¦ Boiler Tune Up - HVAC | 2028 | Achievable | million_m3 | After Competition Groups | 0 | 0 | 0 | 792.8684 | 0 | 30 | Industrial_2028_Achievable_million_m3_After Competition Groups_30 | Boiler Tune Up - HVAC | 0% | 0 | 0 | Industrial_2028_Achievable_million_m3_After Competition Groups_Boiler Tune Up - HVAC
Industrial | Ind ¦ Boiler Tune Up - HVAC | 2028 | Economic | million_m3 | After Competition Groups | 0 | 0 | 0 | 2302.2154 | 0 | 30 | Industrial_2028_Economic_million_m3_After Competition Groups_30 | Boiler Tune Up - HVAC | 0% | 0 | 0 | Industrial_2028_Economic_million_m3_After Competition Groups_Boiler Tune Up - HVAC
Industrial | Ind ¦ Process Heat Improvements | 2029 | Economic | million_m3 | After Competition Groups | 739.7489 | 51604572.7054 | 51.6046 | 2344.6456 | 0.31551 | 1 | Industrial_2029_Economic_million_m3_After Competition Groups_1 | Process Heat Improvements | 31.55% | 51.6046 | 739.7489 | Industrial_2029_Economic_million_m3_After Competition Groups_Process Heat Improvements
Industrial | Ind ¦ Process Heat Improvements | 2029 | Technical | million_m3 | After Competition Groups | 739.7489 | 51604572.7054 | 51.6046 | 2426.3128 | 0.30489 | 1 | Industrial_2029_Technical_million_m3_After Competition Groups_1 | Process Heat Improvements | 30.49% | 51.6046 | 739.7489 | Industrial_2029_Technical_million_m3_After Competition Groups_Process Heat Improvements
Industrial | Ind ¦ Process Heat Improvements | 2029 | Achievable | million_m3 | After Competition Groups | 262.1468 | 51604572.7054 | 51.6046 | 963.8604 | 0.27198 | 1 | Industrial_2029_Achievable_million_m3_After Competition Groups_1 | Process Heat Improvements | 27.2% | 51.6046 | 262.1468 | Industrial_2029_Achievable_million_m3_After Competition Groups_Process Heat Improvements
Industrial | Ind ¦ Process Heat Recovery (Gas) | 2029 | Achievable | million_m3 | After Competition Groups | 145.3596 | 34303959.0523 | 34.304 | 963.8604 | 0.15081 | 2 | Industrial_2029_Achievable_million_m3_After Competition Groups_2 | Process Heat Recovery (Gas) | 15.08% | 34.304 | 145.3596 | Industrial_2029_Achievable_million_m3_After Competition Groups_Process Heat Recovery (Gas)
Industrial | Ind ¦ Process Heat Recovery (Gas) | 2029 | Economic | million_m3 | After Competition Groups | 347.5632 | 34303959.0523 | 34.304 | 2344.6456 | 0.14824 | 2 | Industrial_2029_Economic_million_m3_After Competition Groups_2 | Process Heat Recovery (Gas) | 14.82% | 34.304 | 347.5632 | Industrial_2029_Economic_million_m3_After Competition Groups_Process Heat Recovery (Gas)
Industrial | Ind ¦ Boiler Upgrade | 2029 | Achievable | million_m3 | After Competition Groups | 142.7224 | 37870065.0914 | 37.8701 | 963.8604 | 0.14807 | 3 | Industrial_2029_Achievable_million_m3_After Competition Groups_3 | Boiler Upgrade | 14.81% | 37.8701 | 142.7224 | Industrial_2029_Achievable_million_m3_After Competition Groups_Boiler Upgrade
Industrial | Ind ¦ Process Heat Recovery (Gas) | 2029 | Technical | million_m3 | After Competition Groups | 347.5632 | 34303959.0523 | 34.304 | 2426.3128 | 0.14325 | 2 | Industrial_2029_Technical_million_m3_After Competition Groups_2 | Process Heat Recovery (Gas) | 14.32% | 34.304 | 347.5632 | Industrial_2029_Technical_million_m3_After Competition Groups_Process Heat Recovery (Gas)
Industrial | Ind ¦ Boiler Upgrade | 2029 | Economic | million_m3 | After Competition Groups | 282.3518 | 37870065.0914 | 37.8701 | 2344.6456 | 0.12042 | 3 | Industrial_2029_Economic_million_m3_After Competition Groups_3 | Boiler Upgrade | 12.04% | 37.8701 | 282.3518 | Industrial_2029_Economic_million_m3_After Competition Groups_Boiler Upgrade
Industrial | Ind ¦ Boiler Upgrade | 2029 | Technical | million_m3 | After Competition Groups | 282.3518 | 37870065.0914 | 37.8701 | 2426.3128 | 0.11637 | 3 | Industrial_2029_Technical_million_m3_After Competition Groups_3 | Boiler Upgrade | 11.64% | 37.8701 | 282.3518 | Industrial_2029_Technical_million_m3_After Competition Groups_Boiler Upgrade
Industrial | Ind ¦ Recommissioning | 2029 | Achievable | million_m3 | After Competition Groups | 107.1548 | 9730655.0107 | 9.7307 | 963.8604 | 0.11117 | 4 | Industrial_2029_Achievable_million_m3_After Competition Groups_4 | Recommissioning | 11.12% | 9.7307 | 107.1548 | Industrial_2029_Achievable_million_m3_After Competition Groups_Recommissioning
Industrial | Ind ¦ Recommissioning | 2029 | Economic | million_m3 | After Competition Groups | 252.3014 | 9730655.0107 | 9.7307 | 2344.6456 | 0.10761 | 4 | Industrial_2029_Economic_million_m3_After Competition Groups_4 | Recommissioning | 10.76% | 9.7307 | 252.3014 | Industrial_2029_Economic_million_m3_After Competition Groups_Recommissioning
Industrial | Ind ¦ Recommissioning | 2029 | Technical | million_m3 | After Competition Groups | 252.3014 | 9730655.0107 | 9.7307 | 2426.3128 | 0.10399 | 4 | Industrial_2029_Technical_million_m3_After Competition Groups_4 | Recommissioning | 10.4% | 9.7307 | 252.3014 | Industrial_2029_Technical_million_m3_After Competition Groups_Recommissioning
Industrial | Ind ¦ Improved Controls -Process Heating Gas | 2029 | Achievable | million_m3 | After Competition Groups | 66.4123 | 8248819.6305 | 8.2488 | 963.8604 | 0.068902 | 5 | Industrial_2029_Achievable_million_m3_After Competition Groups_5 | Improved Controls -Process Heating Gas | 6.89% | 8.2488 | 66.4123 | Industrial_2029_Achievable_million_m3_After Competition Groups_Improved Controls -Process Heating Gas
Industrial | Ind ¦ Improved Controls -Process Heating Gas | 2029 | Economic | million_m3 | After Competition Groups | 159.4785 | 8248819.6305 | 8.2488 | 2344.6456 | 0.068018 | 5 | Industrial_2029_Economic_million_m3_After Competition Groups_5 | Improved Controls -Process Heating Gas | 6.802% | 8.2488 | 159.4785 | Industrial_2029_Economic_million_m3_After Competition Groups_Improved Controls -Process Heating Gas
Industrial | Ind ¦ Improved Controls -Process Heating Gas | 2029 | Technical | million_m3 | After Competition Groups | 159.4785 | 8248819.6305 | 8.2488 | 2426.3128 | 0.065729 | 5 | Industrial_2029_Technical_million_m3_After Competition Groups_5 | Improved Controls -Process Heating Gas | 6.573% | 8.2488 | 159.4785 | Industrial_2029_Technical_million_m3_After Competition Groups_Improved Controls -Process Heating Gas
Industrial | Ind ¦ High Efficiency Burners | 2029 | Economic | million_m3 | After Competition Groups | 139.6112 | 15397052.0442 | 15.3971 | 2344.6456 | 0.059545 | 6 | Industrial_2029_Economic_million_m3_After Competition Groups_6 | High Efficiency Burners | 5.954% | 15.3971 | 139.6112 | Industrial_2029_Economic_million_m3_After Competition Groups_High Efficiency Burners
Industrial | Ind ¦ High Efficiency Burners | 2029 | Technical | million_m3 | After Competition Groups | 139.6112 | 15397052.0442 | 15.3971 | 2426.3128 | 0.05754 | 6 | Industrial_2029_Technical_million_m3_After Competition Groups_6 | High Efficiency Burners | 5.754% | 15.3971 | 139.6112 | Industrial_2029_Technical_million_m3_After Competition Groups_High Efficiency Burners
Industrial | Ind ¦ High Efficiency Burners | 2029 | Achievable | million_m3 | After Competition Groups | 49.9384 | 15397052.0442 | 15.3971 | 963.8604 | 0.051811 | 6 | Industrial_2029_Achievable_million_m3_After Competition Groups_6 | High Efficiency Burners | 5.181% | 15.3971 | 49.9384 | Industrial_2029_Achievable_million_m3_After Competition Groups_High Efficiency Burners
Industrial | Ind ¦ Greenhouse Envelope Improvements | 2029 | Achievable | million_m3 | After Competition Groups | 48.887 | 619075.5452 | 0.61908 | 963.8604 | 0.05072 | 7 | Industrial_2029_Achievable_million_m3_After Competition Groups_7 | Greenhouse Envelope Improvements | 5.072% | 0.61908 | 48.887 | Industrial_2029_Achievable_million_m3_After Competition Groups_Greenhouse Envelope Improvements
Industrial | Ind ¦ Greenhouse Envelope Improvements | 2029 | Economic | million_m3 | After Competition Groups | 85.3198 | 619075.5452 | 0.61908 | 2344.6456 | 0.036389 | 7 | Industrial_2029_Economic_million_m3_After Competition Groups_7 | Greenhouse Envelope Improvements | 3.639% | 0.61908 | 85.3198 | Industrial_2029_Economic_million_m3_After Competition Groups_Greenhouse Envelope Improvements
Industrial | Ind ¦ Greenhouse Envelope Improvements | 2029 | Technical | million_m3 | After Competition Groups | 85.3198 | 619075.5452 | 0.61908 | 2426.3128 | 0.035164 | 7 | Industrial_2029_Technical_million_m3_After Competition Groups_7 | Greenhouse Envelope Improvements | 3.516% | 0.61908 | 85.3198 | Industrial_2029_Technical_million_m3_After Competition Groups_Greenhouse Envelope Improvements
Industrial | Ind ¦ Insulation - Steam | 2029 | Achievable | million_m3 | After Competition Groups | 20.5044 | 1399471.0308 | 1.3995 | 963.8604 | 0.021273 | 8 | Industrial_2029_Achievable_million_m3_After Competition Groups_8 | Insulation - Steam | 2.127% | 1.3995 | 20.5044 | Industrial_2029_Achievable_million_m3_After Competition Groups_Insulation - Steam
Industrial | Ind ¦ Boiler Tune Up | 2029 | Technical | million_m3 | After Competition Groups | 49.6965 | 0 | 0 | 2426.3128 | 0.020482 | 8 | Industrial_2029_Technical_million_m3_After Competition Groups_8 | Boiler Tune Up | 2.048% | 0 | 49.6965 | Industrial_2029_Technical_million_m3_After Competition Groups_Boiler Tune Up
Industrial | Ind ¦ Insulation - Steam | 2029 | Economic | million_m3 | After Competition Groups | 47.7841 | 1399471.0308 | 1.3995 | 2344.6456 | 0.02038 | 8 | Industrial_2029_Economic_million_m3_After Competition Groups_8 | Insulation - Steam | 2.038% | 1.3995 | 47.7841 | Industrial_2029_Economic_million_m3_After Competition Groups_Insulation - Steam
Industrial | Ind ¦ Insulation - Steam | 2029 | Technical | million_m3 | After Competition Groups | 47.7841 | 1399471.0308 | 1.3995 | 2426.3128 | 0.019694 | 9 | Industrial_2029_Technical_million_m3_After Competition Groups_9 | Insulation - Steam | 1.969% | 1.3995 | 47.7841 | Industrial_2029_Technical_million_m3_After Competition Groups_Insulation - Steam
Industrial | Ind ¦ VAV Conversion Project (Gas) | 2029 | Achievable | million_m3 | After Competition Groups | 18.1404 | 7669453.5892 | 7.6695 | 963.8604 | 0.018821 | 9 | Industrial_2029_Achievable_million_m3_After Competition Groups_9 | VAV Conversion Project (Gas) | 1.882% | 7.6695 | 18.1404 | Industrial_2029_Achievable_million_m3_After Competition Groups_VAV Conversion Project (Gas)
Industrial | Ind ¦ High Efficiency HVAC Fans (Gas) | 2029 | Achievable | million_m3 | After Competition Groups | 17.5381 | 3909938.8648 | 3.9099 | 963.8604 | 0.018196 | 10 | Industrial_2029_Achievable_million_m3_After Competition Groups_10 | High Efficiency HVAC Fans (Gas) | 1.82% | 3.9099 | 17.5381 | Industrial_2029_Achievable_million_m3_After Competition Groups_High Efficiency HVAC Fans (Gas)
Industrial | Ind ¦ VAV Conversion Project (Gas) | 2029 | Economic | million_m3 | After Competition Groups | 41.1397 | 7669453.5892 | 7.6695 | 2344.6456 | 0.017546 | 9 | Industrial_2029_Economic_million_m3_After Competition Groups_9 | VAV Conversion Project (Gas) | 1.755% | 7.6695 | 41.1397 | Industrial_2029_Economic_million_m3_After Competition Groups_VAV Conversion Project (Gas)
Industrial | Ind ¦ VAV Conversion Project (Gas) | 2029 | Technical | million_m3 | After Competition Groups | 41.1397 | 7669453.5892 | 7.6695 | 2426.3128 | 0.016956 | 10 | Industrial_2029_Technical_million_m3_After Competition Groups_10 | VAV Conversion Project (Gas) | 1.696% | 7.6695 | 41.1397 | Industrial_2029_Technical_million_m3_After Competition Groups_VAV Conversion Project (Gas)
Industrial | Ind ¦ High Efficiency HVAC Fans (Gas) | 2029 | Economic | million_m3 | After Competition Groups | 39.5793 | 3909938.8648 | 3.9099 | 2344.6456 | 0.016881 | 10 | Industrial_2029_Economic_million_m3_After Competition Groups_10 | High Efficiency HVAC Fans (Gas) | 1.688% | 3.9099 | 39.5793 | Industrial_2029_Economic_million_m3_After Competition Groups_High Efficiency HVAC Fans (Gas)
Industrial | Ind ¦ High Efficiency HVAC Fans (Gas) | 2029 | Technical | million_m3 | After Competition Groups | 39.5793 | 3909938.8648 | 3.9099 | 2426.3128 | 0.016313 | 11 | Industrial_2029_Technical_million_m3_After Competition Groups_11 | High Efficiency HVAC Fans (Gas) | 1.631% | 3.9099 | 39.5793 | Industrial_2029_Technical_million_m3_After Competition Groups_High Efficiency HVAC Fans (Gas)
Industrial | Ind ¦ HE HVAC Controls | 2029 | Achievable | million_m3 | After Competition Groups | 12.3463 | 5163547.1999 | 5.1635 | 963.8604 | 0.012809 | 11 | Industrial_2029_Achievable_million_m3_After Competition Groups_11 | HE HVAC Controls | 1.281% | 5.1635 | 12.3463 | Industrial_2029_Achievable_million_m3_After Competition Groups_HE HVAC Controls
Industrial | Ind ¦ Steam Leak Repairs | 2029 | Technical | million_m3 | After Competition Groups | 30.1322 | 0 | 0 | 2426.3128 | 0.012419 | 12 | Industrial_2029_Technical_million_m3_After Competition Groups_12 | Steam Leak Repairs | 1.242% | 0 | 30.1322 | Industrial_2029_Technical_million_m3_After Competition Groups_Steam Leak Repairs
Industrial | Ind ¦ HE HVAC Controls | 2029 | Economic | million_m3 | After Competition Groups | 27.1925 | 5163547.1999 | 5.1635 | 2344.6456 | 0.011598 | 11 | Industrial_2029_Economic_million_m3_After Competition Groups_11 | HE HVAC Controls | 1.16% | 5.1635 | 27.1925 | Industrial_2029_Economic_million_m3_After Competition Groups_HE HVAC Controls
Industrial | Ind ¦ Loading Dock Seals | 2029 | Economic | million_m3 | After Competition Groups | 27.1925 | 8546511.8746 | 8.5465 | 2344.6456 | 0.011598 | 12 | Industrial_2029_Economic_million_m3_After Competition Groups_12 | Loading Dock Seals | 1.16% | 8.5465 | 27.1925 | Industrial_2029_Economic_million_m3_After Competition Groups_Loading Dock Seals
Industrial | Ind ¦ HE HVAC Controls | 2029 | Technical | million_m3 | After Competition Groups | 27.1925 | 5163547.1999 | 5.1635 | 2426.3128 | 0.011207 | 13 | Industrial_2029_Technical_million_m3_After Competition Groups_13 | HE HVAC Controls | 1.121% | 5.1635 | 27.1925 | Industrial_2029_Technical_million_m3_After Competition Groups_HE HVAC Controls
Industrial | Ind ¦ Loading Dock Seals | 2029 | Technical | million_m3 | After Competition Groups | 27.1925 | 8546511.8746 | 8.5465 | 2426.3128 | 0.011207 | 14 | Industrial_2029_Technical_million_m3_After Competition Groups_14 | Loading Dock Seals | 1.121% | 8.5465 | 27.1925 | Industrial_2029_Technical_million_m3_After Competition Groups_Loading Dock Seals
Industrial | Ind ¦ Direct Contact Water Heaters | 2029 | Achievable | million_m3 | After Competition Groups | 10.7705 | 0 | 0 | 963.8604 | 0.011174 | 12 | Industrial_2029_Achievable_million_m3_After Competition Groups_12 | Direct Contact Water Heaters | 1.117% | 0 | 10.7705 | Industrial_2029_Achievable_million_m3_After Competition Groups_Direct Contact Water Heaters
Industrial | Ind ¦ Insulation - Steam (AG) | 2029 | Achievable | million_m3 | After Competition Groups | 10.7001 | 724674.9499 | 0.72467 | 963.8604 | 0.011101 | 13 | Industrial_2029_Achievable_million_m3_After Competition Groups_13 | Insulation - Steam (AG) | 1.11% | 0.72467 | 10.7001 | Industrial_2029_Achievable_million_m3_After Competition Groups_Insulation - Steam (AG)
Industrial | Ind ¦ Loading Dock Seals | 2029 | Achievable | million_m3 | After Competition Groups | 10.2096 | 8546511.8746 | 8.5465 | 963.8604 | 0.010592 | 14 | Industrial_2029_Achievable_million_m3_After Competition Groups_14 | Loading Dock Seals | 1.059% | 8.5465 | 10.2096 | Industrial_2029_Achievable_million_m3_After Competition Groups_Loading Dock Seals
Industrial | Ind ¦ Direct Contact Water Heaters | 2029 | Economic | million_m3 | After Competition Groups | 24.6862 | 0 | 0 | 2344.6456 | 0.010529 | 13 | Industrial_2029_Economic_million_m3_After Competition Groups_13 | Direct Contact Water Heaters | 1.053% | 0 | 24.6862 | Industrial_2029_Economic_million_m3_After Competition Groups_Direct Contact Water Heaters
Industrial | Ind ¦ Direct Contact Water Heaters | 2029 | Technical | million_m3 | After Competition Groups | 24.6862 | 0 | 0 | 2426.3128 | 0.010174 | 15 | Industrial_2029_Technical_million_m3_After Competition Groups_15 | Direct Contact Water Heaters | 1.017% | 0 | 24.6862 | Industrial_2029_Technical_million_m3_After Competition Groups_Direct Contact Water Heaters
Industrial | Ind ¦ Steam Trap Repair | 2029 | Achievable | million_m3 | After Competition Groups | 9.7531 | 3308159.7547 | 3.3082 | 963.8604 | 0.010119 | 15 | Industrial_2029_Achievable_million_m3_After Competition Groups_15 | Steam Trap Repair | 1.012% | 3.3082 | 9.7531 | Industrial_2029_Achievable_million_m3_After Competition Groups_Steam Trap Repair
Industrial | Ind ¦ Steam Trap Repair | 2029 | Economic | million_m3 | After Competition Groups | 22.8723 | 3308159.7547 | 3.3082 | 2344.6456 | 0.0097551 | 14 | Industrial_2029_Economic_million_m3_After Competition Groups_14 | Steam Trap Repair | 0.9755% | 3.3082 | 22.8723 | Industrial_2029_Economic_million_m3_After Competition Groups_Steam Trap Repair
Industrial | Ind ¦ Steam Trap Repair | 2029 | Technical | million_m3 | After Competition Groups | 22.8723 | 3308159.7547 | 3.3082 | 2426.3128 | 0.0094268 | 16 | Industrial_2029_Technical_million_m3_After Competition Groups_16 | Steam Trap Repair | 0.9427% | 3.3082 | 22.8723 | Industrial_2029_Technical_million_m3_After Competition Groups_Steam Trap Repair
Industrial | Ind ¦ Insulation - Steam (AG) | 2029 | Economic | million_m3 | After Competition Groups | 21.6168 | 724674.9499 | 0.72467 | 2344.6456 | 0.0092197 | 15 | Industrial_2029_Economic_million_m3_After Competition Groups_15 | Insulation - Steam (AG) | 0.922% | 0.72467 | 21.6168 | Industrial_2029_Economic_million_m3_After Competition Groups_Insulation - Steam (AG)
Industrial | Ind ¦ Insulation - Steam (AG) | 2029 | Technical | million_m3 | After Competition Groups | 21.6168 | 724674.9499 | 0.72467 | 2426.3128 | 0.0089093 | 17 | Industrial_2029_Technical_million_m3_After Competition Groups_17 | Insulation - Steam (AG) | 0.8909% | 0.72467 | 21.6168 | Industrial_2029_Technical_million_m3_After Competition Groups_Insulation - Steam (AG)
Industrial | Ind ¦ Air Compressor Heat Recovery | 2029 | Achievable | million_m3 | After Competition Groups | 7.6419 | 1244958.0364 | 1.245 | 963.8604 | 0.0079285 | 16 | Industrial_2029_Achievable_million_m3_After Competition Groups_16 | Air Compressor Heat Recovery | 0.7928% | 1.245 | 7.6419 | Industrial_2029_Achievable_million_m3_After Competition Groups_Air Compressor Heat Recovery
Industrial | Ind ¦ Air Compressor Heat Recovery | 2029 | Economic | million_m3 | After Competition Groups | 17.5168 | 1244958.0364 | 1.245 | 2344.6456 | 0.007471 | 16 | Industrial_2029_Economic_million_m3_After Competition Groups_16 | Air Compressor Heat Recovery | 0.7471% | 1.245 | 17.5168 | Industrial_2029_Economic_million_m3_After Competition Groups_Air Compressor Heat Recovery
Industrial | Ind ¦ Air Compressor Heat Recovery | 2029 | Technical | million_m3 | After Competition Groups | 17.5168 | 1244958.0364 | 1.245 | 2426.3128 | 0.0072195 | 18 | Industrial_2029_Technical_million_m3_After Competition Groups_18 | Air Compressor Heat Recovery | 0.722% | 1.245 | 17.5168 | Industrial_2029_Technical_million_m3_After Competition Groups_Air Compressor Heat Recovery
Industrial | Ind ¦ High Efficiency Furnaces | 2029 | Economic | million_m3 | After Competition Groups | 16.071 | 5612089.4579 | 5.6121 | 2344.6456 | 0.0068543 | 17 | Industrial_2029_Economic_million_m3_After Competition Groups_17 | High Efficiency Furnaces | 0.6854% | 5.6121 | 16.071 | Industrial_2029_Economic_million_m3_After Competition Groups_High Efficiency Furnaces
Industrial | Ind ¦ High Efficiency Furnaces | 2029 | Technical | million_m3 | After Competition Groups | 16.071 | 5612089.4579 | 5.6121 | 2426.3128 | 0.0066236 | 19 | Industrial_2029_Technical_million_m3_After Competition Groups_19 | High Efficiency Furnaces | 0.6624% | 5.6121 | 16.071 | Industrial_2029_Technical_million_m3_After Competition Groups_High Efficiency Furnaces
Industrial | Ind ¦ High Efficiency Furnaces | 2029 | Achievable | million_m3 | After Competition Groups | 5.6458 | 5612089.4579 | 5.6121 | 963.8604 | 0.0058575 | 17 | Industrial_2029_Achievable_million_m3_After Competition Groups_17 | High Efficiency Furnaces | 0.5857% | 5.6121 | 5.6458 | Industrial_2029_Achievable_million_m3_After Competition Groups_High Efficiency Furnaces
Industrial | Ind ¦ Steam Turbine Optimization | 2029 | Economic | million_m3 | After Competition Groups | 11.2104 | 908730.0814 | 0.90873 | 2344.6456 | 0.0047813 | 18 | Industrial_2029_Economic_million_m3_After Competition Groups_18 | Steam Turbine Optimization | 0.4781% | 0.90873 | 11.2104 | Industrial_2029_Economic_million_m3_After Competition Groups_Steam Turbine Optimization
Industrial | Ind ¦ Steam Turbine Optimization | 2029 | Achievable | million_m3 | After Competition Groups | 4.5909 | 908730.0814 | 0.90873 | 963.8604 | 0.004763 | 18 | Industrial_2029_Achievable_million_m3_After Competition Groups_18 | Steam Turbine Optimization | 0.4763% | 0.90873 | 4.5909 | Industrial_2029_Achievable_million_m3_After Competition Groups_Steam Turbine Optimization
Industrial | Ind ¦ Steam Turbine Optimization | 2029 | Technical | million_m3 | After Competition Groups | 11.2104 | 908730.0814 | 0.90873 | 2426.3128 | 0.0046203 | 20 | Industrial_2029_Technical_million_m3_After Competition Groups_20 | Steam Turbine Optimization | 0.462% | 0.90873 | 11.2104 | Industrial_2029_Technical_million_m3_After Competition Groups_Steam Turbine Optimization
Industrial | Ind ¦ Process Optimization (Gas) | 2029 | Economic | million_m3 | After Competition Groups | 10.2948 | 76259.0388 | 0.076259 | 2344.6456 | 0.0043907 | 19 | Industrial_2029_Economic_million_m3_After Competition Groups_19 | Process Optimization (Gas) | 0.4391% | 0.076259 | 10.2948 | Industrial_2029_Economic_million_m3_After Competition Groups_Process Optimization (Gas)
Industrial | Ind ¦ Process Optimization (Gas) | 2029 | Technical | million_m3 | After Competition Groups | 10.2948 | 76259.0388 | 0.076259 | 2426.3128 | 0.004243 | 21 | Industrial_2029_Technical_million_m3_After Competition Groups_21 | Process Optimization (Gas) | 0.4243% | 0.076259 | 10.2948 | Industrial_2029_Technical_million_m3_After Competition Groups_Process Optimization (Gas)
Industrial | Ind ¦ Gas Turbine Optimization | 2029 | Economic | million_m3 | After Competition Groups | 8.4078 | 681547.561 | 0.68155 | 2344.6456 | 0.003586 | 20 | Industrial_2029_Economic_million_m3_After Competition Groups_20 | Gas Turbine Optimization | 0.3586% | 0.68155 | 8.4078 | Industrial_2029_Economic_million_m3_After Competition Groups_Gas Turbine Optimization
Industrial | Ind ¦ Gas Turbine Optimization | 2029 | Achievable | million_m3 | After Competition Groups | 3.4432 | 681547.561 | 0.68155 | 963.8604 | 0.0035723 | 19 | Industrial_2029_Achievable_million_m3_After Competition Groups_19 | Gas Turbine Optimization | 0.3572% | 0.68155 | 3.4432 | Industrial_2029_Achievable_million_m3_After Competition Groups_Gas Turbine Optimization
Industrial | Ind ¦ Gas Turbine Optimization | 2029 | Technical | million_m3 | After Competition Groups | 8.4078 | 681547.561 | 0.68155 | 2426.3128 | 0.0034653 | 22 | Industrial_2029_Technical_million_m3_After Competition Groups_22 | Gas Turbine Optimization | 0.3465% | 0.68155 | 8.4078 | Industrial_2029_Technical_million_m3_After Competition Groups_Gas Turbine Optimization
Industrial | Ind ¦ HE Stock Tank | 2029 | Economic | million_m3 | After Competition Groups | 7.6898 | 199768.1836 | 0.19977 | 2344.6456 | 0.0032797 | 21 | Industrial_2029_Economic_million_m3_After Competition Groups_21 | HE Stock Tank | 0.328% | 0.19977 | 7.6898 | Industrial_2029_Economic_million_m3_After Competition Groups_HE Stock Tank
Industrial | Ind ¦ HE Stock Tank | 2029 | Technical | million_m3 | After Competition Groups | 7.6898 | 199768.1836 | 0.19977 | 2426.3128 | 0.0031693 | 23 | Industrial_2029_Technical_million_m3_After Competition Groups_23 | HE Stock Tank | 0.3169% | 0.19977 | 7.6898 | Industrial_2029_Technical_million_m3_After Competition Groups_HE Stock Tank
Industrial | Ind ¦ HE Stock Tank | 2029 | Achievable | million_m3 | After Competition Groups | 2.6596 | 199768.1836 | 0.19977 | 963.8604 | 0.0027593 | 20 | Industrial_2029_Achievable_million_m3_After Competition Groups_20 | HE Stock Tank | 0.2759% | 0.19977 | 2.6596 | Industrial_2029_Achievable_million_m3_After Competition Groups_HE Stock Tank
Industrial | Ind ¦ Solar Walls | 2029 | Achievable | million_m3 | After Competition Groups | 2.4469 | 1751758.5403 | 1.7518 | 963.8604 | 0.0025386 | 21 | Industrial_2029_Achievable_million_m3_After Competition Groups_21 | Solar Walls | 0.2539% | 1.7518 | 2.4469 | Industrial_2029_Achievable_million_m3_After Competition Groups_Solar Walls
Industrial | Ind ¦ Ventilation Optimization (Gas) | 2029 | Achievable | million_m3 | After Competition Groups | 2.4431 | 0 | 0 | 963.8604 | 0.0025347 | 22 | Industrial_2029_Achievable_million_m3_After Competition Groups_22 | Ventilation Optimization (Gas) | 0.2535% | 0 | 2.4431 | Industrial_2029_Achievable_million_m3_After Competition Groups_Ventilation Optimization (Gas)
Industrial | Ind ¦ Solar Walls | 2029 | Economic | million_m3 | After Competition Groups | 5.5493 | 1751758.5403 | 1.7518 | 2344.6456 | 0.0023668 | 22 | Industrial_2029_Economic_million_m3_After Competition Groups_22 | Solar Walls | 0.2367% | 1.7518 | 5.5493 | Industrial_2029_Economic_million_m3_After Competition Groups_Solar Walls
Industrial | Ind ¦ Ventilation Optimization (Gas) | 2029 | Economic | million_m3 | After Competition Groups | 5.4508 | 0 | 0 | 2344.6456 | 0.0023248 | 23 | Industrial_2029_Economic_million_m3_After Competition Groups_23 | Ventilation Optimization (Gas) | 0.2325% | 0 | 5.4508 | Industrial_2029_Economic_million_m3_After Competition Groups_Ventilation Optimization (Gas)
Industrial | Ind ¦ Solar Walls | 2029 | Technical | million_m3 | After Competition Groups | 5.5493 | 1751758.5403 | 1.7518 | 2426.3128 | 0.0022871 | 24 | Industrial_2029_Technical_million_m3_After Competition Groups_24 | Solar Walls | 0.2287% | 1.7518 | 5.5493 | Industrial_2029_Technical_million_m3_After Competition Groups_Solar Walls
Industrial | Ind ¦ Ventilation Optimization (Gas) | 2029 | Technical | million_m3 | After Competition Groups | 5.4508 | 0 | 0 | 2426.3128 | 0.0022466 | 25 | Industrial_2029_Technical_million_m3_After Competition Groups_25 | Ventilation Optimization (Gas) | 0.2247% | 0 | 5.4508 | Industrial_2029_Technical_million_m3_After Competition Groups_Ventilation Optimization (Gas)
Industrial | Ind ¦ HE HVAC Units | 2029 | Economic | million_m3 | After Competition Groups | 1.9197 | 375420.011 | 0.37542 | 2344.6456 | 0.00081876 | 24 | Industrial_2029_Economic_million_m3_After Competition Groups_24 | HE HVAC Units | 0.08188% | 0.37542 | 1.9197 | Industrial_2029_Economic_million_m3_After Competition Groups_HE HVAC Units
Industrial | Ind ¦ HE HVAC Units | 2029 | Technical | million_m3 | After Competition Groups | 1.9197 | 375420.011 | 0.37542 | 2426.3128 | 0.0007912 | 26 | Industrial_2029_Technical_million_m3_After Competition Groups_26 | HE HVAC Units | 0.07912% | 0.37542 | 1.9197 | Industrial_2029_Technical_million_m3_After Competition Groups_HE HVAC Units
Industrial | Ind ¦ HE HVAC Units | 2029 | Achievable | million_m3 | After Competition Groups | 0.74095 | 375420.011 | 0.37542 | 963.8604 | 0.00076873 | 23 | Industrial_2029_Achievable_million_m3_After Competition Groups_23 | HE HVAC Units | 0.07687% | 0.37542 | 0.74095 | Industrial_2029_Achievable_million_m3_After Competition Groups_HE HVAC Units
Industrial | Ind ¦ Process Optimization (Gas) | 2029 | Achievable | million_m3 | After Competition Groups | 0.7331 | 76259.0388 | 0.076259 | 963.8604 | 0.00076058 | 24 | Industrial_2029_Achievable_million_m3_After Competition Groups_24 | Process Optimization (Gas) | 0.07606% | 0.076259 | 0.7331 | Industrial_2029_Achievable_million_m3_After Competition Groups_Process Optimization (Gas)
Industrial | Ind ¦ Boiler Tune Up - Direct | 2029 | Technical | million_m3 | After Competition Groups | 1.6921 | 0 | 0 | 2426.3128 | 0.00069739 | 27 | Industrial_2029_Technical_million_m3_After Competition Groups_27 | Boiler Tune Up - Direct | 0.06974% | 0 | 1.6921 | Industrial_2029_Technical_million_m3_After Competition Groups_Boiler Tune Up - Direct
Industrial | Ind ¦ Process Heat Recovery (Gas) - HVAC | 2029 | Achievable | million_m3 | After Competition Groups | 0.54317 | 126996.7798 | 0.127 | 963.8604 | 0.00056353 | 25 | Industrial_2029_Achievable_million_m3_After Competition Groups_25 | Process Heat Recovery (Gas) - HVAC | 0.05635% | 0.127 | 0.54317 | Industrial_2029_Achievable_million_m3_After Competition Groups_Process Heat Recovery (Gas) - HVAC
Industrial | Ind ¦ Process Heat Recovery (Gas) - HVAC | 2029 | Economic | million_m3 | After Competition Groups | 1.1616 | 126996.7798 | 0.127 | 2344.6456 | 0.00049541 | 25 | Industrial_2029_Economic_million_m3_After Competition Groups_25 | Process Heat Recovery (Gas) - HVAC | 0.04954% | 0.127 | 1.1616 | Industrial_2029_Economic_million_m3_After Competition Groups_Process Heat Recovery (Gas) - HVAC
Industrial | Ind ¦ Process Heat Recovery (Gas) - HVAC | 2029 | Technical | million_m3 | After Competition Groups | 1.1616 | 126996.7798 | 0.127 | 2426.3128 | 0.00047874 | 28 | Industrial_2029_Technical_million_m3_After Competition Groups_28 | Process Heat Recovery (Gas) - HVAC | 0.04787% | 0.127 | 1.1616 | Industrial_2029_Technical_million_m3_After Competition Groups_Process Heat Recovery (Gas) - HVAC
Industrial | Ind ¦ Insulation - Steam - Direct | 2029 | Economic | million_m3 | After Competition Groups | 0.77438 | 21425.2734 | 0.021425 | 2344.6456 | 0.00033028 | 26 | Industrial_2029_Economic_million_m3_After Competition Groups_26 | Insulation - Steam - Direct | 0.03303% | 0.021425 | 0.77438 | Industrial_2029_Economic_million_m3_After Competition Groups_Insulation - Steam - Direct
Industrial | Ind ¦ Insulation - Steam - Direct | 2029 | Achievable | million_m3 | After Competition Groups | 0.31264 | 21425.2734 | 0.021425 | 963.8604 | 0.00032436 | 26 | Industrial_2029_Achievable_million_m3_After Competition Groups_26 | Insulation - Steam - Direct | 0.03244% | 0.021425 | 0.31264 | Industrial_2029_Achievable_million_m3_After Competition Groups_Insulation - Steam - Direct
Industrial | Ind ¦ Insulation - Steam - Direct | 2029 | Technical | million_m3 | After Competition Groups | 0.77438 | 21425.2734 | 0.021425 | 2426.3128 | 0.00031916 | 29 | Industrial_2029_Technical_million_m3_After Competition Groups_29 | Insulation - Steam - Direct | 0.03192% | 0.021425 | 0.77438 | Industrial_2029_Technical_million_m3_After Competition Groups_Insulation - Steam - Direct
Industrial | Ind ¦ Insulation - Steam - HVAC | 2029 | Achievable | million_m3 | After Competition Groups | 0.075308 | 5100.2876 | 0.0051003 | 963.8604 | 7.8132e-05 | 27 | Industrial_2029_Achievable_million_m3_After Competition Groups_27 | Insulation - Steam - HVAC | 0.007813% | 0.0051003 | 0.075308 | Industrial_2029_Achievable_million_m3_After Competition Groups_Insulation - Steam - HVAC
Industrial | Ind ¦ Insulation - Steam - HVAC | 2029 | Economic | million_m3 | After Competition Groups | 0.16104 | 5100.2876 | 0.0051003 | 2344.6456 | 6.8685e-05 | 27 | Industrial_2029_Economic_million_m3_After Competition Groups_27 | Insulation - Steam - HVAC | 0.006869% | 0.0051003 | 0.16104 | Industrial_2029_Economic_million_m3_After Competition Groups_Insulation - Steam - HVAC
Industrial | Ind ¦ Insulation - Steam - HVAC | 2029 | Technical | million_m3 | After Competition Groups | 0.16104 | 5100.2876 | 0.0051003 | 2426.3128 | 6.6373e-05 | 30 | Industrial_2029_Technical_million_m3_After Competition Groups_30 | Insulation - Steam - HVAC | 0.006637% | 0.0051003 | 0.16104 | Industrial_2029_Technical_million_m3_After Competition Groups_Insulation - Steam - HVAC
Industrial | Ind ¦ Boiler Tune Up - HVAC | 2029 | Technical | million_m3 | After Competition Groups | 0.14641 | 0 | 0 | 2426.3128 | 6.0343e-05 | 31 | Industrial_2029_Technical_million_m3_After Competition Groups_31 | Boiler Tune Up - HVAC | 0.006034% | 0 | 0.14641 | Industrial_2029_Technical_million_m3_After Competition Groups_Boiler Tune Up - HVAC
Industrial | Ind ¦ Boiler Tune Up | 2029 | Achievable | million_m3 | After Competition Groups | 0 | 0 | 0 | 963.8604 | 0 | 28 | Industrial_2029_Achievable_million_m3_After Competition Groups_28 | Boiler Tune Up | 0% | 0 | 0 | Industrial_2029_Achievable_million_m3_After Competition Groups_Boiler Tune Up
Industrial | Ind ¦ Boiler Tune Up | 2029 | Economic | million_m3 | After Competition Groups | 0 | 0 | 0 | 2344.6456 | 0 | 28 | Industrial_2029_Economic_million_m3_After Competition Groups_28 | Boiler Tune Up | 0% | 0 | 0 | Industrial_2029_Economic_million_m3_After Competition Groups_Boiler Tune Up
Industrial | Ind ¦ Boiler Tune Up - Direct | 2029 | Achievable | million_m3 | After Competition Groups | 0 | 0 | 0 | 963.8604 | 0 | 29 | Industrial_2029_Achievable_million_m3_After Competition Groups_29 | Boiler Tune Up - Direct | 0% | 0 | 0 | Industrial_2029_Achievable_million_m3_After Competition Groups_Boiler Tune Up - Direct
Industrial | Ind ¦ Boiler Tune Up - Direct | 2029 | Economic | million_m3 | After Competition Groups | 0 | 0 | 0 | 2344.6456 | 0 | 29 | Industrial_2029_Economic_million_m3_After Competition Groups_29 | Boiler Tune Up - Direct | 0% | 0 | 0 | Industrial_2029_Economic_million_m3_After Competition Groups_Boiler Tune Up - Direct
Industrial | Ind ¦ Boiler Tune Up - HVAC | 2029 | Achievable | million_m3 | After Competition Groups | 0 | 0 | 0 | 963.8604 | 0 | 30 | Industrial_2029_Achievable_million_m3_After Competition Groups_30 | Boiler Tune Up - HVAC | 0% | 0 | 0 | Industrial_2029_Achievable_million_m3_After Competition Groups_Boiler Tune Up - HVAC
Industrial | Ind ¦ Boiler Tune Up - HVAC | 2029 | Economic | million_m3 | After Competition Groups | 0 | 0 | 0 | 2344.6456 | 0 | 30 | Industrial_2029_Economic_million_m3_After Competition Groups_30 | Boiler Tune Up - HVAC | 0% | 0 | 0 | Industrial_2029_Economic_million_m3_After Competition Groups_Boiler Tune Up - HVAC
Industrial | Ind ¦ Process Heat Improvements | 2030 | Economic | million_m3 | After Competition Groups | 761.4113 | 54740958.122 | 54.741 | 2384.9884 | 0.31925 | 1 | Industrial_2030_Economic_million_m3_After Competition Groups_1 | Process Heat Improvements | 31.93% | 54.741 | 761.4113 | Industrial_2030_Economic_million_m3_After Competition Groups_Process Heat Improvements
Industrial | Ind ¦ Process Heat Improvements | 2030 | Technical | million_m3 | After Competition Groups | 761.4113 | 54740958.122 | 54.741 | 2466.6557 | 0.30868 | 1 | Industrial_2030_Technical_million_m3_After Competition Groups_1 | Process Heat Improvements | 30.87% | 54.741 | 761.4113 | Industrial_2030_Technical_million_m3_After Competition Groups_Process Heat Improvements
Industrial | Ind ¦ Process Heat Improvements | 2030 | Achievable | million_m3 | After Competition Groups | 314.2351 | 54740958.122 | 54.741 | 1137.0409 | 0.27636 | 1 | Industrial_2030_Achievable_million_m3_After Competition Groups_1 | Process Heat Improvements | 27.64% | 54.741 | 314.2351 | Industrial_2030_Achievable_million_m3_After Competition Groups_Process Heat Improvements
Industrial | Ind ¦ Process Heat Recovery (Gas) | 2030 | Achievable | million_m3 | After Competition Groups | 170.8428 | 35136181.5748 | 35.1362 | 1137.0409 | 0.15025 | 2 | Industrial_2030_Achievable_million_m3_After Competition Groups_2 | Process Heat Recovery (Gas) | 15.03% | 35.1362 | 170.8428 | Industrial_2030_Achievable_million_m3_After Competition Groups_Process Heat Recovery (Gas)
Industrial | Ind ¦ Boiler Upgrade | 2030 | Achievable | million_m3 | After Competition Groups | 165.8951 | 38328013.8572 | 38.328 | 1137.0409 | 0.1459 | 3 | Industrial_2030_Achievable_million_m3_After Competition Groups_3 | Boiler Upgrade | 14.59% | 38.328 | 165.8951 | Industrial_2030_Achievable_million_m3_After Competition Groups_Boiler Upgrade
Industrial | Ind ¦ Process Heat Recovery (Gas) | 2030 | Economic | million_m3 | After Competition Groups | 347.5632 | 35136181.5748 | 35.1362 | 2384.9884 | 0.14573 | 2 | Industrial_2030_Economic_million_m3_After Competition Groups_2 | Process Heat Recovery (Gas) | 14.57% | 35.1362 | 347.5632 | Industrial_2030_Economic_million_m3_After Competition Groups_Process Heat Recovery (Gas)
Industrial | Ind ¦ Process Heat Recovery (Gas) | 2030 | Technical | million_m3 | After Competition Groups | 347.5632 | 35136181.5748 | 35.1362 | 2466.6557 | 0.1409 | 2 | Industrial_2030_Technical_million_m3_After Competition Groups_2 | Process Heat Recovery (Gas) | 14.09% | 35.1362 | 347.5632 | Industrial_2030_Technical_million_m3_After Competition Groups_Process Heat Recovery (Gas)
Industrial | Ind ¦ Boiler Upgrade | 2030 | Economic | million_m3 | After Competition Groups | 291.3516 | 38328013.8572 | 38.328 | 2384.9884 | 0.12216 | 3 | Industrial_2030_Economic_million_m3_After Competition Groups_3 | Boiler Upgrade | 12.22% | 38.328 | 291.3516 | Industrial_2030_Economic_million_m3_After Competition Groups_Boiler Upgrade
Industrial | Ind ¦ Boiler Upgrade | 2030 | Technical | million_m3 | After Competition Groups | 291.3516 | 38328013.8572 | 38.328 | 2466.6557 | 0.11812 | 3 | Industrial_2030_Technical_million_m3_After Competition Groups_3 | Boiler Upgrade | 11.81% | 38.328 | 291.3516 | Industrial_2030_Technical_million_m3_After Competition Groups_Boiler Upgrade
Industrial | Ind ¦ Recommissioning | 2030 | Achievable | million_m3 | After Competition Groups | 125.8668 | 9940494.5901 | 9.9405 | 1137.0409 | 0.1107 | 4 | Industrial_2030_Achievable_million_m3_After Competition Groups_4 | Recommissioning | 11.07% | 9.9405 | 125.8668 | Industrial_2030_Achievable_million_m3_After Competition Groups_Recommissioning
Industrial | Ind ¦ Recommissioning | 2030 | Economic | million_m3 | After Competition Groups | 252.3014 | 9940494.5901 | 9.9405 | 2384.9884 | 0.10579 | 4 | Industrial_2030_Economic_million_m3_After Competition Groups_4 | Recommissioning | 10.58% | 9.9405 | 252.3014 | Industrial_2030_Economic_million_m3_After Competition Groups_Recommissioning
Industrial | Ind ¦ Recommissioning | 2030 | Technical | million_m3 | After Competition Groups | 252.3014 | 9940494.5901 | 9.9405 | 2466.6557 | 0.10228 | 4 | Industrial_2030_Technical_million_m3_After Competition Groups_4 | Recommissioning | 10.23% | 9.9405 | 252.3014 | Industrial_2030_Technical_million_m3_After Competition Groups_Recommissioning
Industrial | Ind ¦ Improved Controls -Process Heating Gas | 2030 | Achievable | million_m3 | After Competition Groups | 78.0708 | 8456242.8872 | 8.4562 | 1137.0409 | 0.068661 | 5 | Industrial_2030_Achievable_million_m3_After Competition Groups_5 | Improved Controls -Process Heating Gas | 6.866% | 8.4562 | 78.0708 | Industrial_2030_Achievable_million_m3_After Competition Groups_Improved Controls -Process Heating Gas
Industrial | Ind ¦ Improved Controls -Process Heating Gas | 2030 | Economic | million_m3 | After Competition Groups | 159.4785 | 8456242.8872 | 8.4562 | 2384.9884 | 0.066868 | 5 | Industrial_2030_Economic_million_m3_After Competition Groups_5 | Improved Controls -Process Heating Gas | 6.687% | 8.4562 | 159.4785 | Industrial_2030_Economic_million_m3_After Competition Groups_Improved Controls -Process Heating Gas
Industrial | Ind ¦ Improved Controls -Process Heating Gas | 2030 | Technical | million_m3 | After Competition Groups | 159.4785 | 8456242.8872 | 8.4562 | 2466.6557 | 0.064654 | 5 | Industrial_2030_Technical_million_m3_After Competition Groups_5 | Improved Controls -Process Heating Gas | 6.465% | 8.4562 | 159.4785 | Industrial_2030_Technical_million_m3_After Competition Groups_Improved Controls -Process Heating Gas
Industrial | Ind ¦ High Efficiency Burners | 2030 | Economic | million_m3 | After Competition Groups | 143.6994 | 16312461.408 | 16.3125 | 2384.9884 | 0.060252 | 6 | Industrial_2030_Economic_million_m3_After Competition Groups_6 | High Efficiency Burners | 6.025% | 16.3125 | 143.6994 | Industrial_2030_Economic_million_m3_After Competition Groups_High Efficiency Burners
Industrial | Ind ¦ High Efficiency Burners | 2030 | Technical | million_m3 | After Competition Groups | 143.6994 | 16312461.408 | 16.3125 | 2466.6557 | 0.058257 | 6 | Industrial_2030_Technical_million_m3_After Competition Groups_6 | High Efficiency Burners | 5.826% | 16.3125 | 143.6994 | Industrial_2030_Technical_million_m3_After Competition Groups_High Efficiency Burners
Industrial | Ind ¦ High Efficiency Burners | 2030 | Achievable | million_m3 | After Competition Groups | 59.8417 | 16312461.408 | 16.3125 | 1137.0409 | 0.052629 | 6 | Industrial_2030_Achievable_million_m3_After Competition Groups_6 | High Efficiency Burners | 5.263% | 16.3125 | 59.8417 | Industrial_2030_Achievable_million_m3_After Competition Groups_High Efficiency Burners
Industrial | Ind ¦ Greenhouse Envelope Improvements | 2030 | Achievable | million_m3 | After Competition Groups | 55.7603 | 604952.2136 | 0.60495 | 1137.0409 | 0.04904 | 7 | Industrial_2030_Achievable_million_m3_After Competition Groups_7 | Greenhouse Envelope Improvements | 4.904% | 0.60495 | 55.7603 | Industrial_2030_Achievable_million_m3_After Competition Groups_Greenhouse Envelope Improvements
Industrial | Ind ¦ Greenhouse Envelope Improvements | 2030 | Economic | million_m3 | After Competition Groups | 88.6198 | 604952.2136 | 0.60495 | 2384.9884 | 0.037157 | 7 | Industrial_2030_Economic_million_m3_After Competition Groups_7 | Greenhouse Envelope Improvements | 3.716% | 0.60495 | 88.6198 | Industrial_2030_Economic_million_m3_After Competition Groups_Greenhouse Envelope Improvements
Industrial | Ind ¦ Greenhouse Envelope Improvements | 2030 | Technical | million_m3 | After Competition Groups | 88.6198 | 604952.2136 | 0.60495 | 2466.6557 | 0.035927 | 7 | Industrial_2030_Technical_million_m3_After Competition Groups_7 | Greenhouse Envelope Improvements | 3.593% | 0.60495 | 88.6198 | Industrial_2030_Technical_million_m3_After Competition Groups_Greenhouse Envelope Improvements
Industrial | Ind ¦ Insulation - Steam | 2030 | Achievable | million_m3 | After Competition Groups | 24.0797 | 1427942.6793 | 1.4279 | 1137.0409 | 0.021178 | 8 | Industrial_2030_Achievable_million_m3_After Competition Groups_8 | Insulation - Steam | 2.118% | 1.4279 | 24.0797 | Industrial_2030_Achievable_million_m3_After Competition Groups_Insulation - Steam
Industrial | Ind ¦ Boiler Tune Up | 2030 | Technical | million_m3 | After Competition Groups | 49.6965 | 0 | 0 | 2466.6557 | 0.020147 | 8 | Industrial_2030_Technical_million_m3_After Competition Groups_8 | Boiler Tune Up | 2.015% | 0 | 49.6965 | Industrial_2030_Technical_million_m3_After Competition Groups_Boiler Tune Up
Industrial | Ind ¦ Insulation - Steam | 2030 | Economic | million_m3 | After Competition Groups | 47.7841 | 1427942.6793 | 1.4279 | 2384.9884 | 0.020035 | 8 | Industrial_2030_Economic_million_m3_After Competition Groups_8 | Insulation - Steam | 2.004% | 1.4279 | 47.7841 | Industrial_2030_Economic_million_m3_After Competition Groups_Insulation - Steam
Industrial | Ind ¦ Insulation - Steam | 2030 | Technical | million_m3 | After Competition Groups | 47.7841 | 1427942.6793 | 1.4279 | 2466.6557 | 0.019372 | 9 | Industrial_2030_Technical_million_m3_After Competition Groups_9 | Insulation - Steam | 1.937% | 1.4279 | 47.7841 | Industrial_2030_Technical_million_m3_After Competition Groups_Insulation - Steam
Industrial | Ind ¦ VAV Conversion Project (Gas) | 2030 | Achievable | million_m3 | After Competition Groups | 21.2719 | 7773817.3526 | 7.7738 | 1137.0409 | 0.018708 | 9 | Industrial_2030_Achievable_million_m3_After Competition Groups_9 | VAV Conversion Project (Gas) | 1.871% | 7.7738 | 21.2719 | Industrial_2030_Achievable_million_m3_After Competition Groups_VAV Conversion Project (Gas)
Industrial | Ind ¦ High Efficiency HVAC Fans (Gas) | 2030 | Achievable | million_m3 | After Competition Groups | 20.6763 | 4034832.9269 | 4.0348 | 1137.0409 | 0.018184 | 10 | Industrial_2030_Achievable_million_m3_After Competition Groups_10 | High Efficiency HVAC Fans (Gas) | 1.818% | 4.0348 | 20.6763 | Industrial_2030_Achievable_million_m3_After Competition Groups_High Efficiency HVAC Fans (Gas)
Industrial | Ind ¦ VAV Conversion Project (Gas) | 2030 | Economic | million_m3 | After Competition Groups | 41.1819 | 7773817.3526 | 7.7738 | 2384.9884 | 0.017267 | 9 | Industrial_2030_Economic_million_m3_After Competition Groups_9 | VAV Conversion Project (Gas) | 1.727% | 7.7738 | 41.1819 | Industrial_2030_Economic_million_m3_After Competition Groups_VAV Conversion Project (Gas)
Industrial | Ind ¦ High Efficiency HVAC Fans (Gas) | 2030 | Economic | million_m3 | After Competition Groups | 40.457 | 4034832.9269 | 4.0348 | 2384.9884 | 0.016963 | 10 | Industrial_2030_Economic_million_m3_After Competition Groups_10 | High Efficiency HVAC Fans (Gas) | 1.696% | 4.0348 | 40.457 | Industrial_2030_Economic_million_m3_After Competition Groups_High Efficiency HVAC Fans (Gas)
Industrial | Ind ¦ VAV Conversion Project (Gas) | 2030 | Technical | million_m3 | After Competition Groups | 41.1819 | 7773817.3526 | 7.7738 | 2466.6557 | 0.016695 | 10 | Industrial_2030_Technical_million_m3_After Competition Groups_10 | VAV Conversion Project (Gas) | 1.67% | 7.7738 | 41.1819 | Industrial_2030_Technical_million_m3_After Competition Groups_VAV Conversion Project (Gas)
Industrial | Ind ¦ High Efficiency HVAC Fans (Gas) | 2030 | Technical | million_m3 | After Competition Groups | 40.457 | 4034832.9269 | 4.0348 | 2466.6557 | 0.016402 | 11 | Industrial_2030_Technical_million_m3_After Competition Groups_11 | High Efficiency HVAC Fans (Gas) | 1.64% | 4.0348 | 40.457 | Industrial_2030_Technical_million_m3_After Competition Groups_High Efficiency HVAC Fans (Gas)
Industrial | Ind ¦ HE HVAC Controls | 2030 | Achievable | million_m3 | After Competition Groups | 14.4673 | 5216733.8999 | 5.2167 | 1137.0409 | 0.012724 | 11 | Industrial_2030_Achievable_million_m3_After Competition Groups_11 | HE HVAC Controls | 1.272% | 5.2167 | 14.4673 | Industrial_2030_Achievable_million_m3_After Competition Groups_HE HVAC Controls
Industrial | Ind ¦ Steam Leak Repairs | 2030 | Technical | million_m3 | After Competition Groups | 30.1322 | 0 | 0 | 2466.6557 | 0.012216 | 12 | Industrial_2030_Technical_million_m3_After Competition Groups_12 | Steam Leak Repairs | 1.222% | 0 | 30.1322 | Industrial_2030_Technical_million_m3_After Competition Groups_Steam Leak Repairs
Industrial | Ind ¦ HE HVAC Controls | 2030 | Economic | million_m3 | After Competition Groups | 27.1925 | 5216733.8999 | 5.2167 | 2384.9884 | 0.011402 | 11 | Industrial_2030_Economic_million_m3_After Competition Groups_11 | HE HVAC Controls | 1.14% | 5.2167 | 27.1925 | Industrial_2030_Economic_million_m3_After Competition Groups_HE HVAC Controls
Industrial | Ind ¦ Loading Dock Seals | 2030 | Economic | million_m3 | After Competition Groups | 27.1925 | 8925404.9862 | 8.9254 | 2384.9884 | 0.011402 | 12 | Industrial_2030_Economic_million_m3_After Competition Groups_12 | Loading Dock Seals | 1.14% | 8.9254 | 27.1925 | Industrial_2030_Economic_million_m3_After Competition Groups_Loading Dock Seals
Industrial | Ind ¦ Direct Contact Water Heaters | 2030 | Achievable | million_m3 | After Competition Groups | 12.7334 | 0 | 0 | 1137.0409 | 0.011199 | 12 | Industrial_2030_Achievable_million_m3_After Competition Groups_12 | Direct Contact Water Heaters | 1.12% | 0 | 12.7334 | Industrial_2030_Achievable_million_m3_After Competition Groups_Direct Contact Water Heaters
Industrial | Ind ¦ HE HVAC Controls | 2030 | Technical | million_m3 | After Competition Groups | 27.1925 | 5216733.8999 | 5.2167 | 2466.6557 | 0.011024 | 13 | Industrial_2030_Technical_million_m3_After Competition Groups_13 | HE HVAC Controls | 1.102% | 5.2167 | 27.1925 | Industrial_2030_Technical_million_m3_After Competition Groups_HE HVAC Controls
Industrial | Ind ¦ Loading Dock Seals | 2030 | Technical | million_m3 | After Competition Groups | 27.1925 | 8925404.9862 | 8.9254 | 2466.6557 | 0.011024 | 14 | Industrial_2030_Technical_million_m3_After Competition Groups_14 | Loading Dock Seals | 1.102% | 8.9254 | 27.1925 | Industrial_2030_Technical_million_m3_After Competition Groups_Loading Dock Seals
Industrial | Ind ¦ Insulation - Steam (AG) | 2030 | Achievable | million_m3 | After Competition Groups | 12.5237 | 728310.2137 | 0.72831 | 1137.0409 | 0.011014 | 13 | Industrial_2030_Achievable_million_m3_After Competition Groups_13 | Insulation - Steam (AG) | 1.101% | 0.72831 | 12.5237 | Industrial_2030_Achievable_million_m3_After Competition Groups_Insulation - Steam (AG)
Industrial | Ind ¦ Loading Dock Seals | 2030 | Achievable | million_m3 | After Competition Groups | 12.3509 | 8925404.9862 | 8.9254 | 1137.0409 | 0.010862 | 14 | Industrial_2030_Achievable_million_m3_After Competition Groups_14 | Loading Dock Seals | 1.086% | 8.9254 | 12.3509 | Industrial_2030_Achievable_million_m3_After Competition Groups_Loading Dock Seals
Industrial | Ind ¦ Direct Contact Water Heaters | 2030 | Economic | million_m3 | After Competition Groups | 25.4307 | 0 | 0 | 2384.9884 | 0.010663 | 13 | Industrial_2030_Economic_million_m3_After Competition Groups_13 | Direct Contact Water Heaters | 1.066% | 0 | 25.4307 | Industrial_2030_Economic_million_m3_After Competition Groups_Direct Contact Water Heaters
Industrial | Ind ¦ Direct Contact Water Heaters | 2030 | Technical | million_m3 | After Competition Groups | 25.4307 | 0 | 0 | 2466.6557 | 0.01031 | 15 | Industrial_2030_Technical_million_m3_After Competition Groups_15 | Direct Contact Water Heaters | 1.031% | 0 | 25.4307 | Industrial_2030_Technical_million_m3_After Competition Groups_Direct Contact Water Heaters
Industrial | Ind ¦ Steam Trap Repair | 2030 | Achievable | million_m3 | After Competition Groups | 11.4566 | 3379217.3044 | 3.3792 | 1137.0409 | 0.010076 | 15 | Industrial_2030_Achievable_million_m3_After Competition Groups_15 | Steam Trap Repair | 1.008% | 3.3792 | 11.4566 | Industrial_2030_Achievable_million_m3_After Competition Groups_Steam Trap Repair
Industrial | Ind ¦ Steam Trap Repair | 2030 | Economic | million_m3 | After Competition Groups | 22.8723 | 3379217.3044 | 3.3792 | 2384.9884 | 0.0095901 | 14 | Industrial_2030_Economic_million_m3_After Competition Groups_14 | Steam Trap Repair | 0.959% | 3.3792 | 22.8723 | Industrial_2030_Economic_million_m3_After Competition Groups_Steam Trap Repair
Industrial | Ind ¦ Steam Trap Repair | 2030 | Technical | million_m3 | After Competition Groups | 22.8723 | 3379217.3044 | 3.3792 | 2466.6557 | 0.0092726 | 16 | Industrial_2030_Technical_million_m3_After Competition Groups_16 | Steam Trap Repair | 0.9273% | 3.3792 | 22.8723 | Industrial_2030_Technical_million_m3_After Competition Groups_Steam Trap Repair
Industrial | Ind ¦ Insulation - Steam (AG) | 2030 | Economic | million_m3 | After Competition Groups | 21.4812 | 728310.2137 | 0.72831 | 2384.9884 | 0.0090069 | 15 | Industrial_2030_Economic_million_m3_After Competition Groups_15 | Insulation - Steam (AG) | 0.9007% | 0.72831 | 21.4812 | Industrial_2030_Economic_million_m3_After Competition Groups_Insulation - Steam (AG)
Industrial | Ind ¦ Insulation - Steam (AG) | 2030 | Technical | million_m3 | After Competition Groups | 21.4812 | 728310.2137 | 0.72831 | 2466.6557 | 0.0087086 | 17 | Industrial_2030_Technical_million_m3_After Competition Groups_17 | Insulation - Steam (AG) | 0.8709% | 0.72831 | 21.4812 | Industrial_2030_Technical_million_m3_After Competition Groups_Insulation - Steam (AG)
Industrial | Ind ¦ Air Compressor Heat Recovery | 2030 | Achievable | million_m3 | After Competition Groups | 8.9687 | 1266615.9628 | 1.2666 | 1137.0409 | 0.0078877 | 16 | Industrial_2030_Achievable_million_m3_After Competition Groups_16 | Air Compressor Heat Recovery | 0.7888% | 1.2666 | 8.9687 | Industrial_2030_Achievable_million_m3_After Competition Groups_Air Compressor Heat Recovery
Industrial | Ind ¦ Air Compressor Heat Recovery | 2030 | Economic | million_m3 | After Competition Groups | 17.5168 | 1266615.9628 | 1.2666 | 2384.9884 | 0.0073446 | 16 | Industrial_2030_Economic_million_m3_After Competition Groups_16 | Air Compressor Heat Recovery | 0.7345% | 1.2666 | 17.5168 | Industrial_2030_Economic_million_m3_After Competition Groups_Air Compressor Heat Recovery
Industrial | Ind ¦ Air Compressor Heat Recovery | 2030 | Technical | million_m3 | After Competition Groups | 17.5168 | 1266615.9628 | 1.2666 | 2466.6557 | 0.0071014 | 18 | Industrial_2030_Technical_million_m3_After Competition Groups_18 | Air Compressor Heat Recovery | 0.7101% | 1.2666 | 17.5168 | Industrial_2030_Technical_million_m3_After Competition Groups_Air Compressor Heat Recovery
Industrial | Ind ¦ High Efficiency Furnaces | 2030 | Economic | million_m3 | After Competition Groups | 16.5416 | 5959540.7408 | 5.9595 | 2384.9884 | 0.0069357 | 17 | Industrial_2030_Economic_million_m3_After Competition Groups_17 | High Efficiency Furnaces | 0.6936% | 5.9595 | 16.5416 | Industrial_2030_Economic_million_m3_After Competition Groups_High Efficiency Furnaces
Industrial | Ind ¦ High Efficiency Furnaces | 2030 | Technical | million_m3 | After Competition Groups | 16.5416 | 5959540.7408 | 5.9595 | 2466.6557 | 0.0067061 | 19 | Industrial_2030_Technical_million_m3_After Competition Groups_19 | High Efficiency Furnaces | 0.6706% | 5.9595 | 16.5416 | Industrial_2030_Technical_million_m3_After Competition Groups_High Efficiency Furnaces
Industrial | Ind ¦ High Efficiency Furnaces | 2030 | Achievable | million_m3 | After Competition Groups | 6.7694 | 5959540.7408 | 5.9595 | 1137.0409 | 0.0059536 | 17 | Industrial_2030_Achievable_million_m3_After Competition Groups_17 | High Efficiency Furnaces | 0.5954% | 5.9595 | 6.7694 | Industrial_2030_Achievable_million_m3_After Competition Groups_High Efficiency Furnaces
Industrial | Ind ¦ Steam Turbine Optimization | 2030 | Achievable | million_m3 | After Competition Groups | 5.3993 | 933621.2193 | 0.93362 | 1137.0409 | 0.0047486 | 18 | Industrial_2030_Achievable_million_m3_After Competition Groups_18 | Steam Turbine Optimization | 0.4749% | 0.93362 | 5.3993 | Industrial_2030_Achievable_million_m3_After Competition Groups_Steam Turbine Optimization
Industrial | Ind ¦ Steam Turbine Optimization | 2030 | Economic | million_m3 | After Competition Groups | 11.2135 | 933621.2193 | 0.93362 | 2384.9884 | 0.0047017 | 18 | Industrial_2030_Economic_million_m3_After Competition Groups_18 | Steam Turbine Optimization | 0.4702% | 0.93362 | 11.2135 | Industrial_2030_Economic_million_m3_After Competition Groups_Steam Turbine Optimization
Industrial | Ind ¦ Steam Turbine Optimization | 2030 | Technical | million_m3 | After Competition Groups | 11.2135 | 933621.2193 | 0.93362 | 2466.6557 | 0.004546 | 20 | Industrial_2030_Technical_million_m3_After Competition Groups_20 | Steam Turbine Optimization | 0.4546% | 0.93362 | 11.2135 | Industrial_2030_Technical_million_m3_After Competition Groups_Steam Turbine Optimization
Industrial | Ind ¦ Process Optimization (Gas) | 2030 | Economic | million_m3 | After Competition Groups | 10.2948 | 83894.7937 | 0.083895 | 2384.9884 | 0.0043165 | 19 | Industrial_2030_Economic_million_m3_After Competition Groups_19 | Process Optimization (Gas) | 0.4316% | 0.083895 | 10.2948 | Industrial_2030_Economic_million_m3_After Competition Groups_Process Optimization (Gas)
Industrial | Ind ¦ Process Optimization (Gas) | 2030 | Technical | million_m3 | After Competition Groups | 10.2948 | 83894.7937 | 0.083895 | 2466.6557 | 0.0041736 | 21 | Industrial_2030_Technical_million_m3_After Competition Groups_21 | Process Optimization (Gas) | 0.4174% | 0.083895 | 10.2948 | Industrial_2030_Technical_million_m3_After Competition Groups_Process Optimization (Gas)
Industrial | Ind ¦ Gas Turbine Optimization | 2030 | Achievable | million_m3 | After Competition Groups | 4.0495 | 700215.9144 | 0.70022 | 1137.0409 | 0.0035614 | 19 | Industrial_2030_Achievable_million_m3_After Competition Groups_19 | Gas Turbine Optimization | 0.3561% | 0.70022 | 4.0495 | Industrial_2030_Achievable_million_m3_After Competition Groups_Gas Turbine Optimization
Industrial | Ind ¦ Gas Turbine Optimization | 2030 | Economic | million_m3 | After Competition Groups | 8.4101 | 700215.9144 | 0.70022 | 2384.9884 | 0.0035263 | 20 | Industrial_2030_Economic_million_m3_After Competition Groups_20 | Gas Turbine Optimization | 0.3526% | 0.70022 | 8.4101 | Industrial_2030_Economic_million_m3_After Competition Groups_Gas Turbine Optimization
Industrial | Ind ¦ Gas Turbine Optimization | 2030 | Technical | million_m3 | After Competition Groups | 8.4101 | 700215.9144 | 0.70022 | 2466.6557 | 0.0034095 | 22 | Industrial_2030_Technical_million_m3_After Competition Groups_22 | Gas Turbine Optimization | 0.341% | 0.70022 | 8.4101 | Industrial_2030_Technical_million_m3_After Competition Groups_Gas Turbine Optimization
Industrial | Ind ¦ HE Stock Tank | 2030 | Economic | million_m3 | After Competition Groups | 7.9356 | 212908.8927 | 0.21291 | 2384.9884 | 0.0033273 | 21 | Industrial_2030_Economic_million_m3_After Competition Groups_21 | HE Stock Tank | 0.3327% | 0.21291 | 7.9356 | Industrial_2030_Economic_million_m3_After Competition Groups_HE Stock Tank
Industrial | Ind ¦ HE Stock Tank | 2030 | Technical | million_m3 | After Competition Groups | 7.9356 | 212908.8927 | 0.21291 | 2466.6557 | 0.0032172 | 23 | Industrial_2030_Technical_million_m3_After Competition Groups_23 | HE Stock Tank | 0.3217% | 0.21291 | 7.9356 | Industrial_2030_Technical_million_m3_After Competition Groups_HE Stock Tank
Industrial | Ind ¦ HE Stock Tank | 2030 | Achievable | million_m3 | After Competition Groups | 3.1999 | 212908.8927 | 0.21291 | 1137.0409 | 0.0028142 | 20 | Industrial_2030_Achievable_million_m3_After Competition Groups_20 | HE Stock Tank | 0.2814% | 0.21291 | 3.1999 | Industrial_2030_Achievable_million_m3_After Competition Groups_HE Stock Tank
Industrial | Ind ¦ Solar Walls | 2030 | Achievable | million_m3 | After Competition Groups | 2.8693 | 1775607.4053 | 1.7756 | 1137.0409 | 0.0025234 | 21 | Industrial_2030_Achievable_million_m3_After Competition Groups_21 | Solar Walls | 0.2523% | 1.7756 | 2.8693 | Industrial_2030_Achievable_million_m3_After Competition Groups_Solar Walls
Industrial | Ind ¦ Ventilation Optimization (Gas) | 2030 | Achievable | million_m3 | After Competition Groups | 2.8643 | 0 | 0 | 1137.0409 | 0.0025191 | 22 | Industrial_2030_Achievable_million_m3_After Competition Groups_22 | Ventilation Optimization (Gas) | 0.2519% | 0 | 2.8643 | Industrial_2030_Achievable_million_m3_After Competition Groups_Ventilation Optimization (Gas)
Industrial | Ind ¦ Solar Walls | 2030 | Economic | million_m3 | After Competition Groups | 5.555 | 1775607.4053 | 1.7756 | 2384.9884 | 0.0023292 | 22 | Industrial_2030_Economic_million_m3_After Competition Groups_22 | Solar Walls | 0.2329% | 1.7756 | 5.555 | Industrial_2030_Economic_million_m3_After Competition Groups_Solar Walls
Industrial | Ind ¦ Ventilation Optimization (Gas) | 2030 | Economic | million_m3 | After Competition Groups | 5.4508 | 0 | 0 | 2384.9884 | 0.0022855 | 23 | Industrial_2030_Economic_million_m3_After Competition Groups_23 | Ventilation Optimization (Gas) | 0.2285% | 0 | 5.4508 | Industrial_2030_Economic_million_m3_After Competition Groups_Ventilation Optimization (Gas)
Industrial | Ind ¦ Solar Walls | 2030 | Technical | million_m3 | After Competition Groups | 5.555 | 1775607.4053 | 1.7756 | 2466.6557 | 0.002252 | 24 | Industrial_2030_Technical_million_m3_After Competition Groups_24 | Solar Walls | 0.2252% | 1.7756 | 5.555 | Industrial_2030_Technical_million_m3_After Competition Groups_Solar Walls
Industrial | Ind ¦ Ventilation Optimization (Gas) | 2030 | Technical | million_m3 | After Competition Groups | 5.4508 | 0 | 0 | 2466.6557 | 0.0022098 | 25 | Industrial_2030_Technical_million_m3_After Competition Groups_25 | Ventilation Optimization (Gas) | 0.221% | 0 | 5.4508 | Industrial_2030_Technical_million_m3_After Competition Groups_Ventilation Optimization (Gas)
Industrial | Ind ¦ HE HVAC Units | 2030 | Economic | million_m3 | After Competition Groups | 1.9558 | 398860.1255 | 0.39886 | 2384.9884 | 0.00082003 | 24 | Industrial_2030_Economic_million_m3_After Competition Groups_24 | HE HVAC Units | 0.082% | 0.39886 | 1.9558 | Industrial_2030_Economic_million_m3_After Competition Groups_HE HVAC Units
Industrial | Ind ¦ HE HVAC Units | 2030 | Technical | million_m3 | After Competition Groups | 1.9558 | 398860.1255 | 0.39886 | 2466.6557 | 0.00079288 | 26 | Industrial_2030_Technical_million_m3_After Competition Groups_26 | HE HVAC Units | 0.07929% | 0.39886 | 1.9558 | Industrial_2030_Technical_million_m3_After Competition Groups_HE HVAC Units
Industrial | Ind ¦ HE HVAC Units | 2030 | Achievable | million_m3 | After Competition Groups | 0.88126 | 398860.1255 | 0.39886 | 1137.0409 | 0.00077505 | 23 | Industrial_2030_Achievable_million_m3_After Competition Groups_23 | HE HVAC Units | 0.07751% | 0.39886 | 0.88126 | Industrial_2030_Achievable_million_m3_After Competition Groups_HE HVAC Units
Industrial | Ind ¦ Process Optimization (Gas) | 2030 | Achievable | million_m3 | After Competition Groups | 0.87523 | 83894.7937 | 0.083895 | 1137.0409 | 0.00076974 | 24 | Industrial_2030_Achievable_million_m3_After Competition Groups_24 | Process Optimization (Gas) | 0.07697% | 0.083895 | 0.87523 | Industrial_2030_Achievable_million_m3_After Competition Groups_Process Optimization (Gas)
Industrial | Ind ¦ Boiler Tune Up - Direct | 2030 | Technical | million_m3 | After Competition Groups | 1.6921 | 0 | 0 | 2466.6557 | 0.00068598 | 27 | Industrial_2030_Technical_million_m3_After Competition Groups_27 | Boiler Tune Up - Direct | 0.0686% | 0 | 1.6921 | Industrial_2030_Technical_million_m3_After Competition Groups_Boiler Tune Up - Direct
Industrial | Ind ¦ Process Heat Recovery (Gas) - HVAC | 2030 | Achievable | million_m3 | After Competition Groups | 0.63574 | 127634.3724 | 0.12763 | 1137.0409 | 0.00055911 | 25 | Industrial_2030_Achievable_million_m3_After Competition Groups_25 | Process Heat Recovery (Gas) - HVAC | 0.05591% | 0.12763 | 0.63574 | Industrial_2030_Achievable_million_m3_After Competition Groups_Process Heat Recovery (Gas) - HVAC
Industrial | Ind ¦ Process Heat Recovery (Gas) - HVAC | 2030 | Economic | million_m3 | After Competition Groups | 1.1616 | 127634.3724 | 0.12763 | 2384.9884 | 0.00048703 | 25 | Industrial_2030_Economic_million_m3_After Competition Groups_25 | Process Heat Recovery (Gas) - HVAC | 0.0487% | 0.12763 | 1.1616 | Industrial_2030_Economic_million_m3_After Competition Groups_Process Heat Recovery (Gas) - HVAC
Industrial | Ind ¦ Process Heat Recovery (Gas) - HVAC | 2030 | Technical | million_m3 | After Competition Groups | 1.1616 | 127634.3724 | 0.12763 | 2466.6557 | 0.00047091 | 28 | Industrial_2030_Technical_million_m3_After Competition Groups_28 | Process Heat Recovery (Gas) - HVAC | 0.04709% | 0.12763 | 1.1616 | Industrial_2030_Technical_million_m3_After Competition Groups_Process Heat Recovery (Gas) - HVAC
Industrial | Ind ¦ Insulation - Steam - Direct | 2030 | Economic | million_m3 | After Competition Groups | 0.77438 | 22069.6373 | 0.02207 | 2384.9884 | 0.00032469 | 26 | Industrial_2030_Economic_million_m3_After Competition Groups_26 | Insulation - Steam - Direct | 0.03247% | 0.02207 | 0.77438 | Industrial_2030_Economic_million_m3_After Competition Groups_Insulation - Steam - Direct
Industrial | Ind ¦ Insulation - Steam - Direct | 2030 | Achievable | million_m3 | After Competition Groups | 0.3679 | 22069.6373 | 0.02207 | 1137.0409 | 0.00032356 | 26 | Industrial_2030_Achievable_million_m3_After Competition Groups_26 | Insulation - Steam - Direct | 0.03236% | 0.02207 | 0.3679 | Industrial_2030_Achievable_million_m3_After Competition Groups_Insulation - Steam - Direct
Industrial | Ind ¦ Insulation - Steam - Direct | 2030 | Technical | million_m3 | After Competition Groups | 0.77438 | 22069.6373 | 0.02207 | 2466.6557 | 0.00031394 | 29 | Industrial_2030_Technical_million_m3_After Competition Groups_29 | Insulation - Steam - Direct | 0.03139% | 0.02207 | 0.77438 | Industrial_2030_Technical_million_m3_After Competition Groups_Insulation - Steam - Direct
Industrial | Ind ¦ Insulation - Steam - HVAC | 2030 | Achievable | million_m3 | After Competition Groups | 0.088142 | 5125.8726 | 0.0051259 | 1137.0409 | 7.7519e-05 | 27 | Industrial_2030_Achievable_million_m3_After Competition Groups_27 | Insulation - Steam - HVAC | 0.007752% | 0.0051259 | 0.088142 | Industrial_2030_Achievable_million_m3_After Competition Groups_Insulation - Steam - HVAC
Industrial | Ind ¦ Insulation - Steam - HVAC | 2030 | Economic | million_m3 | After Competition Groups | 0.16104 | 5125.8726 | 0.0051259 | 2384.9884 | 6.7523e-05 | 27 | Industrial_2030_Economic_million_m3_After Competition Groups_27 | Insulation - Steam - HVAC | 0.006752% | 0.0051259 | 0.16104 | Industrial_2030_Economic_million_m3_After Competition Groups_Insulation - Steam - HVAC
Industrial | Ind ¦ Insulation - Steam - HVAC | 2030 | Technical | million_m3 | After Competition Groups | 0.16104 | 5125.8726 | 0.0051259 | 2466.6557 | 6.5288e-05 | 30 | Industrial_2030_Technical_million_m3_After Competition Groups_30 | Insulation - Steam - HVAC | 0.006529% | 0.0051259 | 0.16104 | Industrial_2030_Technical_million_m3_After Competition Groups_Insulation - Steam - HVAC
Industrial | Ind ¦ Boiler Tune Up - HVAC | 2030 | Technical | million_m3 | After Competition Groups | 0.14641 | 0 | 0 | 2466.6557 | 5.9356e-05 | 31 | Industrial_2030_Technical_million_m3_After Competition Groups_31 | Boiler Tune Up - HVAC | 0.005936% | 0 | 0.14641 | Industrial_2030_Technical_million_m3_After Competition Groups_Boiler Tune Up - HVAC
Industrial | Ind ¦ Boiler Tune Up | 2030 | Achievable | million_m3 | After Competition Groups | 0 | 0 | 0 | 1137.0409 | 0 | 28 | Industrial_2030_Achievable_million_m3_After Competition Groups_28 | Boiler Tune Up | 0% | 0 | 0 | Industrial_2030_Achievable_million_m3_After Competition Groups_Boiler Tune Up
Industrial | Ind ¦ Boiler Tune Up | 2030 | Economic | million_m3 | After Competition Groups | 0 | 0 | 0 | 2384.9884 | 0 | 28 | Industrial_2030_Economic_million_m3_After Competition Groups_28 | Boiler Tune Up | 0% | 0 | 0 | Industrial_2030_Economic_million_m3_After Competition Groups_Boiler Tune Up
Industrial | Ind ¦ Boiler Tune Up - Direct | 2030 | Achievable | million_m3 | After Competition Groups | 0 | 0 | 0 | 1137.0409 | 0 | 29 | Industrial_2030_Achievable_million_m3_After Competition Groups_29 | Boiler Tune Up - Direct | 0% | 0 | 0 | Industrial_2030_Achievable_million_m3_After Competition Groups_Boiler Tune Up - Direct
Industrial | Ind ¦ Boiler Tune Up - Direct | 2030 | Economic | million_m3 | After Competition Groups | 0 | 0 | 0 | 2384.9884 | 0 | 29 | Industrial_2030_Economic_million_m3_After Competition Groups_29 | Boiler Tune Up - Direct | 0% | 0 | 0 | Industrial_2030_Economic_million_m3_After Competition Groups_Boiler Tune Up - Direct
Industrial | Ind ¦ Boiler Tune Up - HVAC | 2030 | Achievable | million_m3 | After Competition Groups | 0 | 0 | 0 | 1137.0409 | 0 | 30 | Industrial_2030_Achievable_million_m3_After Competition Groups_30 | Boiler Tune Up - HVAC | 0% | 0 | 0 | Industrial_2030_Achievable_million_m3_After Competition Groups_Boiler Tune Up - HVAC
Industrial | Ind ¦ Boiler Tune Up - HVAC | 2030 | Economic | million_m3 | After Competition Groups | 0 | 0 | 0 | 2384.9884 | 0 | 30 | Industrial_2030_Economic_million_m3_After Competition Groups_30 | Boiler Tune Up - HVAC | 0% | 0 | 0 | Industrial_2030_Economic_million_m3_After Competition Groups_Boiler Tune Up - HVAC
Industrial | Ind ¦ Process Heat Improvements | 2031 | Economic | million_m3 | After Competition Groups | 782.1407 | 56498977.7994 | 56.499 | 2423.4177 | 0.32274 | 1 | Industrial_2031_Economic_million_m3_After Competition Groups_1 | Process Heat Improvements | 32.27% | 56.499 | 782.1407 | Industrial_2031_Economic_million_m3_After Competition Groups_Process Heat Improvements
Industrial | Ind ¦ Process Heat Improvements | 2031 | Technical | million_m3 | After Competition Groups | 782.1407 | 56498977.7994 | 56.499 | 2505.085 | 0.31222 | 1 | Industrial_2031_Technical_million_m3_After Competition Groups_1 | Process Heat Improvements | 31.22% | 56.499 | 782.1407 | Industrial_2031_Technical_million_m3_After Competition Groups_Process Heat Improvements
Industrial | Ind ¦ Process Heat Improvements | 2031 | Achievable | million_m3 | After Competition Groups | 366.9421 | 56498977.7994 | 56.499 | 1307.6567 | 0.28061 | 1 | Industrial_2031_Achievable_million_m3_After Competition Groups_1 | Process Heat Improvements | 28.06% | 56.499 | 366.9421 | Industrial_2031_Achievable_million_m3_After Competition Groups_Process Heat Improvements
Industrial | Ind ¦ Process Heat Recovery (Gas) | 2031 | Achievable | million_m3 | After Competition Groups | 195.684 | 34936136.0682 | 34.9361 | 1307.6567 | 0.14964 | 2 | Industrial_2031_Achievable_million_m3_After Competition Groups_2 | Process Heat Recovery (Gas) | 14.96% | 34.9361 | 195.684 | Industrial_2031_Achievable_million_m3_After Competition Groups_Process Heat Recovery (Gas)
Industrial | Ind ¦ Boiler Upgrade | 2031 | Achievable | million_m3 | After Competition Groups | 188.3408 | 37867946.436 | 37.8679 | 1307.6567 | 0.14403 | 3 | Industrial_2031_Achievable_million_m3_After Competition Groups_3 | Boiler Upgrade | 14.4% | 37.8679 | 188.3408 | Industrial_2031_Achievable_million_m3_After Competition Groups_Boiler Upgrade
Industrial | Ind ¦ Process Heat Recovery (Gas) | 2031 | Economic | million_m3 | After Competition Groups | 347.5632 | 34936136.0682 | 34.9361 | 2423.4177 | 0.14342 | 2 | Industrial_2031_Economic_million_m3_After Competition Groups_2 | Process Heat Recovery (Gas) | 14.34% | 34.9361 | 347.5632 | Industrial_2031_Economic_million_m3_After Competition Groups_Process Heat Recovery (Gas)
Industrial | Ind ¦ Process Heat Recovery (Gas) | 2031 | Technical | million_m3 | After Competition Groups | 347.5632 | 34936136.0682 | 34.9361 | 2505.085 | 0.13874 | 2 | Industrial_2031_Technical_million_m3_After Competition Groups_2 | Process Heat Recovery (Gas) | 13.87% | 34.9361 | 347.5632 | Industrial_2031_Technical_million_m3_After Competition Groups_Process Heat Recovery (Gas)
Industrial | Ind ¦ Boiler Upgrade | 2031 | Economic | million_m3 | After Competition Groups | 300.003 | 37867946.436 | 37.8679 | 2423.4177 | 0.12379 | 3 | Industrial_2031_Economic_million_m3_After Competition Groups_3 | Boiler Upgrade | 12.38% | 37.8679 | 300.003 | Industrial_2031_Economic_million_m3_After Competition Groups_Boiler Upgrade
Industrial | Ind ¦ Boiler Upgrade | 2031 | Technical | million_m3 | After Competition Groups | 300.003 | 37867946.436 | 37.8679 | 2505.085 | 0.11976 | 3 | Industrial_2031_Technical_million_m3_After Competition Groups_3 | Boiler Upgrade | 11.98% | 37.8679 | 300.003 | Industrial_2031_Technical_million_m3_After Competition Groups_Boiler Upgrade
Industrial | Ind ¦ Recommissioning | 2031 | Achievable | million_m3 | After Competition Groups | 144.0432 | 9849023.7549 | 9.849 | 1307.6567 | 0.11015 | 4 | Industrial_2031_Achievable_million_m3_After Competition Groups_4 | Recommissioning | 11.02% | 9.849 | 144.0432 | Industrial_2031_Achievable_million_m3_After Competition Groups_Recommissioning
Industrial | Ind ¦ Recommissioning | 2031 | Economic | million_m3 | After Competition Groups | 252.3014 | 9849023.7549 | 9.849 | 2423.4177 | 0.10411 | 4 | Industrial_2031_Economic_million_m3_After Competition Groups_4 | Recommissioning | 10.41% | 9.849 | 252.3014 | Industrial_2031_Economic_million_m3_After Competition Groups_Recommissioning
Industrial | Ind ¦ Recommissioning | 2031 | Technical | million_m3 | After Competition Groups | 252.3014 | 9849023.7549 | 9.849 | 2505.085 | 0.10072 | 4 | Industrial_2031_Technical_million_m3_After Competition Groups_4 | Recommissioning | 10.07% | 9.849 | 252.3014 | Industrial_2031_Technical_million_m3_After Competition Groups_Recommissioning
Industrial | Ind ¦ Improved Controls -Process Heating Gas | 2031 | Achievable | million_m3 | After Competition Groups | 89.4485 | 8417542.4103 | 8.4175 | 1307.6567 | 0.068404 | 5 | Industrial_2031_Achievable_million_m3_After Competition Groups_5 | Improved Controls -Process Heating Gas | 6.84% | 8.4175 | 89.4485 | Industrial_2031_Achievable_million_m3_After Competition Groups_Improved Controls -Process Heating Gas
Industrial | Ind ¦ Improved Controls -Process Heating Gas | 2031 | Economic | million_m3 | After Competition Groups | 159.4785 | 8417542.4103 | 8.4175 | 2423.4177 | 0.065807 | 5 | Industrial_2031_Economic_million_m3_After Competition Groups_5 | Improved Controls -Process Heating Gas | 6.581% | 8.4175 | 159.4785 | Industrial_2031_Economic_million_m3_After Competition Groups_Improved Controls -Process Heating Gas
Industrial | Ind ¦ Improved Controls -Process Heating Gas | 2031 | Technical | million_m3 | After Competition Groups | 159.4785 | 8417542.4103 | 8.4175 | 2505.085 | 0.063662 | 5 | Industrial_2031_Technical_million_m3_After Competition Groups_5 | Improved Controls -Process Heating Gas | 6.366% | 8.4175 | 159.4785 | Industrial_2031_Technical_million_m3_After Competition Groups_Improved Controls -Process Heating Gas
Industrial | Ind ¦ High Efficiency Burners | 2031 | Economic | million_m3 | After Competition Groups | 147.6117 | 16809913.5552 | 16.8099 | 2423.4177 | 0.060911 | 6 | Industrial_2031_Economic_million_m3_After Competition Groups_6 | High Efficiency Burners | 6.091% | 16.8099 | 147.6117 | Industrial_2031_Economic_million_m3_After Competition Groups_High Efficiency Burners
Industrial | Ind ¦ High Efficiency Burners | 2031 | Technical | million_m3 | After Competition Groups | 147.6117 | 16809913.5552 | 16.8099 | 2505.085 | 0.058925 | 6 | Industrial_2031_Technical_million_m3_After Competition Groups_6 | High Efficiency Burners | 5.892% | 16.8099 | 147.6117 | Industrial_2031_Technical_million_m3_After Competition Groups_High Efficiency Burners
Industrial | Ind ¦ High Efficiency Burners | 2031 | Achievable | million_m3 | After Competition Groups | 69.847 | 16809913.5552 | 16.8099 | 1307.6567 | 0.053414 | 6 | Industrial_2031_Achievable_million_m3_After Competition Groups_6 | High Efficiency Burners | 5.341% | 16.8099 | 69.847 | Industrial_2031_Achievable_million_m3_After Competition Groups_High Efficiency Burners
Industrial | Ind ¦ Greenhouse Envelope Improvements | 2031 | Achievable | million_m3 | After Competition Groups | 62.2073 | 578781.172 | 0.57878 | 1307.6567 | 0.047572 | 7 | Industrial_2031_Achievable_million_m3_After Competition Groups_7 | Greenhouse Envelope Improvements | 4.757% | 0.57878 | 62.2073 | Industrial_2031_Achievable_million_m3_After Competition Groups_Greenhouse Envelope Improvements
Industrial | Ind ¦ Greenhouse Envelope Improvements | 2031 | Economic | million_m3 | After Competition Groups | 91.5679 | 578781.172 | 0.57878 | 2423.4177 | 0.037785 | 7 | Industrial_2031_Economic_million_m3_After Competition Groups_7 | Greenhouse Envelope Improvements | 3.778% | 0.57878 | 91.5679 | Industrial_2031_Economic_million_m3_After Competition Groups_Greenhouse Envelope Improvements
Industrial | Ind ¦ Greenhouse Envelope Improvements | 2031 | Technical | million_m3 | After Competition Groups | 91.5679 | 578781.172 | 0.57878 | 2505.085 | 0.036553 | 7 | Industrial_2031_Technical_million_m3_After Competition Groups_7 | Greenhouse Envelope Improvements | 3.655% | 0.57878 | 91.5679 | Industrial_2031_Technical_million_m3_After Competition Groups_Greenhouse Envelope Improvements
Industrial | Ind ¦ Insulation - Steam | 2031 | Achievable | million_m3 | After Competition Groups | 27.5466 | 1412325.9357 | 1.4123 | 1307.6567 | 0.021066 | 8 | Industrial_2031_Achievable_million_m3_After Competition Groups_8 | Insulation - Steam | 2.107% | 1.4123 | 27.5466 | Industrial_2031_Achievable_million_m3_After Competition Groups_Insulation - Steam
Industrial | Ind ¦ Boiler Tune Up | 2031 | Technical | million_m3 | After Competition Groups | 49.6965 | 0 | 0 | 2505.085 | 0.019838 | 8 | Industrial_2031_Technical_million_m3_After Competition Groups_8 | Boiler Tune Up | 1.984% | 0 | 49.6965 | Industrial_2031_Technical_million_m3_After Competition Groups_Boiler Tune Up
Industrial | Ind ¦ Insulation - Steam | 2031 | Economic | million_m3 | After Competition Groups | 47.7841 | 1412325.9357 | 1.4123 | 2423.4177 | 0.019718 | 8 | Industrial_2031_Economic_million_m3_After Competition Groups_8 | Insulation - Steam | 1.972% | 1.4123 | 47.7841 | Industrial_2031_Economic_million_m3_After Competition Groups_Insulation - Steam
Industrial | Ind ¦ Insulation - Steam | 2031 | Technical | million_m3 | After Competition Groups | 47.7841 | 1412325.9357 | 1.4123 | 2505.085 | 0.019075 | 9 | Industrial_2031_Technical_million_m3_After Competition Groups_9 | Insulation - Steam | 1.907% | 1.4123 | 47.7841 | Industrial_2031_Technical_million_m3_After Competition Groups_Insulation - Steam
Industrial | Ind ¦ VAV Conversion Project (Gas) | 2031 | Achievable | million_m3 | After Competition Groups | 24.2815 | 7620752.1084 | 7.6208 | 1307.6567 | 0.018569 | 9 | Industrial_2031_Achievable_million_m3_After Competition Groups_9 | VAV Conversion Project (Gas) | 1.857% | 7.6208 | 24.2815 | Industrial_2031_Achievable_million_m3_After Competition Groups_VAV Conversion Project (Gas)
Industrial | Ind ¦ High Efficiency HVAC Fans (Gas) | 2031 | Achievable | million_m3 | After Competition Groups | 23.7352 | 4047344.567 | 4.0473 | 1307.6567 | 0.018151 | 10 | Industrial_2031_Achievable_million_m3_After Competition Groups_10 | High Efficiency HVAC Fans (Gas) | 1.815% | 4.0473 | 23.7352 | Industrial_2031_Achievable_million_m3_After Competition Groups_High Efficiency HVAC Fans (Gas)
Industrial | Ind ¦ High Efficiency HVAC Fans (Gas) | 2031 | Economic | million_m3 | After Competition Groups | 41.2897 | 4047344.567 | 4.0473 | 2423.4177 | 0.017038 | 9 | Industrial_2031_Economic_million_m3_After Competition Groups_9 | High Efficiency HVAC Fans (Gas) | 1.704% | 4.0473 | 41.2897 | Industrial_2031_Economic_million_m3_After Competition Groups_High Efficiency HVAC Fans (Gas)
Industrial | Ind ¦ VAV Conversion Project (Gas) | 2031 | Economic | million_m3 | After Competition Groups | 41.2201 | 7620752.1084 | 7.6208 | 2423.4177 | 0.017009 | 10 | Industrial_2031_Economic_million_m3_After Competition Groups_10 | VAV Conversion Project (Gas) | 1.701% | 7.6208 | 41.2201 | Industrial_2031_Economic_million_m3_After Competition Groups_VAV Conversion Project (Gas)
Industrial | Ind ¦ High Efficiency HVAC Fans (Gas) | 2031 | Technical | million_m3 | After Competition Groups | 41.2897 | 4047344.567 | 4.0473 | 2505.085 | 0.016482 | 10 | Industrial_2031_Technical_million_m3_After Competition Groups_10 | High Efficiency HVAC Fans (Gas) | 1.648% | 4.0473 | 41.2897 | Industrial_2031_Technical_million_m3_After Competition Groups_High Efficiency HVAC Fans (Gas)
Industrial | Ind ¦ VAV Conversion Project (Gas) | 2031 | Technical | million_m3 | After Competition Groups | 41.2201 | 7620752.1084 | 7.6208 | 2505.085 | 0.016455 | 11 | Industrial_2031_Technical_million_m3_After Competition Groups_11 | VAV Conversion Project (Gas) | 1.645% | 7.6208 | 41.2201 | Industrial_2031_Technical_million_m3_After Competition Groups_VAV Conversion Project (Gas)
Industrial | Ind ¦ HE HVAC Controls | 2031 | Achievable | million_m3 | After Competition Groups | 16.4966 | 5091136.3772 | 5.0911 | 1307.6567 | 0.012615 | 11 | Industrial_2031_Achievable_million_m3_After Competition Groups_11 | HE HVAC Controls | 1.262% | 5.0911 | 16.4966 | Industrial_2031_Achievable_million_m3_After Competition Groups_HE HVAC Controls
Industrial | Ind ¦ Steam Leak Repairs | 2031 | Technical | million_m3 | After Competition Groups | 30.1322 | 0 | 0 | 2505.085 | 0.012028 | 12 | Industrial_2031_Technical_million_m3_After Competition Groups_12 | Steam Leak Repairs | 1.203% | 0 | 30.1322 | Industrial_2031_Technical_million_m3_After Competition Groups_Steam Leak Repairs
Industrial | Ind ¦ HE HVAC Controls | 2031 | Economic | million_m3 | After Competition Groups | 27.1925 | 5091136.3772 | 5.0911 | 2423.4177 | 0.011221 | 11 | Industrial_2031_Economic_million_m3_After Competition Groups_11 | HE HVAC Controls | 1.122% | 5.0911 | 27.1925 | Industrial_2031_Economic_million_m3_After Competition Groups_HE HVAC Controls
Industrial | Ind ¦ Loading Dock Seals | 2031 | Economic | million_m3 | After Competition Groups | 27.1925 | 9015837.418 | 9.0158 | 2423.4177 | 0.011221 | 12 | Industrial_2031_Economic_million_m3_After Competition Groups_12 | Loading Dock Seals | 1.122% | 9.0158 | 27.1925 | Industrial_2031_Economic_million_m3_After Competition Groups_Loading Dock Seals
Industrial | Ind ¦ Direct Contact Water Heaters | 2031 | Achievable | million_m3 | After Competition Groups | 14.6664 | 0 | 0 | 1307.6567 | 0.011216 | 12 | Industrial_2031_Achievable_million_m3_After Competition Groups_12 | Direct Contact Water Heaters | 1.122% | 0 | 14.6664 | Industrial_2031_Achievable_million_m3_After Competition Groups_Direct Contact Water Heaters
Industrial | Ind ¦ Loading Dock Seals | 2031 | Achievable | million_m3 | After Competition Groups | 14.4715 | 9015837.418 | 9.0158 | 1307.6567 | 0.011067 | 13 | Industrial_2031_Achievable_million_m3_After Competition Groups_13 | Loading Dock Seals | 1.107% | 9.0158 | 14.4715 | Industrial_2031_Achievable_million_m3_After Competition Groups_Loading Dock Seals
Industrial | Ind ¦ Insulation - Steam (AG) | 2031 | Achievable | million_m3 | After Competition Groups | 14.256 | 705702.3885 | 0.7057 | 1307.6567 | 0.010902 | 14 | Industrial_2031_Achievable_million_m3_After Competition Groups_14 | Insulation - Steam (AG) | 1.09% | 0.7057 | 14.256 | Industrial_2031_Achievable_million_m3_After Competition Groups_Insulation - Steam (AG)
Industrial | Ind ¦ HE HVAC Controls | 2031 | Technical | million_m3 | After Competition Groups | 27.1925 | 5091136.3772 | 5.0911 | 2505.085 | 0.010855 | 13 | Industrial_2031_Technical_million_m3_After Competition Groups_13 | HE HVAC Controls | 1.085% | 5.0911 | 27.1925 | Industrial_2031_Technical_million_m3_After Competition Groups_HE HVAC Controls
Industrial | Ind ¦ Loading Dock Seals | 2031 | Technical | million_m3 | After Competition Groups | 27.1925 | 9015837.418 | 9.0158 | 2505.085 | 0.010855 | 14 | Industrial_2031_Technical_million_m3_After Competition Groups_14 | Loading Dock Seals | 1.085% | 9.0158 | 27.1925 | Industrial_2031_Technical_million_m3_After Competition Groups_Loading Dock Seals
Industrial | Ind ¦ Direct Contact Water Heaters | 2031 | Economic | million_m3 | After Competition Groups | 26.145 | 0 | 0 | 2423.4177 | 0.010788 | 13 | Industrial_2031_Economic_million_m3_After Competition Groups_13 | Direct Contact Water Heaters | 1.079% | 0 | 26.145 | Industrial_2031_Economic_million_m3_After Competition Groups_Direct Contact Water Heaters
Industrial | Ind ¦ Direct Contact Water Heaters | 2031 | Technical | million_m3 | After Competition Groups | 26.145 | 0 | 0 | 2505.085 | 0.010437 | 15 | Industrial_2031_Technical_million_m3_After Competition Groups_15 | Direct Contact Water Heaters | 1.044% | 0 | 26.145 | Industrial_2031_Technical_million_m3_After Competition Groups_Direct Contact Water Heaters
Industrial | Ind ¦ Steam Trap Repair | 2031 | Achievable | million_m3 | After Competition Groups | 13.1109 | 3347231.3071 | 3.3472 | 1307.6567 | 0.010026 | 15 | Industrial_2031_Achievable_million_m3_After Competition Groups_15 | Steam Trap Repair | 1.003% | 3.3472 | 13.1109 | Industrial_2031_Achievable_million_m3_After Competition Groups_Steam Trap Repair
Industrial | Ind ¦ Steam Trap Repair | 2031 | Economic | million_m3 | After Competition Groups | 22.8723 | 3347231.3071 | 3.3472 | 2423.4177 | 0.009438 | 14 | Industrial_2031_Economic_million_m3_After Competition Groups_14 | Steam Trap Repair | 0.9438% | 3.3472 | 22.8723 | Industrial_2031_Economic_million_m3_After Competition Groups_Steam Trap Repair
Industrial | Ind ¦ Steam Trap Repair | 2031 | Technical | million_m3 | After Competition Groups | 22.8723 | 3347231.3071 | 3.3472 | 2505.085 | 0.0091303 | 16 | Industrial_2031_Technical_million_m3_After Competition Groups_16 | Steam Trap Repair | 0.913% | 3.3472 | 22.8723 | Industrial_2031_Technical_million_m3_After Competition Groups_Steam Trap Repair
Industrial | Ind ¦ Insulation - Steam (AG) | 2031 | Economic | million_m3 | After Competition Groups | 21.3587 | 705702.3885 | 0.7057 | 2423.4177 | 0.0088135 | 15 | Industrial_2031_Economic_million_m3_After Competition Groups_15 | Insulation - Steam (AG) | 0.8813% | 0.7057 | 21.3587 | Industrial_2031_Economic_million_m3_After Competition Groups_Insulation - Steam (AG)
Industrial | Ind ¦ Insulation - Steam (AG) | 2031 | Technical | million_m3 | After Competition Groups | 21.3587 | 705702.3885 | 0.7057 | 2505.085 | 0.0085262 | 17 | Industrial_2031_Technical_million_m3_After Competition Groups_17 | Insulation - Steam (AG) | 0.8526% | 0.7057 | 21.3587 | Industrial_2031_Technical_million_m3_After Competition Groups_Insulation - Steam (AG)
Industrial | Ind ¦ Air Compressor Heat Recovery | 2031 | Achievable | million_m3 | After Competition Groups | 10.2501 | 1247900.1225 | 1.2479 | 1307.6567 | 0.0078386 | 16 | Industrial_2031_Achievable_million_m3_After Competition Groups_16 | Air Compressor Heat Recovery | 0.7839% | 1.2479 | 10.2501 | Industrial_2031_Achievable_million_m3_After Competition Groups_Air Compressor Heat Recovery
Industrial | Ind ¦ Air Compressor Heat Recovery | 2031 | Economic | million_m3 | After Competition Groups | 17.5168 | 1247900.1225 | 1.2479 | 2423.4177 | 0.0072281 | 16 | Industrial_2031_Economic_million_m3_After Competition Groups_16 | Air Compressor Heat Recovery | 0.7228% | 1.2479 | 17.5168 | Industrial_2031_Economic_million_m3_After Competition Groups_Air Compressor Heat Recovery
Industrial | Ind ¦ High Efficiency Furnaces | 2031 | Economic | million_m3 | After Competition Groups | 16.9919 | 6159341.8439 | 6.1593 | 2423.4177 | 0.0070115 | 17 | Industrial_2031_Economic_million_m3_After Competition Groups_17 | High Efficiency Furnaces | 0.7012% | 6.1593 | 16.9919 | Industrial_2031_Economic_million_m3_After Competition Groups_High Efficiency Furnaces
Industrial | Ind ¦ Air Compressor Heat Recovery | 2031 | Technical | million_m3 | After Competition Groups | 17.5168 | 1247900.1225 | 1.2479 | 2505.085 | 0.0069925 | 18 | Industrial_2031_Technical_million_m3_After Competition Groups_18 | Air Compressor Heat Recovery | 0.6992% | 1.2479 | 17.5168 | Industrial_2031_Technical_million_m3_After Competition Groups_Air Compressor Heat Recovery
Industrial | Ind ¦ High Efficiency Furnaces | 2031 | Technical | million_m3 | After Competition Groups | 16.9919 | 6159341.8439 | 6.1593 | 2505.085 | 0.006783 | 19 | Industrial_2031_Technical_million_m3_After Competition Groups_19 | High Efficiency Furnaces | 0.6783% | 6.1593 | 16.9919 | Industrial_2031_Technical_million_m3_After Competition Groups_High Efficiency Furnaces
Industrial | Ind ¦ High Efficiency Furnaces | 2031 | Achievable | million_m3 | After Competition Groups | 7.908 | 6159341.8439 | 6.1593 | 1307.6567 | 0.0060474 | 17 | Industrial_2031_Achievable_million_m3_After Competition Groups_17 | High Efficiency Furnaces | 0.6047% | 6.1593 | 7.908 | Industrial_2031_Achievable_million_m3_After Competition Groups_High Efficiency Furnaces
Industrial | Ind ¦ Steam Turbine Optimization | 2031 | Achievable | million_m3 | After Competition Groups | 6.1906 | 932123.7247 | 0.93212 | 1307.6567 | 0.0047341 | 18 | Industrial_2031_Achievable_million_m3_After Competition Groups_18 | Steam Turbine Optimization | 0.4734% | 0.93212 | 6.1906 | Industrial_2031_Achievable_million_m3_After Competition Groups_Steam Turbine Optimization
Industrial | Ind ¦ Steam Turbine Optimization | 2031 | Economic | million_m3 | After Competition Groups | 11.2163 | 932123.7247 | 0.93212 | 2423.4177 | 0.0046283 | 18 | Industrial_2031_Economic_million_m3_After Competition Groups_18 | Steam Turbine Optimization | 0.4628% | 0.93212 | 11.2163 | Industrial_2031_Economic_million_m3_After Competition Groups_Steam Turbine Optimization
Industrial | Ind ¦ Steam Turbine Optimization | 2031 | Technical | million_m3 | After Competition Groups | 11.2163 | 932123.7247 | 0.93212 | 2505.085 | 0.0044774 | 20 | Industrial_2031_Technical_million_m3_After Competition Groups_20 | Steam Turbine Optimization | 0.4477% | 0.93212 | 11.2163 | Industrial_2031_Technical_million_m3_After Competition Groups_Steam Turbine Optimization
Industrial | Ind ¦ Process Optimization (Gas) | 2031 | Economic | million_m3 | After Competition Groups | 10.2948 | 92067.7687 | 0.092068 | 2423.4177 | 0.004248 | 19 | Industrial_2031_Economic_million_m3_After Competition Groups_19 | Process Optimization (Gas) | 0.4248% | 0.092068 | 10.2948 | Industrial_2031_Economic_million_m3_After Competition Groups_Process Optimization (Gas)
Industrial | Ind ¦ Process Optimization (Gas) | 2031 | Technical | million_m3 | After Competition Groups | 10.2948 | 92067.7687 | 0.092068 | 2505.085 | 0.0041095 | 21 | Industrial_2031_Technical_million_m3_After Competition Groups_21 | Process Optimization (Gas) | 0.411% | 0.092068 | 10.2948 | Industrial_2031_Technical_million_m3_After Competition Groups_Process Optimization (Gas)
Industrial | Ind ¦ Gas Turbine Optimization | 2031 | Achievable | million_m3 | After Competition Groups | 4.643 | 699092.7935 | 0.69909 | 1307.6567 | 0.0035506 | 19 | Industrial_2031_Achievable_million_m3_After Competition Groups_19 | Gas Turbine Optimization | 0.3551% | 0.69909 | 4.643 | Industrial_2031_Achievable_million_m3_After Competition Groups_Gas Turbine Optimization
Industrial | Ind ¦ Gas Turbine Optimization | 2031 | Economic | million_m3 | After Competition Groups | 8.4122 | 699092.7935 | 0.69909 | 2423.4177 | 0.0034712 | 20 | Industrial_2031_Economic_million_m3_After Competition Groups_20 | Gas Turbine Optimization | 0.3471% | 0.69909 | 8.4122 | Industrial_2031_Economic_million_m3_After Competition Groups_Gas Turbine Optimization
Industrial | Ind ¦ HE Stock Tank | 2031 | Economic | million_m3 | After Competition Groups | 8.1669 | 220675.2238 | 0.22068 | 2423.4177 | 0.00337 | 21 | Industrial_2031_Economic_million_m3_After Competition Groups_21 | HE Stock Tank | 0.337% | 0.22068 | 8.1669 | Industrial_2031_Economic_million_m3_After Competition Groups_HE Stock Tank
Industrial | Ind ¦ Gas Turbine Optimization | 2031 | Technical | million_m3 | After Competition Groups | 8.4122 | 699092.7935 | 0.69909 | 2505.085 | 0.0033581 | 22 | Industrial_2031_Technical_million_m3_After Competition Groups_22 | Gas Turbine Optimization | 0.3358% | 0.69909 | 8.4122 | Industrial_2031_Technical_million_m3_After Competition Groups_Gas Turbine Optimization
Industrial | Ind ¦ HE Stock Tank | 2031 | Technical | million_m3 | After Competition Groups | 8.1669 | 220675.2238 | 0.22068 | 2505.085 | 0.0032601 | 23 | Industrial_2031_Technical_million_m3_After Competition Groups_23 | HE Stock Tank | 0.326% | 0.22068 | 8.1669 | Industrial_2031_Technical_million_m3_After Competition Groups_HE Stock Tank
Industrial | Ind ¦ HE Stock Tank | 2031 | Achievable | million_m3 | After Competition Groups | 3.7488 | 220675.2238 | 0.22068 | 1307.6567 | 0.0028668 | 20 | Industrial_2031_Achievable_million_m3_After Competition Groups_20 | HE Stock Tank | 0.2867% | 0.22068 | 3.7488 | Industrial_2031_Achievable_million_m3_After Competition Groups_HE Stock Tank
Industrial | Ind ¦ Solar Walls | 2031 | Achievable | million_m3 | After Competition Groups | 3.2752 | 1740661.0703 | 1.7407 | 1307.6567 | 0.0025046 | 21 | Industrial_2031_Achievable_million_m3_After Competition Groups_21 | Solar Walls | 0.2505% | 1.7407 | 3.2752 | Industrial_2031_Achievable_million_m3_After Competition Groups_Solar Walls
Industrial | Ind ¦ Ventilation Optimization (Gas) | 2031 | Achievable | million_m3 | After Competition Groups | 3.2685 | 0 | 0 | 1307.6567 | 0.0024995 | 22 | Industrial_2031_Achievable_million_m3_After Competition Groups_22 | Ventilation Optimization (Gas) | 0.25% | 0 | 3.2685 | Industrial_2031_Achievable_million_m3_After Competition Groups_Ventilation Optimization (Gas)
Industrial | Ind ¦ Solar Walls | 2031 | Economic | million_m3 | After Competition Groups | 5.5602 | 1740661.0703 | 1.7407 | 2423.4177 | 0.0022944 | 22 | Industrial_2031_Economic_million_m3_After Competition Groups_22 | Solar Walls | 0.2294% | 1.7407 | 5.5602 | Industrial_2031_Economic_million_m3_After Competition Groups_Solar Walls
Industrial | Ind ¦ Ventilation Optimization (Gas) | 2031 | Economic | million_m3 | After Competition Groups | 5.4508 | 0 | 0 | 2423.4177 | 0.0022492 | 23 | Industrial_2031_Economic_million_m3_After Competition Groups_23 | Ventilation Optimization (Gas) | 0.2249% | 0 | 5.4508 | Industrial_2031_Economic_million_m3_After Competition Groups_Ventilation Optimization (Gas)
Industrial | Ind ¦ Solar Walls | 2031 | Technical | million_m3 | After Competition Groups | 5.5602 | 1740661.0703 | 1.7407 | 2505.085 | 0.0022196 | 24 | Industrial_2031_Technical_million_m3_After Competition Groups_24 | Solar Walls | 0.222% | 1.7407 | 5.5602 | Industrial_2031_Technical_million_m3_After Competition Groups_Solar Walls
Industrial | Ind ¦ Ventilation Optimization (Gas) | 2031 | Technical | million_m3 | After Competition Groups | 5.4508 | 0 | 0 | 2505.085 | 0.0021759 | 25 | Industrial_2031_Technical_million_m3_After Competition Groups_25 | Ventilation Optimization (Gas) | 0.2176% | 0 | 5.4508 | Industrial_2031_Technical_million_m3_After Competition Groups_Ventilation Optimization (Gas)
Industrial | Ind ¦ HE HVAC Units | 2031 | Economic | million_m3 | After Competition Groups | 1.9897 | 411757.4597 | 0.41176 | 2423.4177 | 0.00082104 | 24 | Industrial_2031_Economic_million_m3_After Competition Groups_24 | HE HVAC Units | 0.0821% | 0.41176 | 1.9897 | Industrial_2031_Economic_million_m3_After Competition Groups_HE HVAC Units
Industrial | Ind ¦ HE HVAC Units | 2031 | Technical | million_m3 | After Competition Groups | 1.9897 | 411757.4597 | 0.41176 | 2505.085 | 0.00079427 | 26 | Industrial_2031_Technical_million_m3_After Competition Groups_26 | HE HVAC Units | 0.07943% | 0.41176 | 1.9897 | Industrial_2031_Technical_million_m3_After Competition Groups_HE HVAC Units
Industrial | Ind ¦ Process Optimization (Gas) | 2031 | Achievable | million_m3 | After Competition Groups | 1.0281 | 92067.7687 | 0.092068 | 1307.6567 | 0.00078625 | 23 | Industrial_2031_Achievable_million_m3_After Competition Groups_23 | Process Optimization (Gas) | 0.07863% | 0.092068 | 1.0281 | Industrial_2031_Achievable_million_m3_After Competition Groups_Process Optimization (Gas)
Industrial | Ind ¦ HE HVAC Units | 2031 | Achievable | million_m3 | After Competition Groups | 1.0207 | 411757.4597 | 0.41176 | 1307.6567 | 0.00078059 | 24 | Industrial_2031_Achievable_million_m3_After Competition Groups_24 | HE HVAC Units | 0.07806% | 0.41176 | 1.0207 | Industrial_2031_Achievable_million_m3_After Competition Groups_HE HVAC Units
Industrial | Ind ¦ Boiler Tune Up - Direct | 2031 | Technical | million_m3 | After Competition Groups | 1.6921 | 0 | 0 | 2505.085 | 0.00067546 | 27 | Industrial_2031_Technical_million_m3_After Competition Groups_27 | Boiler Tune Up - Direct | 0.06755% | 0 | 1.6921 | Industrial_2031_Technical_million_m3_After Competition Groups_Boiler Tune Up - Direct
Industrial | Ind ¦ Process Heat Recovery (Gas) - HVAC | 2031 | Achievable | million_m3 | After Competition Groups | 0.72367 | 123673.0929 | 0.12367 | 1307.6567 | 0.00055341 | 25 | Industrial_2031_Achievable_million_m3_After Competition Groups_25 | Process Heat Recovery (Gas) - HVAC | 0.05534% | 0.12367 | 0.72367 | Industrial_2031_Achievable_million_m3_After Competition Groups_Process Heat Recovery (Gas) - HVAC
Industrial | Ind ¦ Process Heat Recovery (Gas) - HVAC | 2031 | Economic | million_m3 | After Competition Groups | 1.1616 | 123673.0929 | 0.12367 | 2423.4177 | 0.00047931 | 25 | Industrial_2031_Economic_million_m3_After Competition Groups_25 | Process Heat Recovery (Gas) - HVAC | 0.04793% | 0.12367 | 1.1616 | Industrial_2031_Economic_million_m3_After Competition Groups_Process Heat Recovery (Gas) - HVAC
Industrial | Ind ¦ Process Heat Recovery (Gas) - HVAC | 2031 | Technical | million_m3 | After Competition Groups | 1.1616 | 123673.0929 | 0.12367 | 2505.085 | 0.00046368 | 28 | Industrial_2031_Technical_million_m3_After Competition Groups_28 | Process Heat Recovery (Gas) - HVAC | 0.04637% | 0.12367 | 1.1616 | Industrial_2031_Technical_million_m3_After Competition Groups_Process Heat Recovery (Gas) - HVAC
Industrial | Ind ¦ Insulation - Steam - Direct | 2031 | Achievable | million_m3 | After Competition Groups | 0.42218 | 22112.374 | 0.022112 | 1307.6567 | 0.00032285 | 26 | Industrial_2031_Achievable_million_m3_After Competition Groups_26 | Insulation - Steam - Direct | 0.03229% | 0.022112 | 0.42218 | Industrial_2031_Achievable_million_m3_After Competition Groups_Insulation - Steam - Direct
Industrial | Ind ¦ Insulation - Steam - Direct | 2031 | Economic | million_m3 | After Competition Groups | 0.77438 | 22112.374 | 0.022112 | 2423.4177 | 0.00031954 | 26 | Industrial_2031_Economic_million_m3_After Competition Groups_26 | Insulation - Steam - Direct | 0.03195% | 0.022112 | 0.77438 | Industrial_2031_Economic_million_m3_After Competition Groups_Insulation - Steam - Direct
Industrial | Ind ¦ Insulation - Steam - Direct | 2031 | Technical | million_m3 | After Competition Groups | 0.77438 | 22112.374 | 0.022112 | 2505.085 | 0.00030912 | 29 | Industrial_2031_Technical_million_m3_After Competition Groups_29 | Insulation - Steam - Direct | 0.03091% | 0.022112 | 0.77438 | Industrial_2031_Technical_million_m3_After Competition Groups_Insulation - Steam - Direct
Industrial | Ind ¦ Insulation - Steam - HVAC | 2031 | Achievable | million_m3 | After Competition Groups | 0.10033 | 4966.7578 | 0.0049668 | 1307.6567 | 7.6728e-05 | 27 | Industrial_2031_Achievable_million_m3_After Competition Groups_27 | Insulation - Steam - HVAC | 0.007673% | 0.0049668 | 0.10033 | Industrial_2031_Achievable_million_m3_After Competition Groups_Insulation - Steam - HVAC
Industrial | Ind ¦ Insulation - Steam - HVAC | 2031 | Economic | million_m3 | After Competition Groups | 0.16104 | 4966.7578 | 0.0049668 | 2423.4177 | 6.6453e-05 | 27 | Industrial_2031_Economic_million_m3_After Competition Groups_27 | Insulation - Steam - HVAC | 0.006645% | 0.0049668 | 0.16104 | Industrial_2031_Economic_million_m3_After Competition Groups_Insulation - Steam - HVAC
Industrial | Ind ¦ Insulation - Steam - HVAC | 2031 | Technical | million_m3 | After Competition Groups | 0.16104 | 4966.7578 | 0.0049668 | 2505.085 | 6.4286e-05 | 30 | Industrial_2031_Technical_million_m3_After Competition Groups_30 | Insulation - Steam - HVAC | 0.006429% | 0.0049668 | 0.16104 | Industrial_2031_Technical_million_m3_After Competition Groups_Insulation - Steam - HVAC
Industrial | Ind ¦ Boiler Tune Up - HVAC | 2031 | Technical | million_m3 | After Competition Groups | 0.14641 | 0 | 0 | 2505.085 | 5.8446e-05 | 31 | Industrial_2031_Technical_million_m3_After Competition Groups_31 | Boiler Tune Up - HVAC | 0.005845% | 0 | 0.14641 | Industrial_2031_Technical_million_m3_After Competition Groups_Boiler Tune Up - HVAC
Industrial | Ind ¦ Boiler Tune Up | 2031 | Achievable | million_m3 | After Competition Groups | 0 | 0 | 0 | 1307.6567 | 0 | 28 | Industrial_2031_Achievable_million_m3_After Competition Groups_28 | Boiler Tune Up | 0% | 0 | 0 | Industrial_2031_Achievable_million_m3_After Competition Groups_Boiler Tune Up
Industrial | Ind ¦ Boiler Tune Up | 2031 | Economic | million_m3 | After Competition Groups | 0 | 0 | 0 | 2423.4177 | 0 | 28 | Industrial_2031_Economic_million_m3_After Competition Groups_28 | Boiler Tune Up | 0% | 0 | 0 | Industrial_2031_Economic_million_m3_After Competition Groups_Boiler Tune Up
Industrial | Ind ¦ Boiler Tune Up - Direct | 2031 | Achievable | million_m3 | After Competition Groups | 0 | 0 | 0 | 1307.6567 | 0 | 29 | Industrial_2031_Achievable_million_m3_After Competition Groups_29 | Boiler Tune Up - Direct | 0% | 0 | 0 | Industrial_2031_Achievable_million_m3_After Competition Groups_Boiler Tune Up - Direct
Industrial | Ind ¦ Boiler Tune Up - Direct | 2031 | Economic | million_m3 | After Competition Groups | 0 | 0 | 0 | 2423.4177 | 0 | 29 | Industrial_2031_Economic_million_m3_After Competition Groups_29 | Boiler Tune Up - Direct | 0% | 0 | 0 | Industrial_2031_Economic_million_m3_After Competition Groups_Boiler Tune Up - Direct
Industrial | Ind ¦ Boiler Tune Up - HVAC | 2031 | Achievable | million_m3 | After Competition Groups | 0 | 0 | 0 | 1307.6567 | 0 | 30 | Industrial_2031_Achievable_million_m3_After Competition Groups_30 | Boiler Tune Up - HVAC | 0% | 0 | 0 | Industrial_2031_Achievable_million_m3_After Competition Groups_Boiler Tune Up - HVAC
Industrial | Ind ¦ Boiler Tune Up - HVAC | 2031 | Economic | million_m3 | After Competition Groups | 0 | 0 | 0 | 2423.4177 | 0 | 30 | Industrial_2031_Economic_million_m3_After Competition Groups_30 | Boiler Tune Up - HVAC | 0% | 0 | 0 | Industrial_2031_Economic_million_m3_After Competition Groups_Boiler Tune Up - HVAC
Industrial | Ind ¦ Process Heat Improvements | 2032 | Economic | million_m3 | After Competition Groups | 801.9854 | 56775824.1476 | 56.7758 | 2460.0854 | 0.326 | 1 | Industrial_2032_Economic_million_m3_After Competition Groups_1 | Process Heat Improvements | 32.6% | 56.7758 | 801.9854 | Industrial_2032_Economic_million_m3_After Competition Groups_Process Heat Improvements
Industrial | Ind ¦ Process Heat Improvements | 2032 | Technical | million_m3 | After Competition Groups | 801.9854 | 56775824.1476 | 56.7758 | 2541.7527 | 0.31552 | 1 | Industrial_2032_Technical_million_m3_After Competition Groups_1 | Process Heat Improvements | 31.55% | 56.7758 | 801.9854 | Industrial_2032_Technical_million_m3_After Competition Groups_Process Heat Improvements
Industrial | Ind ¦ Process Heat Improvements | 2032 | Achievable | million_m3 | After Competition Groups | 418.8688 | 56775824.1476 | 56.7758 | 1471.2071 | 0.28471 | 1 | Industrial_2032_Achievable_million_m3_After Competition Groups_1 | Process Heat Improvements | 28.47% | 56.7758 | 418.8688 | Industrial_2032_Achievable_million_m3_After Competition Groups_Process Heat Improvements
Industrial | Ind ¦ Process Heat Recovery (Gas) | 2032 | Achievable | million_m3 | After Competition Groups | 219.18 | 33705195.8026 | 33.7052 | 1471.2071 | 0.14898 | 2 | Industrial_2032_Achievable_million_m3_After Competition Groups_2 | Process Heat Recovery (Gas) | 14.9% | 33.7052 | 219.18 | Industrial_2032_Achievable_million_m3_After Competition Groups_Process Heat Recovery (Gas)
Industrial | Ind ¦ Boiler Upgrade | 2032 | Achievable | million_m3 | After Competition Groups | 209.5794 | 36548094.5728 | 36.5481 | 1471.2071 | 0.14245 | 3 | Industrial_2032_Achievable_million_m3_After Competition Groups_3 | Boiler Upgrade | 14.25% | 36.5481 | 209.5794 | Industrial_2032_Achievable_million_m3_After Competition Groups_Boiler Upgrade
Industrial | Ind ¦ Process Heat Recovery (Gas) | 2032 | Economic | million_m3 | After Competition Groups | 347.5632 | 33705195.8026 | 33.7052 | 2460.0854 | 0.14128 | 2 | Industrial_2032_Economic_million_m3_After Competition Groups_2 | Process Heat Recovery (Gas) | 14.13% | 33.7052 | 347.5632 | Industrial_2032_Economic_million_m3_After Competition Groups_Process Heat Recovery (Gas)
Industrial | Ind ¦ Process Heat Recovery (Gas) | 2032 | Technical | million_m3 | After Competition Groups | 347.5632 | 33705195.8026 | 33.7052 | 2541.7527 | 0.13674 | 2 | Industrial_2032_Technical_million_m3_After Competition Groups_2 | Process Heat Recovery (Gas) | 13.67% | 33.7052 | 347.5632 | Industrial_2032_Technical_million_m3_After Competition Groups_Process Heat Recovery (Gas)
Industrial | Ind ¦ Boiler Upgrade | 2032 | Economic | million_m3 | After Competition Groups | 308.3239 | 36548094.5728 | 36.5481 | 2460.0854 | 0.12533 | 3 | Industrial_2032_Economic_million_m3_After Competition Groups_3 | Boiler Upgrade | 12.53% | 36.5481 | 308.3239 | Industrial_2032_Economic_million_m3_After Competition Groups_Boiler Upgrade
Industrial | Ind ¦ Boiler Upgrade | 2032 | Technical | million_m3 | After Competition Groups | 308.3239 | 36548094.5728 | 36.5481 | 2541.7527 | 0.1213 | 3 | Industrial_2032_Technical_million_m3_After Competition Groups_3 | Boiler Upgrade | 12.13% | 36.5481 | 308.3239 | Industrial_2032_Technical_million_m3_After Competition Groups_Boiler Upgrade
Industrial | Ind ¦ Recommissioning | 2032 | Achievable | million_m3 | After Competition Groups | 161.1608 | 9460868.9062 | 9.4609 | 1471.2071 | 0.10954 | 4 | Industrial_2032_Achievable_million_m3_After Competition Groups_4 | Recommissioning | 10.95% | 9.4609 | 161.1608 | Industrial_2032_Achievable_million_m3_After Competition Groups_Recommissioning
Industrial | Ind ¦ Recommissioning | 2032 | Economic | million_m3 | After Competition Groups | 252.3014 | 9460868.9062 | 9.4609 | 2460.0854 | 0.10256 | 4 | Industrial_2032_Economic_million_m3_After Competition Groups_4 | Recommissioning | 10.26% | 9.4609 | 252.3014 | Industrial_2032_Economic_million_m3_After Competition Groups_Recommissioning
Industrial | Ind ¦ Recommissioning | 2032 | Technical | million_m3 | After Competition Groups | 252.3014 | 9460868.9062 | 9.4609 | 2541.7527 | 0.099263 | 4 | Industrial_2032_Technical_million_m3_After Competition Groups_4 | Recommissioning | 9.926% | 9.4609 | 252.3014 | Industrial_2032_Technical_million_m3_After Competition Groups_Recommissioning
Industrial | Ind ¦ Improved Controls -Process Heating Gas | 2032 | Achievable | million_m3 | After Competition Groups | 100.2243 | 8131746.041 | 8.1317 | 1471.2071 | 0.068124 | 5 | Industrial_2032_Achievable_million_m3_After Competition Groups_5 | Improved Controls -Process Heating Gas | 6.812% | 8.1317 | 100.2243 | Industrial_2032_Achievable_million_m3_After Competition Groups_Improved Controls -Process Heating Gas
Industrial | Ind ¦ Improved Controls -Process Heating Gas | 2032 | Economic | million_m3 | After Competition Groups | 159.4785 | 8131746.041 | 8.1317 | 2460.0854 | 0.064826 | 5 | Industrial_2032_Economic_million_m3_After Competition Groups_5 | Improved Controls -Process Heating Gas | 6.483% | 8.1317 | 159.4785 | Industrial_2032_Economic_million_m3_After Competition Groups_Improved Controls -Process Heating Gas
Industrial | Ind ¦ Improved Controls -Process Heating Gas | 2032 | Technical | million_m3 | After Competition Groups | 159.4785 | 8131746.041 | 8.1317 | 2541.7527 | 0.062744 | 5 | Industrial_2032_Technical_million_m3_After Competition Groups_5 | Improved Controls -Process Heating Gas | 6.274% | 8.1317 | 159.4785 | Industrial_2032_Technical_million_m3_After Competition Groups_Improved Controls -Process Heating Gas
Industrial | Ind ¦ High Efficiency Burners | 2032 | Economic | million_m3 | After Competition Groups | 151.3569 | 16861908.3906 | 16.8619 | 2460.0854 | 0.061525 | 6 | Industrial_2032_Economic_million_m3_After Competition Groups_6 | High Efficiency Burners | 6.153% | 16.8619 | 151.3569 | Industrial_2032_Economic_million_m3_After Competition Groups_High Efficiency Burners
Industrial | Ind ¦ High Efficiency Burners | 2032 | Technical | million_m3 | After Competition Groups | 151.3569 | 16861908.3906 | 16.8619 | 2541.7527 | 0.059548 | 6 | Industrial_2032_Technical_million_m3_After Competition Groups_6 | High Efficiency Burners | 5.955% | 16.8619 | 151.3569 | Industrial_2032_Technical_million_m3_After Competition Groups_High Efficiency Burners
Industrial | Ind ¦ High Efficiency Burners | 2032 | Achievable | million_m3 | After Competition Groups | 79.6864 | 16861908.3906 | 16.8619 | 1471.2071 | 0.054164 | 6 | Industrial_2032_Achievable_million_m3_After Competition Groups_6 | High Efficiency Burners | 5.416% | 16.8619 | 79.6864 | Industrial_2032_Achievable_million_m3_After Competition Groups_High Efficiency Burners
Industrial | Ind ¦ Greenhouse Envelope Improvements | 2032 | Achievable | million_m3 | After Competition Groups | 68.1354 | 542843.8245 | 0.54284 | 1471.2071 | 0.046313 | 7 | Industrial_2032_Achievable_million_m3_After Competition Groups_7 | Greenhouse Envelope Improvements | 4.631% | 0.54284 | 68.1354 | Industrial_2032_Achievable_million_m3_After Competition Groups_Greenhouse Envelope Improvements
Industrial | Ind ¦ Greenhouse Envelope Improvements | 2032 | Economic | million_m3 | After Competition Groups | 94.2349 | 542843.8245 | 0.54284 | 2460.0854 | 0.038306 | 7 | Industrial_2032_Economic_million_m3_After Competition Groups_7 | Greenhouse Envelope Improvements | 3.831% | 0.54284 | 94.2349 | Industrial_2032_Economic_million_m3_After Competition Groups_Greenhouse Envelope Improvements
Industrial | Ind ¦ Greenhouse Envelope Improvements | 2032 | Technical | million_m3 | After Competition Groups | 94.2349 | 542843.8245 | 0.54284 | 2541.7527 | 0.037075 | 7 | Industrial_2032_Technical_million_m3_After Competition Groups_7 | Greenhouse Envelope Improvements | 3.707% | 0.54284 | 94.2349 | Industrial_2032_Technical_million_m3_After Competition Groups_Greenhouse Envelope Improvements
Industrial | Ind ¦ Insulation - Steam | 2032 | Achievable | million_m3 | After Competition Groups | 30.8038 | 1353470.6916 | 1.3535 | 1471.2071 | 0.020938 | 8 | Industrial_2032_Achievable_million_m3_After Competition Groups_8 | Insulation - Steam | 2.094% | 1.3535 | 30.8038 | Industrial_2032_Achievable_million_m3_After Competition Groups_Insulation - Steam
Industrial | Ind ¦ Boiler Tune Up | 2032 | Technical | million_m3 | After Competition Groups | 49.6965 | 0 | 0 | 2541.7527 | 0.019552 | 8 | Industrial_2032_Technical_million_m3_After Competition Groups_8 | Boiler Tune Up | 1.955% | 0 | 49.6965 | Industrial_2032_Technical_million_m3_After Competition Groups_Boiler Tune Up
Industrial | Ind ¦ Insulation - Steam | 2032 | Economic | million_m3 | After Competition Groups | 47.7841 | 1353470.6916 | 1.3535 | 2460.0854 | 0.019424 | 8 | Industrial_2032_Economic_million_m3_After Competition Groups_8 | Insulation - Steam | 1.942% | 1.3535 | 47.7841 | Industrial_2032_Economic_million_m3_After Competition Groups_Insulation - Steam
Industrial | Ind ¦ Insulation - Steam | 2032 | Technical | million_m3 | After Competition Groups | 47.7841 | 1353470.6916 | 1.3535 | 2541.7527 | 0.0188 | 9 | Industrial_2032_Technical_million_m3_After Competition Groups_9 | Insulation - Steam | 1.88% | 1.3535 | 47.7841 | Industrial_2032_Technical_million_m3_After Competition Groups_Insulation - Steam
Industrial | Ind ¦ VAV Conversion Project (Gas) | 2032 | Achievable | million_m3 | After Competition Groups | 27.0783 | 7223683.7743 | 7.2237 | 1471.2071 | 0.018406 | 9 | Industrial_2032_Achievable_million_m3_After Competition Groups_9 | VAV Conversion Project (Gas) | 1.841% | 7.2237 | 27.0783 | Industrial_2032_Achievable_million_m3_After Competition Groups_VAV Conversion Project (Gas)
Industrial | Ind ¦ High Efficiency HVAC Fans (Gas) | 2032 | Achievable | million_m3 | After Competition Groups | 26.6319 | 3954701.8248 | 3.9547 | 1471.2071 | 0.018102 | 10 | Industrial_2032_Achievable_million_m3_After Competition Groups_10 | High Efficiency HVAC Fans (Gas) | 1.81% | 3.9547 | 26.6319 | Industrial_2032_Achievable_million_m3_After Competition Groups_High Efficiency HVAC Fans (Gas)
Industrial | Ind ¦ High Efficiency HVAC Fans (Gas) | 2032 | Economic | million_m3 | After Competition Groups | 42.0806 | 3954701.8248 | 3.9547 | 2460.0854 | 0.017105 | 9 | Industrial_2032_Economic_million_m3_After Competition Groups_9 | High Efficiency HVAC Fans (Gas) | 1.711% | 3.9547 | 42.0806 | Industrial_2032_Economic_million_m3_After Competition Groups_High Efficiency HVAC Fans (Gas)
Industrial | Ind ¦ VAV Conversion Project (Gas) | 2032 | Economic | million_m3 | After Competition Groups | 41.2548 | 7223683.7743 | 7.2237 | 2460.0854 | 0.01677 | 10 | Industrial_2032_Economic_million_m3_After Competition Groups_10 | VAV Conversion Project (Gas) | 1.677% | 7.2237 | 41.2548 | Industrial_2032_Economic_million_m3_After Competition Groups_VAV Conversion Project (Gas)
Industrial | Ind ¦ High Efficiency HVAC Fans (Gas) | 2032 | Technical | million_m3 | After Competition Groups | 42.0806 | 3954701.8248 | 3.9547 | 2541.7527 | 0.016556 | 10 | Industrial_2032_Technical_million_m3_After Competition Groups_10 | High Efficiency HVAC Fans (Gas) | 1.656% | 3.9547 | 42.0806 | Industrial_2032_Technical_million_m3_After Competition Groups_High Efficiency HVAC Fans (Gas)
Industrial | Ind ¦ VAV Conversion Project (Gas) | 2032 | Technical | million_m3 | After Competition Groups | 41.2548 | 7223683.7743 | 7.2237 | 2541.7527 | 0.016231 | 11 | Industrial_2032_Technical_million_m3_After Competition Groups_11 | VAV Conversion Project (Gas) | 1.623% | 7.2237 | 41.2548 | Industrial_2032_Technical_million_m3_After Competition Groups_VAV Conversion Project (Gas)
Industrial | Ind ¦ HE HVAC Controls | 2032 | Achievable | million_m3 | After Competition Groups | 18.3718 | 4798582.2642 | 4.7986 | 1471.2071 | 0.012488 | 11 | Industrial_2032_Achievable_million_m3_After Competition Groups_11 | HE HVAC Controls | 1.249% | 4.7986 | 18.3718 | Industrial_2032_Achievable_million_m3_After Competition Groups_HE HVAC Controls
Industrial | Ind ¦ Steam Leak Repairs | 2032 | Technical | million_m3 | After Competition Groups | 30.1322 | 0 | 0 | 2541.7527 | 0.011855 | 12 | Industrial_2032_Technical_million_m3_After Competition Groups_12 | Steam Leak Repairs | 1.185% | 0 | 30.1322 | Industrial_2032_Technical_million_m3_After Competition Groups_Steam Leak Repairs
Industrial | Ind ¦ Direct Contact Water Heaters | 2032 | Achievable | million_m3 | After Competition Groups | 16.5207 | 0 | 0 | 1471.2071 | 0.011229 | 12 | Industrial_2032_Achievable_million_m3_After Competition Groups_12 | Direct Contact Water Heaters | 1.123% | 0 | 16.5207 | Industrial_2032_Achievable_million_m3_After Competition Groups_Direct Contact Water Heaters
Industrial | Ind ¦ Loading Dock Seals | 2032 | Achievable | million_m3 | After Competition Groups | 16.5002 | 8797294.7159 | 8.7973 | 1471.2071 | 0.011215 | 13 | Industrial_2032_Achievable_million_m3_After Competition Groups_13 | Loading Dock Seals | 1.122% | 8.7973 | 16.5002 | Industrial_2032_Achievable_million_m3_After Competition Groups_Loading Dock Seals
Industrial | Ind ¦ HE HVAC Controls | 2032 | Economic | million_m3 | After Competition Groups | 27.1925 | 4798582.2642 | 4.7986 | 2460.0854 | 0.011053 | 11 | Industrial_2032_Economic_million_m3_After Competition Groups_11 | HE HVAC Controls | 1.105% | 4.7986 | 27.1925 | Industrial_2032_Economic_million_m3_After Competition Groups_HE HVAC Controls
Industrial | Ind ¦ Loading Dock Seals | 2032 | Economic | million_m3 | After Competition Groups | 27.1925 | 8797294.7159 | 8.7973 | 2460.0854 | 0.011053 | 12 | Industrial_2032_Economic_million_m3_After Competition Groups_12 | Loading Dock Seals | 1.105% | 8.7973 | 27.1925 | Industrial_2032_Economic_million_m3_After Competition Groups_Loading Dock Seals
Industrial | Ind ¦ Direct Contact Water Heaters | 2032 | Economic | million_m3 | After Competition Groups | 26.8305 | 0 | 0 | 2460.0854 | 0.010906 | 13 | Industrial_2032_Economic_million_m3_After Competition Groups_13 | Direct Contact Water Heaters | 1.091% | 0 | 26.8305 | Industrial_2032_Economic_million_m3_After Competition Groups_Direct Contact Water Heaters
Industrial | Ind ¦ Insulation - Steam (AG) | 2032 | Achievable | million_m3 | After Competition Groups | 15.8423 | 659170.4539 | 0.65917 | 1471.2071 | 0.010768 | 14 | Industrial_2032_Achievable_million_m3_After Competition Groups_14 | Insulation - Steam (AG) | 1.077% | 0.65917 | 15.8423 | Industrial_2032_Achievable_million_m3_After Competition Groups_Insulation - Steam (AG)
Industrial | Ind ¦ HE HVAC Controls | 2032 | Technical | million_m3 | After Competition Groups | 27.1925 | 4798582.2642 | 4.7986 | 2541.7527 | 0.010698 | 13 | Industrial_2032_Technical_million_m3_After Competition Groups_13 | HE HVAC Controls | 1.07% | 4.7986 | 27.1925 | Industrial_2032_Technical_million_m3_After Competition Groups_HE HVAC Controls
Industrial | Ind ¦ Loading Dock Seals | 2032 | Technical | million_m3 | After Competition Groups | 27.1925 | 8797294.7159 | 8.7973 | 2541.7527 | 0.010698 | 14 | Industrial_2032_Technical_million_m3_After Competition Groups_14 | Loading Dock Seals | 1.07% | 8.7973 | 27.1925 | Industrial_2032_Technical_million_m3_After Competition Groups_Loading Dock Seals
Industrial | Ind ¦ Direct Contact Water Heaters | 2032 | Technical | million_m3 | After Competition Groups | 26.8305 | 0 | 0 | 2541.7527 | 0.010556 | 15 | Industrial_2032_Technical_million_m3_After Competition Groups_15 | Direct Contact Water Heaters | 1.056% | 0 | 26.8305 | Industrial_2032_Technical_million_m3_After Competition Groups_Direct Contact Water Heaters
Industrial | Ind ¦ Steam Trap Repair | 2032 | Achievable | million_m3 | After Competition Groups | 14.668 | 3213585.6835 | 3.2136 | 1471.2071 | 0.00997 | 15 | Industrial_2032_Achievable_million_m3_After Competition Groups_15 | Steam Trap Repair | 0.997% | 3.2136 | 14.668 | Industrial_2032_Achievable_million_m3_After Competition Groups_Steam Trap Repair
Industrial | Ind ¦ Steam Trap Repair | 2032 | Economic | million_m3 | After Competition Groups | 22.8723 | 3213585.6835 | 3.2136 | 2460.0854 | 0.0092973 | 14 | Industrial_2032_Economic_million_m3_After Competition Groups_14 | Steam Trap Repair | 0.9297% | 3.2136 | 22.8723 | Industrial_2032_Economic_million_m3_After Competition Groups_Steam Trap Repair
Industrial | Ind ¦ Steam Trap Repair | 2032 | Technical | million_m3 | After Competition Groups | 22.8723 | 3213585.6835 | 3.2136 | 2541.7527 | 0.0089986 | 16 | Industrial_2032_Technical_million_m3_After Competition Groups_16 | Steam Trap Repair | 0.8999% | 3.2136 | 22.8723 | Industrial_2032_Technical_million_m3_After Competition Groups_Steam Trap Repair
Industrial | Ind ¦ Insulation - Steam (AG) | 2032 | Economic | million_m3 | After Competition Groups | 21.2474 | 659170.4539 | 0.65917 | 2460.0854 | 0.0086369 | 15 | Industrial_2032_Economic_million_m3_After Competition Groups_15 | Insulation - Steam (AG) | 0.8637% | 0.65917 | 21.2474 | Industrial_2032_Economic_million_m3_After Competition Groups_Insulation - Steam (AG)
Industrial | Ind ¦ Insulation - Steam (AG) | 2032 | Technical | million_m3 | After Competition Groups | 21.2474 | 659170.4539 | 0.65917 | 2541.7527 | 0.0083593 | 17 | Industrial_2032_Technical_million_m3_After Competition Groups_17 | Insulation - Steam (AG) | 0.8359% | 0.65917 | 21.2474 | Industrial_2032_Technical_million_m3_After Competition Groups_Insulation - Steam (AG)
Industrial | Ind ¦ Air Compressor Heat Recovery | 2032 | Achievable | million_m3 | After Competition Groups | 11.4484 | 1190175.8483 | 1.1902 | 1471.2071 | 0.0077816 | 16 | Industrial_2032_Achievable_million_m3_After Competition Groups_16 | Air Compressor Heat Recovery | 0.7782% | 1.1902 | 11.4484 | Industrial_2032_Achievable_million_m3_After Competition Groups_Air Compressor Heat Recovery
Industrial | Ind ¦ Air Compressor Heat Recovery | 2032 | Economic | million_m3 | After Competition Groups | 17.5168 | 1190175.8483 | 1.1902 | 2460.0854 | 0.0071204 | 16 | Industrial_2032_Economic_million_m3_After Competition Groups_16 | Air Compressor Heat Recovery | 0.712% | 1.1902 | 17.5168 | Industrial_2032_Economic_million_m3_After Competition Groups_Air Compressor Heat Recovery
Industrial | Ind ¦ High Efficiency Furnaces | 2032 | Economic | million_m3 | After Competition Groups | 17.423 | 6199400.1915 | 6.1994 | 2460.0854 | 0.0070823 | 17 | Industrial_2032_Economic_million_m3_After Competition Groups_17 | High Efficiency Furnaces | 0.7082% | 6.1994 | 17.423 | Industrial_2032_Economic_million_m3_After Competition Groups_High Efficiency Furnaces
Industrial | Ind ¦ Air Compressor Heat Recovery | 2032 | Technical | million_m3 | After Competition Groups | 17.5168 | 1190175.8483 | 1.1902 | 2541.7527 | 0.0068916 | 18 | Industrial_2032_Technical_million_m3_After Competition Groups_18 | Air Compressor Heat Recovery | 0.6892% | 1.1902 | 17.5168 | Industrial_2032_Technical_million_m3_After Competition Groups_Air Compressor Heat Recovery
Industrial | Ind ¦ High Efficiency Furnaces | 2032 | Technical | million_m3 | After Competition Groups | 17.423 | 6199400.1915 | 6.1994 | 2541.7527 | 0.0068547 | 19 | Industrial_2032_Technical_million_m3_After Competition Groups_19 | High Efficiency Furnaces | 0.6855% | 6.1994 | 17.423 | Industrial_2032_Technical_million_m3_After Competition Groups_High Efficiency Furnaces
Industrial | Ind ¦ High Efficiency Furnaces | 2032 | Achievable | million_m3 | After Competition Groups | 9.0315 | 6199400.1915 | 6.1994 | 1471.2071 | 0.0061388 | 17 | Industrial_2032_Achievable_million_m3_After Competition Groups_17 | High Efficiency Furnaces | 0.6139% | 6.1994 | 9.0315 | Industrial_2032_Achievable_million_m3_After Competition Groups_High Efficiency Furnaces
Industrial | Ind ¦ Steam Turbine Optimization | 2032 | Achievable | million_m3 | After Competition Groups | 6.9429 | 903830.2961 | 0.90383 | 1471.2071 | 0.0047192 | 18 | Industrial_2032_Achievable_million_m3_After Competition Groups_18 | Steam Turbine Optimization | 0.4719% | 0.90383 | 6.9429 | Industrial_2032_Achievable_million_m3_After Competition Groups_Steam Turbine Optimization
Industrial | Ind ¦ Steam Turbine Optimization | 2032 | Economic | million_m3 | After Competition Groups | 11.2188 | 903830.2961 | 0.90383 | 2460.0854 | 0.0045603 | 18 | Industrial_2032_Economic_million_m3_After Competition Groups_18 | Steam Turbine Optimization | 0.456% | 0.90383 | 11.2188 | Industrial_2032_Economic_million_m3_After Competition Groups_Steam Turbine Optimization
Industrial | Ind ¦ Steam Turbine Optimization | 2032 | Technical | million_m3 | After Competition Groups | 11.2188 | 903830.2961 | 0.90383 | 2541.7527 | 0.0044138 | 20 | Industrial_2032_Technical_million_m3_After Competition Groups_20 | Steam Turbine Optimization | 0.4414% | 0.90383 | 11.2188 | Industrial_2032_Technical_million_m3_After Competition Groups_Steam Turbine Optimization
Industrial | Ind ¦ Process Optimization (Gas) | 2032 | Economic | million_m3 | After Competition Groups | 10.2948 | 100767.8438 | 0.10077 | 2460.0854 | 0.0041847 | 19 | Industrial_2032_Economic_million_m3_After Competition Groups_19 | Process Optimization (Gas) | 0.4185% | 0.10077 | 10.2948 | Industrial_2032_Economic_million_m3_After Competition Groups_Process Optimization (Gas)
Industrial | Ind ¦ Process Optimization (Gas) | 2032 | Technical | million_m3 | After Competition Groups | 10.2948 | 100767.8438 | 0.10077 | 2541.7527 | 0.0040503 | 21 | Industrial_2032_Technical_million_m3_After Competition Groups_21 | Process Optimization (Gas) | 0.405% | 0.10077 | 10.2948 | Industrial_2032_Technical_million_m3_After Competition Groups_Process Optimization (Gas)
Industrial | Ind ¦ Gas Turbine Optimization | 2032 | Achievable | million_m3 | After Competition Groups | 5.2071 | 677872.7221 | 0.67787 | 1471.2071 | 0.0035394 | 19 | Industrial_2032_Achievable_million_m3_After Competition Groups_19 | Gas Turbine Optimization | 0.3539% | 0.67787 | 5.2071 | Industrial_2032_Achievable_million_m3_After Competition Groups_Gas Turbine Optimization
Industrial | Ind ¦ Gas Turbine Optimization | 2032 | Economic | million_m3 | After Competition Groups | 8.4141 | 677872.7221 | 0.67787 | 2460.0854 | 0.0034202 | 20 | Industrial_2032_Economic_million_m3_After Competition Groups_20 | Gas Turbine Optimization | 0.342% | 0.67787 | 8.4141 | Industrial_2032_Economic_million_m3_After Competition Groups_Gas Turbine Optimization
Industrial | Ind ¦ HE Stock Tank | 2032 | Economic | million_m3 | After Competition Groups | 8.3847 | 222596.5503 | 0.2226 | 2460.0854 | 0.0034083 | 21 | Industrial_2032_Economic_million_m3_After Competition Groups_21 | HE Stock Tank | 0.3408% | 0.2226 | 8.3847 | Industrial_2032_Economic_million_m3_After Competition Groups_HE Stock Tank
Industrial | Ind ¦ Gas Turbine Optimization | 2032 | Technical | million_m3 | After Competition Groups | 8.4141 | 677872.7221 | 0.67787 | 2541.7527 | 0.0033104 | 22 | Industrial_2032_Technical_million_m3_After Competition Groups_22 | Gas Turbine Optimization | 0.331% | 0.67787 | 8.4141 | Industrial_2032_Technical_million_m3_After Competition Groups_Gas Turbine Optimization
Industrial | Ind ¦ HE Stock Tank | 2032 | Technical | million_m3 | After Competition Groups | 8.3847 | 222596.5503 | 0.2226 | 2541.7527 | 0.0032988 | 23 | Industrial_2032_Technical_million_m3_After Competition Groups_23 | HE Stock Tank | 0.3299% | 0.2226 | 8.3847 | Industrial_2032_Technical_million_m3_After Competition Groups_HE Stock Tank
Industrial | Ind ¦ HE Stock Tank | 2032 | Achievable | million_m3 | After Competition Groups | 4.2917 | 222596.5503 | 0.2226 | 1471.2071 | 0.0029172 | 20 | Industrial_2032_Achievable_million_m3_After Competition Groups_20 | HE Stock Tank | 0.2917% | 0.2226 | 4.2917 | Industrial_2032_Achievable_million_m3_After Competition Groups_HE Stock Tank
Industrial | Ind ¦ Solar Walls | 2032 | Achievable | million_m3 | After Competition Groups | 3.6525 | 1649984.1665 | 1.65 | 1471.2071 | 0.0024826 | 21 | Industrial_2032_Achievable_million_m3_After Competition Groups_21 | Solar Walls | 0.2483% | 1.65 | 3.6525 | Industrial_2032_Achievable_million_m3_After Competition Groups_Solar Walls
Industrial | Ind ¦ Ventilation Optimization (Gas) | 2032 | Achievable | million_m3 | After Competition Groups | 3.6436 | 0 | 0 | 1471.2071 | 0.0024766 | 22 | Industrial_2032_Achievable_million_m3_After Competition Groups_22 | Ventilation Optimization (Gas) | 0.2477% | 0 | 3.6436 | Industrial_2032_Achievable_million_m3_After Competition Groups_Ventilation Optimization (Gas)
Industrial | Ind ¦ Solar Walls | 2032 | Economic | million_m3 | After Competition Groups | 5.5648 | 1649984.1665 | 1.65 | 2460.0854 | 0.0022621 | 22 | Industrial_2032_Economic_million_m3_After Competition Groups_22 | Solar Walls | 0.2262% | 1.65 | 5.5648 | Industrial_2032_Economic_million_m3_After Competition Groups_Solar Walls
Industrial | Ind ¦ Ventilation Optimization (Gas) | 2032 | Economic | million_m3 | After Competition Groups | 5.4508 | 0 | 0 | 2460.0854 | 0.0022157 | 23 | Industrial_2032_Economic_million_m3_After Competition Groups_23 | Ventilation Optimization (Gas) | 0.2216% | 0 | 5.4508 | Industrial_2032_Economic_million_m3_After Competition Groups_Ventilation Optimization (Gas)
Industrial | Ind ¦ Solar Walls | 2032 | Technical | million_m3 | After Competition Groups | 5.5648 | 1649984.1665 | 1.65 | 2541.7527 | 0.0021894 | 24 | Industrial_2032_Technical_million_m3_After Competition Groups_24 | Solar Walls | 0.2189% | 1.65 | 5.5648 | Industrial_2032_Technical_million_m3_After Competition Groups_Solar Walls
Industrial | Ind ¦ Ventilation Optimization (Gas) | 2032 | Technical | million_m3 | After Competition Groups | 5.4508 | 0 | 0 | 2541.7527 | 0.0021445 | 25 | Industrial_2032_Technical_million_m3_After Competition Groups_25 | Ventilation Optimization (Gas) | 0.2145% | 0 | 5.4508 | Industrial_2032_Technical_million_m3_After Competition Groups_Ventilation Optimization (Gas)
Industrial | Ind ¦ HE HVAC Units | 2032 | Economic | million_m3 | After Competition Groups | 2.0217 | 413406.7074 | 0.41341 | 2460.0854 | 0.00082179 | 24 | Industrial_2032_Economic_million_m3_After Competition Groups_24 | HE HVAC Units | 0.08218% | 0.41341 | 2.0217 | Industrial_2032_Economic_million_m3_After Competition Groups_HE HVAC Units
Industrial | Ind ¦ Process Optimization (Gas) | 2032 | Achievable | million_m3 | After Competition Groups | 1.1922 | 100767.8438 | 0.10077 | 1471.2071 | 0.00081038 | 23 | Industrial_2032_Achievable_million_m3_After Competition Groups_23 | Process Optimization (Gas) | 0.08104% | 0.10077 | 1.1922 | Industrial_2032_Achievable_million_m3_After Competition Groups_Process Optimization (Gas)
Industrial | Ind ¦ HE HVAC Units | 2032 | Technical | million_m3 | After Competition Groups | 2.0217 | 413406.7074 | 0.41341 | 2541.7527 | 0.00079539 | 26 | Industrial_2032_Technical_million_m3_After Competition Groups_26 | HE HVAC Units | 0.07954% | 0.41341 | 2.0217 | Industrial_2032_Technical_million_m3_After Competition Groups_HE HVAC Units
Industrial | Ind ¦ HE HVAC Units | 2032 | Achievable | million_m3 | After Competition Groups | 1.1554 | 413406.7074 | 0.41341 | 1471.2071 | 0.00078537 | 24 | Industrial_2032_Achievable_million_m3_After Competition Groups_24 | HE HVAC Units | 0.07854% | 0.41341 | 1.1554 | Industrial_2032_Achievable_million_m3_After Competition Groups_HE HVAC Units
Industrial | Ind ¦ Boiler Tune Up - Direct | 2032 | Technical | million_m3 | After Competition Groups | 1.6921 | 0 | 0 | 2541.7527 | 0.00066571 | 27 | Industrial_2032_Technical_million_m3_After Competition Groups_27 | Boiler Tune Up - Direct | 0.06657% | 0 | 1.6921 | Industrial_2032_Technical_million_m3_After Competition Groups_Boiler Tune Up - Direct
Industrial | Ind ¦ Process Heat Recovery (Gas) - HVAC | 2032 | Achievable | million_m3 | After Competition Groups | 0.8042 | 115519.2362 | 0.11552 | 1471.2071 | 0.00054663 | 25 | Industrial_2032_Achievable_million_m3_After Competition Groups_25 | Process Heat Recovery (Gas) - HVAC | 0.05466% | 0.11552 | 0.8042 | Industrial_2032_Achievable_million_m3_After Competition Groups_Process Heat Recovery (Gas) - HVAC
Industrial | Ind ¦ Process Heat Recovery (Gas) - HVAC | 2032 | Economic | million_m3 | After Competition Groups | 1.1616 | 115519.2362 | 0.11552 | 2460.0854 | 0.00047216 | 25 | Industrial_2032_Economic_million_m3_After Competition Groups_25 | Process Heat Recovery (Gas) - HVAC | 0.04722% | 0.11552 | 1.1616 | Industrial_2032_Economic_million_m3_After Competition Groups_Process Heat Recovery (Gas) - HVAC
Industrial | Ind ¦ Process Heat Recovery (Gas) - HVAC | 2032 | Technical | million_m3 | After Competition Groups | 1.1616 | 115519.2362 | 0.11552 | 2541.7527 | 0.00045699 | 28 | Industrial_2032_Technical_million_m3_After Competition Groups_28 | Process Heat Recovery (Gas) - HVAC | 0.0457% | 0.11552 | 1.1616 | Industrial_2032_Technical_million_m3_After Competition Groups_Process Heat Recovery (Gas) - HVAC
Industrial | Ind ¦ Insulation - Steam - Direct | 2032 | Achievable | million_m3 | After Competition Groups | 0.474 | 21535.4634 | 0.021535 | 1471.2071 | 0.00032219 | 26 | Industrial_2032_Achievable_million_m3_After Competition Groups_26 | Insulation - Steam - Direct | 0.03222% | 0.021535 | 0.474 | Industrial_2032_Achievable_million_m3_After Competition Groups_Insulation - Steam - Direct
Industrial | Ind ¦ Insulation - Steam - Direct | 2032 | Economic | million_m3 | After Competition Groups | 0.77438 | 21535.4634 | 0.021535 | 2460.0854 | 0.00031478 | 26 | Industrial_2032_Economic_million_m3_After Competition Groups_26 | Insulation - Steam - Direct | 0.03148% | 0.021535 | 0.77438 | Industrial_2032_Economic_million_m3_After Competition Groups_Insulation - Steam - Direct
Industrial | Ind ¦ Insulation - Steam - Direct | 2032 | Technical | million_m3 | After Competition Groups | 0.77438 | 21535.4634 | 0.021535 | 2541.7527 | 0.00030466 | 29 | Industrial_2032_Technical_million_m3_After Competition Groups_29 | Insulation - Steam - Direct | 0.03047% | 0.021535 | 0.77438 | Industrial_2032_Technical_million_m3_After Competition Groups_Insulation - Steam - Direct
Industrial | Ind ¦ Insulation - Steam - HVAC | 2032 | Achievable | million_m3 | After Competition Groups | 0.1115 | 4639.2643 | 0.0046393 | 1471.2071 | 7.5787e-05 | 27 | Industrial_2032_Achievable_million_m3_After Competition Groups_27 | Insulation - Steam - HVAC | 0.007579% | 0.0046393 | 0.1115 | Industrial_2032_Achievable_million_m3_After Competition Groups_Insulation - Steam - HVAC
Industrial | Ind ¦ Insulation - Steam - HVAC | 2032 | Economic | million_m3 | After Competition Groups | 0.16104 | 4639.2643 | 0.0046393 | 2460.0854 | 6.5462e-05 | 27 | Industrial_2032_Economic_million_m3_After Competition Groups_27 | Insulation - Steam - HVAC | 0.006546% | 0.0046393 | 0.16104 | Industrial_2032_Economic_million_m3_After Competition Groups_Insulation - Steam - HVAC
Industrial | Ind ¦ Insulation - Steam - HVAC | 2032 | Technical | million_m3 | After Competition Groups | 0.16104 | 4639.2643 | 0.0046393 | 2541.7527 | 6.3359e-05 | 30 | Industrial_2032_Technical_million_m3_After Competition Groups_30 | Insulation - Steam - HVAC | 0.006336% | 0.0046393 | 0.16104 | Industrial_2032_Technical_million_m3_After Competition Groups_Insulation - Steam - HVAC
Industrial | Ind ¦ Boiler Tune Up - HVAC | 2032 | Technical | million_m3 | After Competition Groups | 0.14641 | 0 | 0 | 2541.7527 | 5.7603e-05 | 31 | Industrial_2032_Technical_million_m3_After Competition Groups_31 | Boiler Tune Up - HVAC | 0.00576% | 0 | 0.14641 | Industrial_2032_Technical_million_m3_After Competition Groups_Boiler Tune Up - HVAC
Industrial | Ind ¦ Boiler Tune Up | 2032 | Achievable | million_m3 | After Competition Groups | 0 | 0 | 0 | 1471.2071 | 0 | 28 | Industrial_2032_Achievable_million_m3_After Competition Groups_28 | Boiler Tune Up | 0% | 0 | 0 | Industrial_2032_Achievable_million_m3_After Competition Groups_Boiler Tune Up
Industrial | Ind ¦ Boiler Tune Up | 2032 | Economic | million_m3 | After Competition Groups | 0 | 0 | 0 | 2460.0854 | 0 | 28 | Industrial_2032_Economic_million_m3_After Competition Groups_28 | Boiler Tune Up | 0% | 0 | 0 | Industrial_2032_Economic_million_m3_After Competition Groups_Boiler Tune Up
Industrial | Ind ¦ Boiler Tune Up - Direct | 2032 | Achievable | million_m3 | After Competition Groups | 0 | 0 | 0 | 1471.2071 | 0 | 29 | Industrial_2032_Achievable_million_m3_After Competition Groups_29 | Boiler Tune Up - Direct | 0% | 0 | 0 | Industrial_2032_Achievable_million_m3_After Competition Groups_Boiler Tune Up - Direct
Industrial | Ind ¦ Boiler Tune Up - Direct | 2032 | Economic | million_m3 | After Competition Groups | 0 | 0 | 0 | 2460.0854 | 0 | 29 | Industrial_2032_Economic_million_m3_After Competition Groups_29 | Boiler Tune Up - Direct | 0% | 0 | 0 | Industrial_2032_Economic_million_m3_After Competition Groups_Boiler Tune Up - Direct
Industrial | Ind ¦ Boiler Tune Up - HVAC | 2032 | Achievable | million_m3 | After Competition Groups | 0 | 0 | 0 | 1471.2071 | 0 | 30 | Industrial_2032_Achievable_million_m3_After Competition Groups_30 | Boiler Tune Up - HVAC | 0% | 0 | 0 | Industrial_2032_Achievable_million_m3_After Competition Groups_Boiler Tune Up - HVAC
Industrial | Ind ¦ Boiler Tune Up - HVAC | 2032 | Economic | million_m3 | After Competition Groups | 0 | 0 | 0 | 2460.0854 | 0 | 30 | Industrial_2032_Economic_million_m3_After Competition Groups_30 | Boiler Tune Up - HVAC | 0% | 0 | 0 | Industrial_2032_Economic_million_m3_After Competition Groups_Boiler Tune Up - HVAC
Industrial | Ind ¦ Process Heat Improvements | 2033 | Economic | million_m3 | After Competition Groups | 820.9912 | 55646856.7757 | 55.6469 | 2495.1253 | 0.32904 | 1 | Industrial_2033_Economic_million_m3_After Competition Groups_1 | Process Heat Improvements | 32.9% | 55.6469 | 820.9912 | Industrial_2033_Economic_million_m3_After Competition Groups_Process Heat Improvements
Industrial | Ind ¦ Process Heat Improvements | 2033 | Technical | million_m3 | After Competition Groups | 820.9912 | 55646856.7757 | 55.6469 | 2576.7925 | 0.31861 | 1 | Industrial_2033_Technical_million_m3_After Competition Groups_1 | Process Heat Improvements | 31.86% | 55.6469 | 820.9912 | Industrial_2033_Technical_million_m3_After Competition Groups_Process Heat Improvements
Industrial | Ind ¦ Process Heat Improvements | 2033 | Achievable | million_m3 | After Competition Groups | 468.7651 | 55646856.7757 | 55.6469 | 1623.9612 | 0.28866 | 1 | Industrial_2033_Achievable_million_m3_After Competition Groups_1 | Process Heat Improvements | 28.87% | 55.6469 | 468.7651 | Industrial_2033_Achievable_million_m3_After Competition Groups_Process Heat Improvements
Industrial | Ind ¦ Process Heat Recovery (Gas) | 2033 | Achievable | million_m3 | After Competition Groups | 240.7526 | 31564939.2521 | 31.5649 | 1623.9612 | 0.14825 | 2 | Industrial_2033_Achievable_million_m3_After Competition Groups_2 | Process Heat Recovery (Gas) | 14.83% | 31.5649 | 240.7526 | Industrial_2033_Achievable_million_m3_After Competition Groups_Process Heat Recovery (Gas)
Industrial | Ind ¦ Boiler Upgrade | 2033 | Achievable | million_m3 | After Competition Groups | 229.2479 | 34523190.8141 | 34.5232 | 1623.9612 | 0.14117 | 3 | Industrial_2033_Achievable_million_m3_After Competition Groups_3 | Boiler Upgrade | 14.12% | 34.5232 | 229.2479 | Industrial_2033_Achievable_million_m3_After Competition Groups_Boiler Upgrade
Industrial | Ind ¦ Process Heat Recovery (Gas) | 2033 | Economic | million_m3 | After Competition Groups | 347.5632 | 31564939.2521 | 31.5649 | 2495.1253 | 0.1393 | 2 | Industrial_2033_Economic_million_m3_After Competition Groups_2 | Process Heat Recovery (Gas) | 13.93% | 31.5649 | 347.5632 | Industrial_2033_Economic_million_m3_After Competition Groups_Process Heat Recovery (Gas)
Industrial | Ind ¦ Process Heat Recovery (Gas) | 2033 | Technical | million_m3 | After Competition Groups | 347.5632 | 31564939.2521 | 31.5649 | 2576.7925 | 0.13488 | 2 | Industrial_2033_Technical_million_m3_After Competition Groups_2 | Process Heat Recovery (Gas) | 13.49% | 31.5649 | 347.5632 | Industrial_2033_Technical_million_m3_After Competition Groups_Process Heat Recovery (Gas)
Industrial | Ind ¦ Boiler Upgrade | 2033 | Economic | million_m3 | After Competition Groups | 316.3315 | 34523190.8141 | 34.5232 | 2495.1253 | 0.12678 | 3 | Industrial_2033_Economic_million_m3_After Competition Groups_3 | Boiler Upgrade | 12.68% | 34.5232 | 316.3315 | Industrial_2033_Economic_million_m3_After Competition Groups_Boiler Upgrade
Industrial | Ind ¦ Boiler Upgrade | 2033 | Technical | million_m3 | After Competition Groups | 316.3315 | 34523190.8141 | 34.5232 | 2576.7925 | 0.12276 | 3 | Industrial_2033_Technical_million_m3_After Competition Groups_3 | Boiler Upgrade | 12.28% | 34.5232 | 316.3315 | Industrial_2033_Technical_million_m3_After Competition Groups_Boiler Upgrade
Industrial | Ind ¦ Recommissioning | 2033 | Achievable | million_m3 | After Competition Groups | 176.799 | 8816054.0406 | 8.8161 | 1623.9612 | 0.10887 | 4 | Industrial_2033_Achievable_million_m3_After Competition Groups_4 | Recommissioning | 10.89% | 8.8161 | 176.799 | Industrial_2033_Achievable_million_m3_After Competition Groups_Recommissioning
Industrial | Ind ¦ Recommissioning | 2033 | Economic | million_m3 | After Competition Groups | 252.3014 | 8816054.0406 | 8.8161 | 2495.1253 | 0.10112 | 4 | Industrial_2033_Economic_million_m3_After Competition Groups_4 | Recommissioning | 10.11% | 8.8161 | 252.3014 | Industrial_2033_Economic_million_m3_After Competition Groups_Recommissioning
Industrial | Ind ¦ Recommissioning | 2033 | Technical | million_m3 | After Competition Groups | 252.3014 | 8816054.0406 | 8.8161 | 2576.7925 | 0.097913 | 4 | Industrial_2033_Technical_million_m3_After Competition Groups_4 | Recommissioning | 9.791% | 8.8161 | 252.3014 | Industrial_2033_Technical_million_m3_After Competition Groups_Recommissioning
Industrial | Ind ¦ Improved Controls -Process Heating Gas | 2033 | Achievable | million_m3 | After Competition Groups | 110.1324 | 7626506.6599 | 7.6265 | 1623.9612 | 0.067817 | 5 | Industrial_2033_Achievable_million_m3_After Competition Groups_5 | Improved Controls -Process Heating Gas | 6.782% | 7.6265 | 110.1324 | Industrial_2033_Achievable_million_m3_After Competition Groups_Improved Controls -Process Heating Gas
Industrial | Ind ¦ Improved Controls -Process Heating Gas | 2033 | Economic | million_m3 | After Competition Groups | 159.4785 | 7626506.6599 | 7.6265 | 2495.1253 | 0.063916 | 5 | Industrial_2033_Economic_million_m3_After Competition Groups_5 | Improved Controls -Process Heating Gas | 6.392% | 7.6265 | 159.4785 | Industrial_2033_Economic_million_m3_After Competition Groups_Improved Controls -Process Heating Gas
Industrial | Ind ¦ High Efficiency Burners | 2033 | Economic | million_m3 | After Competition Groups | 154.9438 | 16495148.9288 | 16.4951 | 2495.1253 | 0.062099 | 6 | Industrial_2033_Economic_million_m3_After Competition Groups_6 | High Efficiency Burners | 6.21% | 16.4951 | 154.9438 | Industrial_2033_Economic_million_m3_After Competition Groups_High Efficiency Burners
Industrial | Ind ¦ Improved Controls -Process Heating Gas | 2033 | Technical | million_m3 | After Competition Groups | 159.4785 | 7626506.6599 | 7.6265 | 2576.7925 | 0.06189 | 5 | Industrial_2033_Technical_million_m3_After Competition Groups_5 | Improved Controls -Process Heating Gas | 6.189% | 7.6265 | 159.4785 | Industrial_2033_Technical_million_m3_After Competition Groups_Improved Controls -Process Heating Gas
Industrial | Ind ¦ High Efficiency Burners | 2033 | Technical | million_m3 | After Competition Groups | 154.9438 | 16495148.9288 | 16.4951 | 2576.7925 | 0.06013 | 6 | Industrial_2033_Technical_million_m3_After Competition Groups_6 | High Efficiency Burners | 6.013% | 16.4951 | 154.9438 | Industrial_2033_Technical_million_m3_After Competition Groups_High Efficiency Burners
Industrial | Ind ¦ High Efficiency Burners | 2033 | Achievable | million_m3 | After Competition Groups | 89.123 | 16495148.9288 | 16.4951 | 1623.9612 | 0.05488 | 6 | Industrial_2033_Achievable_million_m3_After Competition Groups_6 | High Efficiency Burners | 5.488% | 16.4951 | 89.123 | Industrial_2033_Achievable_million_m3_After Competition Groups_High Efficiency Burners
Industrial | Ind ¦ Greenhouse Envelope Improvements | 2033 | Achievable | million_m3 | After Competition Groups | 73.4922 | 500342.4673 | 0.50034 | 1623.9612 | 0.045255 | 7 | Industrial_2033_Achievable_million_m3_After Competition Groups_7 | Greenhouse Envelope Improvements | 4.525% | 0.50034 | 73.4922 | Industrial_2033_Achievable_million_m3_After Competition Groups_Greenhouse Envelope Improvements
Industrial | Ind ¦ Greenhouse Envelope Improvements | 2033 | Economic | million_m3 | After Competition Groups | 96.6776 | 500342.4673 | 0.50034 | 2495.1253 | 0.038747 | 7 | Industrial_2033_Economic_million_m3_After Competition Groups_7 | Greenhouse Envelope Improvements | 3.875% | 0.50034 | 96.6776 | Industrial_2033_Economic_million_m3_After Competition Groups_Greenhouse Envelope Improvements
Industrial | Ind ¦ Greenhouse Envelope Improvements | 2033 | Technical | million_m3 | After Competition Groups | 96.6776 | 500342.4673 | 0.50034 | 2576.7925 | 0.037519 | 7 | Industrial_2033_Technical_million_m3_After Competition Groups_7 | Greenhouse Envelope Improvements | 3.752% | 0.50034 | 96.6776 | Industrial_2033_Technical_million_m3_After Competition Groups_Greenhouse Envelope Improvements
Industrial | Ind ¦ Insulation - Steam | 2033 | Achievable | million_m3 | After Competition Groups | 33.7707 | 1257463.753 | 1.2575 | 1623.9612 | 0.020795 | 8 | Industrial_2033_Achievable_million_m3_After Competition Groups_8 | Insulation - Steam | 2.08% | 1.2575 | 33.7707 | Industrial_2033_Achievable_million_m3_After Competition Groups_Insulation - Steam
Industrial | Ind ¦ Boiler Tune Up | 2033 | Technical | million_m3 | After Competition Groups | 49.6965 | 0 | 0 | 2576.7925 | 0.019286 | 8 | Industrial_2033_Technical_million_m3_After Competition Groups_8 | Boiler Tune Up | 1.929% | 0 | 49.6965 | Industrial_2033_Technical_million_m3_After Competition Groups_Boiler Tune Up
Industrial | Ind ¦ Insulation - Steam | 2033 | Economic | million_m3 | After Competition Groups | 47.7841 | 1257463.753 | 1.2575 | 2495.1253 | 0.019151 | 8 | Industrial_2033_Economic_million_m3_After Competition Groups_8 | Insulation - Steam | 1.915% | 1.2575 | 47.7841 | Industrial_2033_Economic_million_m3_After Competition Groups_Insulation - Steam
Industrial | Ind ¦ Insulation - Steam | 2033 | Technical | million_m3 | After Competition Groups | 47.7841 | 1257463.753 | 1.2575 | 2576.7925 | 0.018544 | 9 | Industrial_2033_Technical_million_m3_After Competition Groups_9 | Insulation - Steam | 1.854% | 1.2575 | 47.7841 | Industrial_2033_Technical_million_m3_After Competition Groups_Insulation - Steam
Industrial | Ind ¦ VAV Conversion Project (Gas) | 2033 | Achievable | million_m3 | After Competition Groups | 29.5939 | 6627015.2942 | 6.627 | 1623.9612 | 0.018223 | 9 | Industrial_2033_Achievable_million_m3_After Competition Groups_9 | VAV Conversion Project (Gas) | 1.822% | 6.627 | 29.5939 | Industrial_2033_Achievable_million_m3_After Competition Groups_VAV Conversion Project (Gas)
Industrial | Ind ¦ High Efficiency HVAC Fans (Gas) | 2033 | Achievable | million_m3 | After Competition Groups | 29.3035 | 3775753.8624 | 3.7758 | 1623.9612 | 0.018044 | 10 | Industrial_2033_Achievable_million_m3_After Competition Groups_10 | High Efficiency HVAC Fans (Gas) | 1.804% | 3.7758 | 29.3035 | Industrial_2033_Achievable_million_m3_After Competition Groups_High Efficiency HVAC Fans (Gas)
Industrial | Ind ¦ High Efficiency HVAC Fans (Gas) | 2033 | Economic | million_m3 | After Competition Groups | 42.8329 | 3775753.8624 | 3.7758 | 2495.1253 | 0.017167 | 9 | Industrial_2033_Economic_million_m3_After Competition Groups_9 | High Efficiency HVAC Fans (Gas) | 1.717% | 3.7758 | 42.8329 | Industrial_2033_Economic_million_m3_After Competition Groups_High Efficiency HVAC Fans (Gas)
Industrial | Ind ¦ High Efficiency HVAC Fans (Gas) | 2033 | Technical | million_m3 | After Competition Groups | 42.8329 | 3775753.8624 | 3.7758 | 2576.7925 | 0.016623 | 10 | Industrial_2033_Technical_million_m3_After Competition Groups_10 | High Efficiency HVAC Fans (Gas) | 1.662% | 3.7758 | 42.8329 | Industrial_2033_Technical_million_m3_After Competition Groups_High Efficiency HVAC Fans (Gas)
Industrial | Ind ¦ VAV Conversion Project (Gas) | 2033 | Economic | million_m3 | After Competition Groups | 41.2865 | 6627015.2942 | 6.627 | 2495.1253 | 0.016547 | 10 | Industrial_2033_Economic_million_m3_After Competition Groups_10 | VAV Conversion Project (Gas) | 1.655% | 6.627 | 41.2865 | Industrial_2033_Economic_million_m3_After Competition Groups_VAV Conversion Project (Gas)
Industrial | Ind ¦ VAV Conversion Project (Gas) | 2033 | Technical | million_m3 | After Competition Groups | 41.2865 | 6627015.2942 | 6.627 | 2576.7925 | 0.016022 | 11 | Industrial_2033_Technical_million_m3_After Competition Groups_11 | VAV Conversion Project (Gas) | 1.602% | 6.627 | 41.2865 | Industrial_2033_Technical_million_m3_After Competition Groups_VAV Conversion Project (Gas)
Industrial | Ind ¦ HE HVAC Controls | 2033 | Achievable | million_m3 | After Competition Groups | 20.047 | 4372581.2787 | 4.3726 | 1623.9612 | 0.012344 | 11 | Industrial_2033_Achievable_million_m3_After Competition Groups_11 | HE HVAC Controls | 1.234% | 4.3726 | 20.047 | Industrial_2033_Achievable_million_m3_After Competition Groups_HE HVAC Controls
Industrial | Ind ¦ Steam Leak Repairs | 2033 | Technical | million_m3 | After Competition Groups | 30.1322 | 0 | 0 | 2576.7925 | 0.011694 | 12 | Industrial_2033_Technical_million_m3_After Competition Groups_12 | Steam Leak Repairs | 1.169% | 0 | 30.1322 | Industrial_2033_Technical_million_m3_After Competition Groups_Steam Leak Repairs
Industrial | Ind ¦ Loading Dock Seals | 2033 | Achievable | million_m3 | After Competition Groups | 18.3744 | 8290417.3359 | 8.2904 | 1623.9612 | 0.011315 | 12 | Industrial_2033_Achievable_million_m3_After Competition Groups_12 | Loading Dock Seals | 1.131% | 8.2904 | 18.3744 | Industrial_2033_Achievable_million_m3_After Competition Groups_Loading Dock Seals
Industrial | Ind ¦ Direct Contact Water Heaters | 2033 | Achievable | million_m3 | After Competition Groups | 18.2578 | 0 | 0 | 1623.9612 | 0.011243 | 13 | Industrial_2033_Achievable_million_m3_After Competition Groups_13 | Direct Contact Water Heaters | 1.124% | 0 | 18.2578 | Industrial_2033_Achievable_million_m3_After Competition Groups_Direct Contact Water Heaters
Industrial | Ind ¦ Direct Contact Water Heaters | 2033 | Economic | million_m3 | After Competition Groups | 27.4888 | 0 | 0 | 2495.1253 | 0.011017 | 11 | Industrial_2033_Economic_million_m3_After Competition Groups_11 | Direct Contact Water Heaters | 1.102% | 0 | 27.4888 | Industrial_2033_Economic_million_m3_After Competition Groups_Direct Contact Water Heaters
Industrial | Ind ¦ HE HVAC Controls | 2033 | Economic | million_m3 | After Competition Groups | 27.1925 | 4372581.2787 | 4.3726 | 2495.1253 | 0.010898 | 12 | Industrial_2033_Economic_million_m3_After Competition Groups_12 | HE HVAC Controls | 1.09% | 4.3726 | 27.1925 | Industrial_2033_Economic_million_m3_After Competition Groups_HE HVAC Controls
Industrial | Ind ¦ Loading Dock Seals | 2033 | Economic | million_m3 | After Competition Groups | 27.1925 | 8290417.3359 | 8.2904 | 2495.1253 | 0.010898 | 13 | Industrial_2033_Economic_million_m3_After Competition Groups_13 | Loading Dock Seals | 1.09% | 8.2904 | 27.1925 | Industrial_2033_Economic_million_m3_After Competition Groups_Loading Dock Seals
Industrial | Ind ¦ Direct Contact Water Heaters | 2033 | Technical | million_m3 | After Competition Groups | 27.4888 | 0 | 0 | 2576.7925 | 0.010668 | 13 | Industrial_2033_Technical_million_m3_After Competition Groups_13 | Direct Contact Water Heaters | 1.067% | 0 | 27.4888 | Industrial_2033_Technical_million_m3_After Competition Groups_Direct Contact Water Heaters
Industrial | Ind ¦ Insulation - Steam (AG) | 2033 | Achievable | million_m3 | After Competition Groups | 17.2444 | 594238.9762 | 0.59424 | 1623.9612 | 0.010619 | 14 | Industrial_2033_Achievable_million_m3_After Competition Groups_14 | Insulation - Steam (AG) | 1.062% | 0.59424 | 17.2444 | Industrial_2033_Achievable_million_m3_After Competition Groups_Insulation - Steam (AG)
Industrial | Ind ¦ HE HVAC Controls | 2033 | Technical | million_m3 | After Competition Groups | 27.1925 | 4372581.2787 | 4.3726 | 2576.7925 | 0.010553 | 14 | Industrial_2033_Technical_million_m3_After Competition Groups_14 | HE HVAC Controls | 1.055% | 4.3726 | 27.1925 | Industrial_2033_Technical_million_m3_After Competition Groups_HE HVAC Controls
Industrial | Ind ¦ Loading Dock Seals | 2033 | Technical | million_m3 | After Competition Groups | 27.1925 | 8290417.3359 | 8.2904 | 2576.7925 | 0.010553 | 15 | Industrial_2033_Technical_million_m3_After Competition Groups_15 | Loading Dock Seals | 1.055% | 8.2904 | 27.1925 | Industrial_2033_Technical_million_m3_After Competition Groups_Loading Dock Seals
Industrial | Ind ¦ Steam Trap Repair | 2033 | Achievable | million_m3 | After Competition Groups | 16.0892 | 2991870.0328 | 2.9919 | 1623.9612 | 0.0099074 | 15 | Industrial_2033_Achievable_million_m3_After Competition Groups_15 | Steam Trap Repair | 0.9907% | 2.9919 | 16.0892 | Industrial_2033_Achievable_million_m3_After Competition Groups_Steam Trap Repair
Industrial | Ind ¦ Steam Trap Repair | 2033 | Economic | million_m3 | After Competition Groups | 22.8723 | 2991870.0328 | 2.9919 | 2495.1253 | 0.0091668 | 14 | Industrial_2033_Economic_million_m3_After Competition Groups_14 | Steam Trap Repair | 0.9167% | 2.9919 | 22.8723 | Industrial_2033_Economic_million_m3_After Competition Groups_Steam Trap Repair
Industrial | Ind ¦ Steam Trap Repair | 2033 | Technical | million_m3 | After Competition Groups | 22.8723 | 2991870.0328 | 2.9919 | 2576.7925 | 0.0088763 | 16 | Industrial_2033_Technical_million_m3_After Competition Groups_16 | Steam Trap Repair | 0.8876% | 2.9919 | 22.8723 | Industrial_2033_Technical_million_m3_After Competition Groups_Steam Trap Repair
Industrial | Ind ¦ Insulation - Steam (AG) | 2033 | Economic | million_m3 | After Competition Groups | 21.1456 | 594238.9762 | 0.59424 | 2495.1253 | 0.0084748 | 15 | Industrial_2033_Economic_million_m3_After Competition Groups_15 | Insulation - Steam (AG) | 0.8475% | 0.59424 | 21.1456 | Industrial_2033_Economic_million_m3_After Competition Groups_Insulation - Steam (AG)
Industrial | Ind ¦ Insulation - Steam (AG) | 2033 | Technical | million_m3 | After Competition Groups | 21.1456 | 594238.9762 | 0.59424 | 2576.7925 | 0.0082062 | 17 | Industrial_2033_Technical_million_m3_After Competition Groups_17 | Insulation - Steam (AG) | 0.8206% | 0.59424 | 21.1456 | Industrial_2033_Technical_million_m3_After Competition Groups_Insulation - Steam (AG)
Industrial | Ind ¦ Air Compressor Heat Recovery | 2033 | Achievable | million_m3 | After Competition Groups | 12.5338 | 1099638.0878 | 1.0996 | 1623.9612 | 0.007718 | 16 | Industrial_2033_Achievable_million_m3_After Competition Groups_16 | Air Compressor Heat Recovery | 0.7718% | 1.0996 | 12.5338 | Industrial_2033_Achievable_million_m3_After Competition Groups_Air Compressor Heat Recovery
Industrial | Ind ¦ High Efficiency Furnaces | 2033 | Economic | million_m3 | After Competition Groups | 17.8359 | 6086623.7894 | 6.0866 | 2495.1253 | 0.0071483 | 16 | Industrial_2033_Economic_million_m3_After Competition Groups_16 | High Efficiency Furnaces | 0.7148% | 6.0866 | 17.8359 | Industrial_2033_Economic_million_m3_After Competition Groups_High Efficiency Furnaces
Industrial | Ind ¦ Air Compressor Heat Recovery | 2033 | Economic | million_m3 | After Competition Groups | 17.5168 | 1099638.0878 | 1.0996 | 2495.1253 | 0.0070204 | 17 | Industrial_2033_Economic_million_m3_After Competition Groups_17 | Air Compressor Heat Recovery | 0.702% | 1.0996 | 17.5168 | Industrial_2033_Economic_million_m3_After Competition Groups_Air Compressor Heat Recovery
Industrial | Ind ¦ High Efficiency Furnaces | 2033 | Technical | million_m3 | After Competition Groups | 17.8359 | 6086623.7894 | 6.0866 | 2576.7925 | 0.0069218 | 18 | Industrial_2033_Technical_million_m3_After Competition Groups_18 | High Efficiency Furnaces | 0.6922% | 6.0866 | 17.8359 | Industrial_2033_Technical_million_m3_After Competition Groups_High Efficiency Furnaces
Industrial | Ind ¦ Air Compressor Heat Recovery | 2033 | Technical | million_m3 | After Competition Groups | 17.5168 | 1099638.0878 | 1.0996 | 2576.7925 | 0.0067979 | 19 | Industrial_2033_Technical_million_m3_After Competition Groups_19 | Air Compressor Heat Recovery | 0.6798% | 1.0996 | 17.5168 | Industrial_2033_Technical_million_m3_After Competition Groups_Air Compressor Heat Recovery
Industrial | Ind ¦ High Efficiency Furnaces | 2033 | Achievable | million_m3 | After Competition Groups | 10.1129 | 6086623.7894 | 6.0866 | 1623.9612 | 0.0062273 | 17 | Industrial_2033_Achievable_million_m3_After Competition Groups_17 | High Efficiency Furnaces | 0.6227% | 6.0866 | 10.1129 | Industrial_2033_Achievable_million_m3_After Competition Groups_High Efficiency Furnaces
Industrial | Ind ¦ Steam Turbine Optimization | 2033 | Achievable | million_m3 | After Competition Groups | 7.6375 | 851366.2291 | 0.85137 | 1623.9612 | 0.004703 | 18 | Industrial_2033_Achievable_million_m3_After Competition Groups_18 | Steam Turbine Optimization | 0.4703% | 0.85137 | 7.6375 | Industrial_2033_Achievable_million_m3_After Competition Groups_Steam Turbine Optimization
Industrial | Ind ¦ Steam Turbine Optimization | 2033 | Economic | million_m3 | After Competition Groups | 11.2211 | 851366.2291 | 0.85137 | 2495.1253 | 0.0044972 | 18 | Industrial_2033_Economic_million_m3_After Competition Groups_18 | Steam Turbine Optimization | 0.4497% | 0.85137 | 11.2211 | Industrial_2033_Economic_million_m3_After Competition Groups_Steam Turbine Optimization
Industrial | Ind ¦ Steam Turbine Optimization | 2033 | Technical | million_m3 | After Competition Groups | 11.2211 | 851366.2291 | 0.85137 | 2576.7925 | 0.0043547 | 20 | Industrial_2033_Technical_million_m3_After Competition Groups_20 | Steam Turbine Optimization | 0.4355% | 0.85137 | 11.2211 | Industrial_2033_Technical_million_m3_After Competition Groups_Steam Turbine Optimization
Industrial | Ind ¦ Process Optimization (Gas) | 2033 | Economic | million_m3 | After Competition Groups | 10.2948 | 109973.221 | 0.10997 | 2495.1253 | 0.0041259 | 19 | Industrial_2033_Economic_million_m3_After Competition Groups_19 | Process Optimization (Gas) | 0.4126% | 0.10997 | 10.2948 | Industrial_2033_Economic_million_m3_After Competition Groups_Process Optimization (Gas)
Industrial | Ind ¦ Process Optimization (Gas) | 2033 | Technical | million_m3 | After Competition Groups | 10.2948 | 109973.221 | 0.10997 | 2576.7925 | 0.0039952 | 21 | Industrial_2033_Technical_million_m3_After Competition Groups_21 | Process Optimization (Gas) | 0.3995% | 0.10997 | 10.2948 | Industrial_2033_Technical_million_m3_After Competition Groups_Process Optimization (Gas)
Industrial | Ind ¦ Gas Turbine Optimization | 2033 | Achievable | million_m3 | After Competition Groups | 5.7282 | 638524.6718 | 0.63852 | 1623.9612 | 0.0035273 | 19 | Industrial_2033_Achievable_million_m3_After Competition Groups_19 | Gas Turbine Optimization | 0.3527% | 0.63852 | 5.7282 | Industrial_2033_Achievable_million_m3_After Competition Groups_Gas Turbine Optimization
Industrial | Ind ¦ HE Stock Tank | 2033 | Economic | million_m3 | After Competition Groups | 8.5899 | 218904.6847 | 0.2189 | 2495.1253 | 0.0034427 | 20 | Industrial_2033_Economic_million_m3_After Competition Groups_20 | HE Stock Tank | 0.3443% | 0.2189 | 8.5899 | Industrial_2033_Economic_million_m3_After Competition Groups_HE Stock Tank
Industrial | Ind ¦ Gas Turbine Optimization | 2033 | Economic | million_m3 | After Competition Groups | 8.4158 | 638524.6718 | 0.63852 | 2495.1253 | 0.0033729 | 21 | Industrial_2033_Economic_million_m3_After Competition Groups_21 | Gas Turbine Optimization | 0.3373% | 0.63852 | 8.4158 | Industrial_2033_Economic_million_m3_After Competition Groups_Gas Turbine Optimization
Industrial | Ind ¦ HE Stock Tank | 2033 | Technical | million_m3 | After Competition Groups | 8.5899 | 218904.6847 | 0.2189 | 2576.7925 | 0.0033336 | 22 | Industrial_2033_Technical_million_m3_After Competition Groups_22 | HE Stock Tank | 0.3334% | 0.2189 | 8.5899 | Industrial_2033_Technical_million_m3_After Competition Groups_HE Stock Tank
Industrial | Ind ¦ Gas Turbine Optimization | 2033 | Technical | million_m3 | After Competition Groups | 8.4158 | 638524.6718 | 0.63852 | 2576.7925 | 0.003266 | 23 | Industrial_2033_Technical_million_m3_After Competition Groups_23 | Gas Turbine Optimization | 0.3266% | 0.63852 | 8.4158 | Industrial_2033_Technical_million_m3_After Competition Groups_Gas Turbine Optimization
Industrial | Ind ¦ HE Stock Tank | 2033 | Achievable | million_m3 | After Competition Groups | 4.8152 | 218904.6847 | 0.2189 | 1623.9612 | 0.0029651 | 20 | Industrial_2033_Achievable_million_m3_After Competition Groups_20 | HE Stock Tank | 0.2965% | 0.2189 | 4.8152 | Industrial_2033_Achievable_million_m3_After Competition Groups_HE Stock Tank
Industrial | Ind ¦ Solar Walls | 2033 | Achievable | million_m3 | After Competition Groups | 3.9918 | 1513716.1676 | 1.5137 | 1623.9612 | 0.0024581 | 21 | Industrial_2033_Achievable_million_m3_After Competition Groups_21 | Solar Walls | 0.2458% | 1.5137 | 3.9918 | Industrial_2033_Achievable_million_m3_After Competition Groups_Solar Walls
Industrial | Ind ¦ Ventilation Optimization (Gas) | 2033 | Achievable | million_m3 | After Competition Groups | 3.9801 | 0 | 0 | 1623.9612 | 0.0024509 | 22 | Industrial_2033_Achievable_million_m3_After Competition Groups_22 | Ventilation Optimization (Gas) | 0.2451% | 0 | 3.9801 | Industrial_2033_Achievable_million_m3_After Competition Groups_Ventilation Optimization (Gas)
Industrial | Ind ¦ Solar Walls | 2033 | Economic | million_m3 | After Competition Groups | 5.5691 | 1513716.1676 | 1.5137 | 2495.1253 | 0.002232 | 22 | Industrial_2033_Economic_million_m3_After Competition Groups_22 | Solar Walls | 0.2232% | 1.5137 | 5.5691 | Industrial_2033_Economic_million_m3_After Competition Groups_Solar Walls
Industrial | Ind ¦ Ventilation Optimization (Gas) | 2033 | Economic | million_m3 | After Competition Groups | 5.4508 | 0 | 0 | 2495.1253 | 0.0021846 | 23 | Industrial_2033_Economic_million_m3_After Competition Groups_23 | Ventilation Optimization (Gas) | 0.2185% | 0 | 5.4508 | Industrial_2033_Economic_million_m3_After Competition Groups_Ventilation Optimization (Gas)
Industrial | Ind ¦ Solar Walls | 2033 | Technical | million_m3 | After Competition Groups | 5.5691 | 1513716.1676 | 1.5137 | 2576.7925 | 0.0021613 | 24 | Industrial_2033_Technical_million_m3_After Competition Groups_24 | Solar Walls | 0.2161% | 1.5137 | 5.5691 | Industrial_2033_Technical_million_m3_After Competition Groups_Solar Walls
Industrial | Ind ¦ Ventilation Optimization (Gas) | 2033 | Technical | million_m3 | After Competition Groups | 5.4508 | 0 | 0 | 2576.7925 | 0.0021154 | 25 | Industrial_2033_Technical_million_m3_After Competition Groups_25 | Ventilation Optimization (Gas) | 0.2115% | 0 | 5.4508 | Industrial_2033_Technical_million_m3_After Competition Groups_Ventilation Optimization (Gas)
Industrial | Ind ¦ Process Optimization (Gas) | 2033 | Achievable | million_m3 | After Competition Groups | 1.3678 | 109973.221 | 0.10997 | 1623.9612 | 0.00084226 | 23 | Industrial_2033_Achievable_million_m3_After Competition Groups_23 | Process Optimization (Gas) | 0.08423% | 0.10997 | 1.3678 | Industrial_2033_Achievable_million_m3_After Competition Groups_Process Optimization (Gas)
Industrial | Ind ¦ HE HVAC Units | 2033 | Economic | million_m3 | After Competition Groups | 2.0518 | 404496.4791 | 0.4045 | 2495.1253 | 0.00082232 | 24 | Industrial_2033_Economic_million_m3_After Competition Groups_24 | HE HVAC Units | 0.08223% | 0.4045 | 2.0518 | Industrial_2033_Economic_million_m3_After Competition Groups_HE HVAC Units
Industrial | Ind ¦ HE HVAC Units | 2033 | Technical | million_m3 | After Competition Groups | 2.0518 | 404496.4791 | 0.4045 | 2576.7925 | 0.00079626 | 26 | Industrial_2033_Technical_million_m3_After Competition Groups_26 | HE HVAC Units | 0.07963% | 0.4045 | 2.0518 | Industrial_2033_Technical_million_m3_After Competition Groups_HE HVAC Units
Industrial | Ind ¦ HE HVAC Units | 2033 | Achievable | million_m3 | After Competition Groups | 1.282 | 404496.4791 | 0.4045 | 1623.9612 | 0.00078944 | 24 | Industrial_2033_Achievable_million_m3_After Competition Groups_24 | HE HVAC Units | 0.07894% | 0.4045 | 1.282 | Industrial_2033_Achievable_million_m3_After Competition Groups_HE HVAC Units
Industrial | Ind ¦ Boiler Tune Up - Direct | 2033 | Technical | million_m3 | After Competition Groups | 1.6921 | 0 | 0 | 2576.7925 | 0.00065666 | 27 | Industrial_2033_Technical_million_m3_After Competition Groups_27 | Boiler Tune Up - Direct | 0.06567% | 0 | 1.6921 | Industrial_2033_Technical_million_m3_After Competition Groups_Boiler Tune Up - Direct
Industrial | Ind ¦ Process Heat Recovery (Gas) - HVAC | 2033 | Achievable | million_m3 | After Competition Groups | 0.87538 | 104140.8477 | 0.10414 | 1623.9612 | 0.00053904 | 25 | Industrial_2033_Achievable_million_m3_After Competition Groups_25 | Process Heat Recovery (Gas) - HVAC | 0.0539% | 0.10414 | 0.87538 | Industrial_2033_Achievable_million_m3_After Competition Groups_Process Heat Recovery (Gas) - HVAC
Industrial | Ind ¦ Process Heat Recovery (Gas) - HVAC | 2033 | Economic | million_m3 | After Competition Groups | 1.1616 | 104140.8477 | 0.10414 | 2495.1253 | 0.00046553 | 25 | Industrial_2033_Economic_million_m3_After Competition Groups_25 | Process Heat Recovery (Gas) - HVAC | 0.04655% | 0.10414 | 1.1616 | Industrial_2033_Economic_million_m3_After Competition Groups_Process Heat Recovery (Gas) - HVAC
Industrial | Ind ¦ Process Heat Recovery (Gas) - HVAC | 2033 | Technical | million_m3 | After Competition Groups | 1.1616 | 104140.8477 | 0.10414 | 2576.7925 | 0.00045078 | 28 | Industrial_2033_Technical_million_m3_After Competition Groups_28 | Process Heat Recovery (Gas) - HVAC | 0.04508% | 0.10414 | 1.1616 | Industrial_2033_Technical_million_m3_After Competition Groups_Process Heat Recovery (Gas) - HVAC
Industrial | Ind ¦ Insulation - Steam - Direct | 2033 | Achievable | million_m3 | After Competition Groups | 0.52211 | 20388.9494 | 0.020389 | 1623.9612 | 0.0003215 | 26 | Industrial_2033_Achievable_million_m3_After Competition Groups_26 | Insulation - Steam - Direct | 0.03215% | 0.020389 | 0.52211 | Industrial_2033_Achievable_million_m3_After Competition Groups_Insulation - Steam - Direct
Industrial | Ind ¦ Insulation - Steam - Direct | 2033 | Economic | million_m3 | After Competition Groups | 0.77438 | 20388.9494 | 0.020389 | 2495.1253 | 0.00031036 | 26 | Industrial_2033_Economic_million_m3_After Competition Groups_26 | Insulation - Steam - Direct | 0.03104% | 0.020389 | 0.77438 | Industrial_2033_Economic_million_m3_After Competition Groups_Insulation - Steam - Direct
Industrial | Ind ¦ Insulation - Steam - Direct | 2033 | Technical | million_m3 | After Competition Groups | 0.77438 | 20388.9494 | 0.020389 | 2576.7925 | 0.00030052 | 29 | Industrial_2033_Technical_million_m3_After Competition Groups_29 | Insulation - Steam - Direct | 0.03005% | 0.020389 | 0.77438 | Industrial_2033_Technical_million_m3_After Competition Groups_Insulation - Steam - Direct
Industrial | Ind ¦ Insulation - Steam - HVAC | 2033 | Achievable | million_m3 | After Competition Groups | 0.12137 | 4182.2742 | 0.0041823 | 1623.9612 | 7.4735e-05 | 27 | Industrial_2033_Achievable_million_m3_After Competition Groups_27 | Insulation - Steam - HVAC | 0.007473% | 0.0041823 | 0.12137 | Industrial_2033_Achievable_million_m3_After Competition Groups_Insulation - Steam - HVAC
Industrial | Ind ¦ Insulation - Steam - HVAC | 2033 | Economic | million_m3 | After Competition Groups | 0.16104 | 4182.2742 | 0.0041823 | 2495.1253 | 6.4543e-05 | 27 | Industrial_2033_Economic_million_m3_After Competition Groups_27 | Insulation - Steam - HVAC | 0.006454% | 0.0041823 | 0.16104 | Industrial_2033_Economic_million_m3_After Competition Groups_Insulation - Steam - HVAC
Industrial | Ind ¦ Insulation - Steam - HVAC | 2033 | Technical | million_m3 | After Competition Groups | 0.16104 | 4182.2742 | 0.0041823 | 2576.7925 | 6.2497e-05 | 30 | Industrial_2033_Technical_million_m3_After Competition Groups_30 | Insulation - Steam - HVAC | 0.00625% | 0.0041823 | 0.16104 | Industrial_2033_Technical_million_m3_After Competition Groups_Insulation - Steam - HVAC
Industrial | Ind ¦ Boiler Tune Up - HVAC | 2033 | Technical | million_m3 | After Competition Groups | 0.14641 | 0 | 0 | 2576.7925 | 5.6819e-05 | 31 | Industrial_2033_Technical_million_m3_After Competition Groups_31 | Boiler Tune Up - HVAC | 0.005682% | 0 | 0.14641 | Industrial_2033_Technical_million_m3_After Competition Groups_Boiler Tune Up - HVAC
Industrial | Ind ¦ Boiler Tune Up | 2033 | Achievable | million_m3 | After Competition Groups | 0 | 0 | 0 | 1623.9612 | 0 | 28 | Industrial_2033_Achievable_million_m3_After Competition Groups_28 | Boiler Tune Up | 0% | 0 | 0 | Industrial_2033_Achievable_million_m3_After Competition Groups_Boiler Tune Up
Industrial | Ind ¦ Boiler Tune Up | 2033 | Economic | million_m3 | After Competition Groups | 0 | 0 | 0 | 2495.1253 | 0 | 28 | Industrial_2033_Economic_million_m3_After Competition Groups_28 | Boiler Tune Up | 0% | 0 | 0 | Industrial_2033_Economic_million_m3_After Competition Groups_Boiler Tune Up
Industrial | Ind ¦ Boiler Tune Up - Direct | 2033 | Achievable | million_m3 | After Competition Groups | 0 | 0 | 0 | 1623.9612 | 0 | 29 | Industrial_2033_Achievable_million_m3_After Competition Groups_29 | Boiler Tune Up - Direct | 0% | 0 | 0 | Industrial_2033_Achievable_million_m3_After Competition Groups_Boiler Tune Up - Direct
Industrial | Ind ¦ Boiler Tune Up - Direct | 2033 | Economic | million_m3 | After Competition Groups | 0 | 0 | 0 | 2495.1253 | 0 | 29 | Industrial_2033_Economic_million_m3_After Competition Groups_29 | Boiler Tune Up - Direct | 0% | 0 | 0 | Industrial_2033_Economic_million_m3_After Competition Groups_Boiler Tune Up - Direct
Industrial | Ind ¦ Boiler Tune Up - HVAC | 2033 | Achievable | million_m3 | After Competition Groups | 0 | 0 | 0 | 1623.9612 | 0 | 30 | Industrial_2033_Achievable_million_m3_After Competition Groups_30 | Boiler Tune Up - HVAC | 0% | 0 | 0 | Industrial_2033_Achievable_million_m3_After Competition Groups_Boiler Tune Up - HVAC
Industrial | Ind ¦ Boiler Tune Up - HVAC | 2033 | Economic | million_m3 | After Competition Groups | 0 | 0 | 0 | 2495.1253 | 0 | 30 | Industrial_2033_Economic_million_m3_After Competition Groups_30 | Boiler Tune Up - HVAC | 0% | 0 | 0 | Industrial_2033_Economic_million_m3_After Competition Groups_Boiler Tune Up - HVAC
Industrial | Ind ¦ Process Heat Improvements | 2034 | Economic | million_m3 | After Competition Groups | 839.2016 | 53344543.1614 | 53.3445 | 2528.656 | 0.33188 | 1 | Industrial_2034_Economic_million_m3_After Competition Groups_1 | Process Heat Improvements | 33.19% | 53.3445 | 839.2016 | Industrial_2034_Economic_million_m3_After Competition Groups_Process Heat Improvements
Industrial | Ind ¦ Process Heat Improvements | 2034 | Technical | million_m3 | After Competition Groups | 839.2016 | 53344543.1614 | 53.3445 | 2610.3232 | 0.32149 | 1 | Industrial_2034_Technical_million_m3_After Competition Groups_1 | Process Heat Improvements | 32.15% | 53.3445 | 839.2016 | Industrial_2034_Technical_million_m3_After Competition Groups_Process Heat Improvements
Industrial | Ind ¦ Process Heat Improvements | 2034 | Achievable | million_m3 | After Competition Groups | 515.6591 | 53344543.1614 | 53.3445 | 1763.3155 | 0.29244 | 1 | Industrial_2034_Achievable_million_m3_After Competition Groups_1 | Process Heat Improvements | 29.24% | 53.3445 | 515.6591 | Industrial_2034_Achievable_million_m3_After Competition Groups_Process Heat Improvements
Industrial | Ind ¦ Process Heat Recovery (Gas) | 2034 | Achievable | million_m3 | After Competition Groups | 260.0041 | 28732090.0571 | 28.7321 | 1763.3155 | 0.14745 | 2 | Industrial_2034_Achievable_million_m3_After Competition Groups_2 | Process Heat Recovery (Gas) | 14.75% | 28.7321 | 260.0041 | Industrial_2034_Achievable_million_m3_After Competition Groups_Process Heat Recovery (Gas)
Industrial | Ind ¦ Boiler Upgrade | 2034 | Achievable | million_m3 | After Competition Groups | 247.1289 | 32013413.0127 | 32.0134 | 1763.3155 | 0.14015 | 3 | Industrial_2034_Achievable_million_m3_After Competition Groups_3 | Boiler Upgrade | 14.02% | 32.0134 | 247.1289 | Industrial_2034_Achievable_million_m3_After Competition Groups_Boiler Upgrade
Industrial | Ind ¦ Process Heat Recovery (Gas) | 2034 | Economic | million_m3 | After Competition Groups | 347.5632 | 28732090.0571 | 28.7321 | 2528.656 | 0.13745 | 2 | Industrial_2034_Economic_million_m3_After Competition Groups_2 | Process Heat Recovery (Gas) | 13.74% | 28.7321 | 347.5632 | Industrial_2034_Economic_million_m3_After Competition Groups_Process Heat Recovery (Gas)
Industrial | Ind ¦ Process Heat Recovery (Gas) | 2034 | Technical | million_m3 | After Competition Groups | 347.5632 | 28732090.0571 | 28.7321 | 2610.3232 | 0.13315 | 2 | Industrial_2034_Technical_million_m3_After Competition Groups_2 | Process Heat Recovery (Gas) | 13.31% | 28.7321 | 347.5632 | Industrial_2034_Technical_million_m3_After Competition Groups_Process Heat Recovery (Gas)
Industrial | Ind ¦ Boiler Upgrade | 2034 | Economic | million_m3 | After Competition Groups | 324.0419 | 32013413.0127 | 32.0134 | 2528.656 | 0.12815 | 3 | Industrial_2034_Economic_million_m3_After Competition Groups_3 | Boiler Upgrade | 12.81% | 32.0134 | 324.0419 | Industrial_2034_Economic_million_m3_After Competition Groups_Boiler Upgrade
Industrial | Ind ¦ Boiler Upgrade | 2034 | Technical | million_m3 | After Competition Groups | 324.0419 | 32013413.0127 | 32.0134 | 2610.3232 | 0.12414 | 3 | Industrial_2034_Technical_million_m3_After Competition Groups_3 | Boiler Upgrade | 12.41% | 32.0134 | 324.0419 | Industrial_2034_Technical_million_m3_After Competition Groups_Boiler Upgrade
Industrial | Ind ¦ Recommissioning | 2034 | Achievable | million_m3 | After Competition Groups | 190.679 | 7981351.9177 | 7.9814 | 1763.3155 | 0.10814 | 4 | Industrial_2034_Achievable_million_m3_After Competition Groups_4 | Recommissioning | 10.81% | 7.9814 | 190.679 | Industrial_2034_Achievable_million_m3_After Competition Groups_Recommissioning
Industrial | Ind ¦ Recommissioning | 2034 | Economic | million_m3 | After Competition Groups | 252.3014 | 7981351.9177 | 7.9814 | 2528.656 | 0.099777 | 4 | Industrial_2034_Economic_million_m3_After Competition Groups_4 | Recommissioning | 9.978% | 7.9814 | 252.3014 | Industrial_2034_Economic_million_m3_After Competition Groups_Recommissioning
Industrial | Ind ¦ Recommissioning | 2034 | Technical | million_m3 | After Competition Groups | 252.3014 | 7981351.9177 | 7.9814 | 2610.3232 | 0.096655 | 4 | Industrial_2034_Technical_million_m3_After Competition Groups_4 | Recommissioning | 9.666% | 7.9814 | 252.3014 | Industrial_2034_Technical_million_m3_After Competition Groups_Recommissioning
Industrial | Ind ¦ Improved Controls -Process Heating Gas | 2034 | Achievable | million_m3 | After Competition Groups | 118.9878 | 6952549.057 | 6.9525 | 1763.3155 | 0.06748 | 5 | Industrial_2034_Achievable_million_m3_After Competition Groups_5 | Improved Controls -Process Heating Gas | 6.748% | 6.9525 | 118.9878 | Industrial_2034_Achievable_million_m3_After Competition Groups_Improved Controls -Process Heating Gas
Industrial | Ind ¦ Improved Controls -Process Heating Gas | 2034 | Economic | million_m3 | After Competition Groups | 159.4785 | 6952549.057 | 6.9525 | 2528.656 | 0.063068 | 5 | Industrial_2034_Economic_million_m3_After Competition Groups_5 | Improved Controls -Process Heating Gas | 6.307% | 6.9525 | 159.4785 | Industrial_2034_Economic_million_m3_After Competition Groups_Improved Controls -Process Heating Gas
Industrial | Ind ¦ High Efficiency Burners | 2034 | Economic | million_m3 | After Competition Groups | 158.3806 | 15783106.7614 | 15.7831 | 2528.656 | 0.062634 | 6 | Industrial_2034_Economic_million_m3_After Competition Groups_6 | High Efficiency Burners | 6.263% | 15.7831 | 158.3806 | Industrial_2034_Economic_million_m3_After Competition Groups_High Efficiency Burners
Industrial | Ind ¦ Improved Controls -Process Heating Gas | 2034 | Technical | million_m3 | After Competition Groups | 159.4785 | 6952549.057 | 6.9525 | 2610.3232 | 0.061095 | 5 | Industrial_2034_Technical_million_m3_After Competition Groups_5 | Improved Controls -Process Heating Gas | 6.11% | 6.9525 | 159.4785 | Industrial_2034_Technical_million_m3_After Competition Groups_Improved Controls -Process Heating Gas
Industrial | Ind ¦ High Efficiency Burners | 2034 | Technical | million_m3 | After Competition Groups | 158.3806 | 15783106.7614 | 15.7831 | 2610.3232 | 0.060675 | 6 | Industrial_2034_Technical_million_m3_After Competition Groups_6 | High Efficiency Burners | 6.067% | 15.7831 | 158.3806 | Industrial_2034_Technical_million_m3_After Competition Groups_High Efficiency Burners
Industrial | Ind ¦ High Efficiency Burners | 2034 | Achievable | million_m3 | After Competition Groups | 97.9752 | 15783106.7614 | 15.7831 | 1763.3155 | 0.055563 | 6 | Industrial_2034_Achievable_million_m3_After Competition Groups_6 | High Efficiency Burners | 5.556% | 15.7831 | 97.9752 | Industrial_2034_Achievable_million_m3_After Competition Groups_High Efficiency Burners
Industrial | Ind ¦ Greenhouse Envelope Improvements | 2034 | Achievable | million_m3 | After Competition Groups | 78.2667 | 454866.0537 | 0.45487 | 1763.3155 | 0.044386 | 7 | Industrial_2034_Achievable_million_m3_After Competition Groups_7 | Greenhouse Envelope Improvements | 4.439% | 0.45487 | 78.2667 | Industrial_2034_Achievable_million_m3_After Competition Groups_Greenhouse Envelope Improvements
Industrial | Ind ¦ Greenhouse Envelope Improvements | 2034 | Economic | million_m3 | After Competition Groups | 98.9413 | 454866.0537 | 0.45487 | 2528.656 | 0.039128 | 7 | Industrial_2034_Economic_million_m3_After Competition Groups_7 | Greenhouse Envelope Improvements | 3.913% | 0.45487 | 98.9413 | Industrial_2034_Economic_million_m3_After Competition Groups_Greenhouse Envelope Improvements
Industrial | Ind ¦ Greenhouse Envelope Improvements | 2034 | Technical | million_m3 | After Competition Groups | 98.9413 | 454866.0537 | 0.45487 | 2610.3232 | 0.037904 | 7 | Industrial_2034_Technical_million_m3_After Competition Groups_7 | Greenhouse Envelope Improvements | 3.79% | 0.45487 | 98.9413 | Industrial_2034_Technical_million_m3_After Competition Groups_Greenhouse Envelope Improvements
Industrial | Ind ¦ Insulation - Steam | 2034 | Achievable | million_m3 | After Competition Groups | 36.3945 | 1134317.6255 | 1.1343 | 1763.3155 | 0.02064 | 8 | Industrial_2034_Achievable_million_m3_After Competition Groups_8 | Insulation - Steam | 2.064% | 1.1343 | 36.3945 | Industrial_2034_Achievable_million_m3_After Competition Groups_Insulation - Steam
Industrial | Ind ¦ Boiler Tune Up | 2034 | Technical | million_m3 | After Competition Groups | 49.6965 | 0 | 0 | 2610.3232 | 0.019038 | 8 | Industrial_2034_Technical_million_m3_After Competition Groups_8 | Boiler Tune Up | 1.904% | 0 | 49.6965 | Industrial_2034_Technical_million_m3_After Competition Groups_Boiler Tune Up
Industrial | Ind ¦ Insulation - Steam | 2034 | Economic | million_m3 | After Competition Groups | 47.7841 | 1134317.6255 | 1.1343 | 2528.656 | 0.018897 | 8 | Industrial_2034_Economic_million_m3_After Competition Groups_8 | Insulation - Steam | 1.89% | 1.1343 | 47.7841 | Industrial_2034_Economic_million_m3_After Competition Groups_Insulation - Steam
Industrial | Ind ¦ Insulation - Steam | 2034 | Technical | million_m3 | After Competition Groups | 47.7841 | 1134317.6255 | 1.1343 | 2610.3232 | 0.018306 | 9 | Industrial_2034_Technical_million_m3_After Competition Groups_9 | Insulation - Steam | 1.831% | 1.1343 | 47.7841 | Industrial_2034_Technical_million_m3_After Competition Groups_Insulation - Steam
Industrial | Ind ¦ VAV Conversion Project (Gas) | 2034 | Achievable | million_m3 | After Competition Groups | 31.7879 | 5895755.4276 | 5.8958 | 1763.3155 | 0.018027 | 9 | Industrial_2034_Achievable_million_m3_After Competition Groups_9 | VAV Conversion Project (Gas) | 1.803% | 5.8958 | 31.7879 | Industrial_2034_Achievable_million_m3_After Competition Groups_VAV Conversion Project (Gas)
Industrial | Ind ¦ High Efficiency HVAC Fans (Gas) | 2034 | Achievable | million_m3 | After Competition Groups | 31.7117 | 3536505.0514 | 3.5365 | 1763.3155 | 0.017984 | 10 | Industrial_2034_Achievable_million_m3_After Competition Groups_10 | High Efficiency HVAC Fans (Gas) | 1.798% | 3.5365 | 31.7117 | Industrial_2034_Achievable_million_m3_After Competition Groups_High Efficiency HVAC Fans (Gas)
Industrial | Ind ¦ High Efficiency HVAC Fans (Gas) | 2034 | Economic | million_m3 | After Competition Groups | 43.5492 | 3536505.0514 | 3.5365 | 2528.656 | 0.017222 | 9 | Industrial_2034_Economic_million_m3_After Competition Groups_9 | High Efficiency HVAC Fans (Gas) | 1.722% | 3.5365 | 43.5492 | Industrial_2034_Economic_million_m3_After Competition Groups_High Efficiency HVAC Fans (Gas)
Industrial | Ind ¦ High Efficiency HVAC Fans (Gas) | 2034 | Technical | million_m3 | After Competition Groups | 43.5492 | 3536505.0514 | 3.5365 | 2610.3232 | 0.016683 | 10 | Industrial_2034_Technical_million_m3_After Competition Groups_10 | High Efficiency HVAC Fans (Gas) | 1.668% | 3.5365 | 43.5492 | Industrial_2034_Technical_million_m3_After Competition Groups_High Efficiency HVAC Fans (Gas)
Industrial | Ind ¦ VAV Conversion Project (Gas) | 2034 | Economic | million_m3 | After Competition Groups | 41.3156 | 5895755.4276 | 5.8958 | 2528.656 | 0.016339 | 10 | Industrial_2034_Economic_million_m3_After Competition Groups_10 | VAV Conversion Project (Gas) | 1.634% | 5.8958 | 41.3156 | Industrial_2034_Economic_million_m3_After Competition Groups_VAV Conversion Project (Gas)
Industrial | Ind ¦ VAV Conversion Project (Gas) | 2034 | Technical | million_m3 | After Competition Groups | 41.3156 | 5895755.4276 | 5.8958 | 2610.3232 | 0.015828 | 11 | Industrial_2034_Technical_million_m3_After Competition Groups_11 | VAV Conversion Project (Gas) | 1.583% | 5.8958 | 41.3156 | Industrial_2034_Technical_million_m3_After Competition Groups_VAV Conversion Project (Gas)
Industrial | Ind ¦ HE HVAC Controls | 2034 | Achievable | million_m3 | After Competition Groups | 21.4969 | 3860329.1909 | 3.8603 | 1763.3155 | 0.012191 | 11 | Industrial_2034_Achievable_million_m3_After Competition Groups_11 | HE HVAC Controls | 1.219% | 3.8603 | 21.4969 | Industrial_2034_Achievable_million_m3_After Competition Groups_HE HVAC Controls
Industrial | Ind ¦ Steam Leak Repairs | 2034 | Technical | million_m3 | After Competition Groups | 30.1322 | 0 | 0 | 2610.3232 | 0.011543 | 12 | Industrial_2034_Technical_million_m3_After Competition Groups_12 | Steam Leak Repairs | 1.154% | 0 | 30.1322 | Industrial_2034_Technical_million_m3_After Competition Groups_Steam Leak Repairs
Industrial | Ind ¦ Loading Dock Seals | 2034 | Achievable | million_m3 | After Competition Groups | 20.0486 | 7553268.7802 | 7.5533 | 1763.3155 | 0.01137 | 12 | Industrial_2034_Achievable_million_m3_After Competition Groups_12 | Loading Dock Seals | 1.137% | 7.5533 | 20.0486 | Industrial_2034_Achievable_million_m3_After Competition Groups_Loading Dock Seals
Industrial | Ind ¦ Direct Contact Water Heaters | 2034 | Achievable | million_m3 | After Competition Groups | 19.8525 | 0 | 0 | 1763.3155 | 0.011259 | 13 | Industrial_2034_Achievable_million_m3_After Competition Groups_13 | Direct Contact Water Heaters | 1.126% | 0 | 19.8525 | Industrial_2034_Achievable_million_m3_After Competition Groups_Direct Contact Water Heaters
Industrial | Ind ¦ Direct Contact Water Heaters | 2034 | Economic | million_m3 | After Competition Groups | 28.121 | 0 | 0 | 2528.656 | 0.011121 | 11 | Industrial_2034_Economic_million_m3_After Competition Groups_11 | Direct Contact Water Heaters | 1.112% | 0 | 28.121 | Industrial_2034_Economic_million_m3_After Competition Groups_Direct Contact Water Heaters
Industrial | Ind ¦ Direct Contact Water Heaters | 2034 | Technical | million_m3 | After Competition Groups | 28.121 | 0 | 0 | 2610.3232 | 0.010773 | 13 | Industrial_2034_Technical_million_m3_After Competition Groups_13 | Direct Contact Water Heaters | 1.077% | 0 | 28.121 | Industrial_2034_Technical_million_m3_After Competition Groups_Direct Contact Water Heaters
Industrial | Ind ¦ HE HVAC Controls | 2034 | Economic | million_m3 | After Competition Groups | 27.1925 | 3860329.1909 | 3.8603 | 2528.656 | 0.010754 | 12 | Industrial_2034_Economic_million_m3_After Competition Groups_12 | HE HVAC Controls | 1.075% | 3.8603 | 27.1925 | Industrial_2034_Economic_million_m3_After Competition Groups_HE HVAC Controls
Industrial | Ind ¦ Loading Dock Seals | 2034 | Economic | million_m3 | After Competition Groups | 27.1925 | 7553268.7802 | 7.5533 | 2528.656 | 0.010754 | 13 | Industrial_2034_Economic_million_m3_After Competition Groups_13 | Loading Dock Seals | 1.075% | 7.5533 | 27.1925 | Industrial_2034_Economic_million_m3_After Competition Groups_Loading Dock Seals
Industrial | Ind ¦ Insulation - Steam (AG) | 2034 | Achievable | million_m3 | After Competition Groups | 18.4432 | 518276.425 | 0.51828 | 1763.3155 | 0.010459 | 14 | Industrial_2034_Achievable_million_m3_After Competition Groups_14 | Insulation - Steam (AG) | 1.046% | 0.51828 | 18.4432 | Industrial_2034_Achievable_million_m3_After Competition Groups_Insulation - Steam (AG)
Industrial | Ind ¦ HE HVAC Controls | 2034 | Technical | million_m3 | After Competition Groups | 27.1925 | 3860329.1909 | 3.8603 | 2610.3232 | 0.010417 | 14 | Industrial_2034_Technical_million_m3_After Competition Groups_14 | HE HVAC Controls | 1.042% | 3.8603 | 27.1925 | Industrial_2034_Technical_million_m3_After Competition Groups_HE HVAC Controls
Industrial | Ind ¦ Loading Dock Seals | 2034 | Technical | million_m3 | After Competition Groups | 27.1925 | 7553268.7802 | 7.5533 | 2610.3232 | 0.010417 | 15 | Industrial_2034_Technical_million_m3_After Competition Groups_15 | Loading Dock Seals | 1.042% | 7.5533 | 27.1925 | Industrial_2034_Technical_million_m3_After Competition Groups_Loading Dock Seals
Industrial | Ind ¦ Steam Trap Repair | 2034 | Achievable | million_m3 | After Competition Groups | 17.349 | 2705007.4487 | 2.705 | 1763.3155 | 0.0098388 | 15 | Industrial_2034_Achievable_million_m3_After Competition Groups_15 | Steam Trap Repair | 0.9839% | 2.705 | 17.349 | Industrial_2034_Achievable_million_m3_After Competition Groups_Steam Trap Repair
Industrial | Ind ¦ Steam Trap Repair | 2034 | Economic | million_m3 | After Competition Groups | 22.8723 | 2705007.4487 | 2.705 | 2528.656 | 0.0090452 | 14 | Industrial_2034_Economic_million_m3_After Competition Groups_14 | Steam Trap Repair | 0.9045% | 2.705 | 22.8723 | Industrial_2034_Economic_million_m3_After Competition Groups_Steam Trap Repair
Industrial | Ind ¦ Steam Trap Repair | 2034 | Technical | million_m3 | After Competition Groups | 22.8723 | 2705007.4487 | 2.705 | 2610.3232 | 0.0087622 | 16 | Industrial_2034_Technical_million_m3_After Competition Groups_16 | Steam Trap Repair | 0.8762% | 2.705 | 22.8723 | Industrial_2034_Technical_million_m3_After Competition Groups_Steam Trap Repair
Industrial | Ind ¦ Insulation - Steam (AG) | 2034 | Economic | million_m3 | After Competition Groups | 21.052 | 518276.425 | 0.51828 | 2528.656 | 0.0083254 | 15 | Industrial_2034_Economic_million_m3_After Competition Groups_15 | Insulation - Steam (AG) | 0.8325% | 0.51828 | 21.052 | Industrial_2034_Economic_million_m3_After Competition Groups_Insulation - Steam (AG)
Industrial | Ind ¦ Insulation - Steam (AG) | 2034 | Technical | million_m3 | After Competition Groups | 21.052 | 518276.425 | 0.51828 | 2610.3232 | 0.0080649 | 17 | Industrial_2034_Technical_million_m3_After Competition Groups_17 | Insulation - Steam (AG) | 0.8065% | 0.51828 | 21.052 | Industrial_2034_Technical_million_m3_After Competition Groups_Insulation - Steam (AG)
Industrial | Ind ¦ Air Compressor Heat Recovery | 2034 | Achievable | million_m3 | After Competition Groups | 13.4879 | 985923.5641 | 0.98592 | 1763.3155 | 0.0076491 | 16 | Industrial_2034_Achievable_million_m3_After Competition Groups_16 | Air Compressor Heat Recovery | 0.7649% | 0.98592 | 13.4879 | Industrial_2034_Achievable_million_m3_After Competition Groups_Air Compressor Heat Recovery
Industrial | Ind ¦ High Efficiency Furnaces | 2034 | Economic | million_m3 | After Competition Groups | 18.2316 | 5844962.4811 | 5.845 | 2528.656 | 0.00721 | 16 | Industrial_2034_Economic_million_m3_After Competition Groups_16 | High Efficiency Furnaces | 0.721% | 5.845 | 18.2316 | Industrial_2034_Economic_million_m3_After Competition Groups_High Efficiency Furnaces
Industrial | Ind ¦ High Efficiency Furnaces | 2034 | Technical | million_m3 | After Competition Groups | 18.2316 | 5844962.4811 | 5.845 | 2610.3232 | 0.0069844 | 18 | Industrial_2034_Technical_million_m3_After Competition Groups_18 | High Efficiency Furnaces | 0.6984% | 5.845 | 18.2316 | Industrial_2034_Technical_million_m3_After Competition Groups_High Efficiency Furnaces
Industrial | Ind ¦ Air Compressor Heat Recovery | 2034 | Economic | million_m3 | After Competition Groups | 17.5168 | 985923.5641 | 0.98592 | 2528.656 | 0.0069273 | 17 | Industrial_2034_Economic_million_m3_After Competition Groups_17 | Air Compressor Heat Recovery | 0.6927% | 0.98592 | 17.5168 | Industrial_2034_Economic_million_m3_After Competition Groups_Air Compressor Heat Recovery
Industrial | Ind ¦ Air Compressor Heat Recovery | 2034 | Technical | million_m3 | After Competition Groups | 17.5168 | 985923.5641 | 0.98592 | 2610.3232 | 0.0067106 | 19 | Industrial_2034_Technical_million_m3_After Competition Groups_19 | Air Compressor Heat Recovery | 0.6711% | 0.98592 | 17.5168 | Industrial_2034_Technical_million_m3_After Competition Groups_Air Compressor Heat Recovery
Industrial | Ind ¦ High Efficiency Furnaces | 2034 | Achievable | million_m3 | After Competition Groups | 11.131 | 5844962.4811 | 5.845 | 1763.3155 | 0.0063125 | 17 | Industrial_2034_Achievable_million_m3_After Competition Groups_17 | High Efficiency Furnaces | 0.6313% | 5.845 | 11.131 | Industrial_2034_Achievable_million_m3_After Competition Groups_High Efficiency Furnaces
Industrial | Ind ¦ Steam Turbine Optimization | 2034 | Achievable | million_m3 | After Competition Groups | 8.2614 | 779886.837 | 0.77989 | 1763.3155 | 0.0046852 | 18 | Industrial_2034_Achievable_million_m3_After Competition Groups_18 | Steam Turbine Optimization | 0.4685% | 0.77989 | 8.2614 | Industrial_2034_Achievable_million_m3_After Competition Groups_Steam Turbine Optimization
Industrial | Ind ¦ Steam Turbine Optimization | 2034 | Economic | million_m3 | After Competition Groups | 11.2232 | 779886.837 | 0.77989 | 2528.656 | 0.0044384 | 18 | Industrial_2034_Economic_million_m3_After Competition Groups_18 | Steam Turbine Optimization | 0.4438% | 0.77989 | 11.2232 | Industrial_2034_Economic_million_m3_After Competition Groups_Steam Turbine Optimization
Industrial | Ind ¦ Steam Turbine Optimization | 2034 | Technical | million_m3 | After Competition Groups | 11.2232 | 779886.837 | 0.77989 | 2610.3232 | 0.0042996 | 20 | Industrial_2034_Technical_million_m3_After Competition Groups_20 | Steam Turbine Optimization | 0.43% | 0.77989 | 11.2232 | Industrial_2034_Technical_million_m3_After Competition Groups_Steam Turbine Optimization
Industrial | Ind ¦ Process Optimization (Gas) | 2034 | Economic | million_m3 | After Competition Groups | 10.2948 | 119648.6983 | 0.11965 | 2528.656 | 0.0040712 | 19 | Industrial_2034_Economic_million_m3_After Competition Groups_19 | Process Optimization (Gas) | 0.4071% | 0.11965 | 10.2948 | Industrial_2034_Economic_million_m3_After Competition Groups_Process Optimization (Gas)
Industrial | Ind ¦ Process Optimization (Gas) | 2034 | Technical | million_m3 | After Competition Groups | 10.2948 | 119648.6983 | 0.11965 | 2610.3232 | 0.0039439 | 21 | Industrial_2034_Technical_million_m3_After Competition Groups_21 | Process Optimization (Gas) | 0.3944% | 0.11965 | 10.2948 | Industrial_2034_Technical_million_m3_After Competition Groups_Process Optimization (Gas)
Industrial | Ind ¦ Gas Turbine Optimization | 2034 | Achievable | million_m3 | After Competition Groups | 6.1961 | 584915.1278 | 0.58492 | 1763.3155 | 0.0035139 | 19 | Industrial_2034_Achievable_million_m3_After Competition Groups_19 | Gas Turbine Optimization | 0.3514% | 0.58492 | 6.1961 | Industrial_2034_Achievable_million_m3_After Competition Groups_Gas Turbine Optimization
Industrial | Ind ¦ HE Stock Tank | 2034 | Economic | million_m3 | After Competition Groups | 8.7833 | 210460.505 | 0.21046 | 2528.656 | 0.0034735 | 20 | Industrial_2034_Economic_million_m3_After Competition Groups_20 | HE Stock Tank | 0.3474% | 0.21046 | 8.7833 | Industrial_2034_Economic_million_m3_After Competition Groups_HE Stock Tank
Industrial | Ind ¦ HE Stock Tank | 2034 | Technical | million_m3 | After Competition Groups | 8.7833 | 210460.505 | 0.21046 | 2610.3232 | 0.0033648 | 22 | Industrial_2034_Technical_million_m3_After Competition Groups_22 | HE Stock Tank | 0.3365% | 0.21046 | 8.7833 | Industrial_2034_Technical_million_m3_After Competition Groups_HE Stock Tank
Industrial | Ind ¦ Gas Turbine Optimization | 2034 | Economic | million_m3 | After Competition Groups | 8.4174 | 584915.1278 | 0.58492 | 2528.656 | 0.0033288 | 21 | Industrial_2034_Economic_million_m3_After Competition Groups_21 | Gas Turbine Optimization | 0.3329% | 0.58492 | 8.4174 | Industrial_2034_Economic_million_m3_After Competition Groups_Gas Turbine Optimization
Industrial | Ind ¦ Gas Turbine Optimization | 2034 | Technical | million_m3 | After Competition Groups | 8.4174 | 584915.1278 | 0.58492 | 2610.3232 | 0.0032247 | 23 | Industrial_2034_Technical_million_m3_After Competition Groups_23 | Gas Turbine Optimization | 0.3225% | 0.58492 | 8.4174 | Industrial_2034_Technical_million_m3_After Competition Groups_Gas Turbine Optimization
Industrial | Ind ¦ HE Stock Tank | 2034 | Achievable | million_m3 | After Competition Groups | 5.3085 | 210460.505 | 0.21046 | 1763.3155 | 0.0030105 | 20 | Industrial_2034_Achievable_million_m3_After Competition Groups_20 | HE Stock Tank | 0.3011% | 0.21046 | 5.3085 | Industrial_2034_Achievable_million_m3_After Competition Groups_HE Stock Tank
Industrial | Ind ¦ Solar Walls | 2034 | Achievable | million_m3 | After Competition Groups | 4.2878 | 1346703.3376 | 1.3467 | 1763.3155 | 0.0024317 | 21 | Industrial_2034_Achievable_million_m3_After Competition Groups_21 | Solar Walls | 0.2432% | 1.3467 | 4.2878 | Industrial_2034_Achievable_million_m3_After Competition Groups_Solar Walls
Industrial | Ind ¦ Ventilation Optimization (Gas) | 2034 | Achievable | million_m3 | After Competition Groups | 4.2729 | 0 | 0 | 1763.3155 | 0.0024232 | 22 | Industrial_2034_Achievable_million_m3_After Competition Groups_22 | Ventilation Optimization (Gas) | 0.2423% | 0 | 4.2729 | Industrial_2034_Achievable_million_m3_After Competition Groups_Ventilation Optimization (Gas)
Industrial | Ind ¦ Solar Walls | 2034 | Economic | million_m3 | After Competition Groups | 5.5731 | 1346703.3376 | 1.3467 | 2528.656 | 0.002204 | 22 | Industrial_2034_Economic_million_m3_After Competition Groups_22 | Solar Walls | 0.2204% | 1.3467 | 5.5731 | Industrial_2034_Economic_million_m3_After Competition Groups_Solar Walls
Industrial | Ind ¦ Ventilation Optimization (Gas) | 2034 | Economic | million_m3 | After Competition Groups | 5.4508 | 0 | 0 | 2528.656 | 0.0021556 | 23 | Industrial_2034_Economic_million_m3_After Competition Groups_23 | Ventilation Optimization (Gas) | 0.2156% | 0 | 5.4508 | Industrial_2034_Economic_million_m3_After Competition Groups_Ventilation Optimization (Gas)
Industrial | Ind ¦ Solar Walls | 2034 | Technical | million_m3 | After Competition Groups | 5.5731 | 1346703.3376 | 1.3467 | 2610.3232 | 0.002135 | 24 | Industrial_2034_Technical_million_m3_After Competition Groups_24 | Solar Walls | 0.2135% | 1.3467 | 5.5731 | Industrial_2034_Technical_million_m3_After Competition Groups_Solar Walls
Industrial | Ind ¦ Ventilation Optimization (Gas) | 2034 | Technical | million_m3 | After Competition Groups | 5.4508 | 0 | 0 | 2610.3232 | 0.0020882 | 25 | Industrial_2034_Technical_million_m3_After Competition Groups_25 | Ventilation Optimization (Gas) | 0.2088% | 0 | 5.4508 | Industrial_2034_Technical_million_m3_After Competition Groups_Ventilation Optimization (Gas)
Industrial | Ind ¦ Process Optimization (Gas) | 2034 | Achievable | million_m3 | After Competition Groups | 1.5551 | 119648.6983 | 0.11965 | 1763.3155 | 0.0008819 | 23 | Industrial_2034_Achievable_million_m3_After Competition Groups_23 | Process Optimization (Gas) | 0.08819% | 0.11965 | 1.5551 | Industrial_2034_Achievable_million_m3_After Competition Groups_Process Optimization (Gas)
Industrial | Ind ¦ HE HVAC Units | 2034 | Economic | million_m3 | After Competition Groups | 2.0802 | 386906.5654 | 0.38691 | 2528.656 | 0.00082264 | 24 | Industrial_2034_Economic_million_m3_After Competition Groups_24 | HE HVAC Units | 0.08226% | 0.38691 | 2.0802 | Industrial_2034_Economic_million_m3_After Competition Groups_HE HVAC Units
Industrial | Ind ¦ HE HVAC Units | 2034 | Technical | million_m3 | After Competition Groups | 2.0802 | 386906.5654 | 0.38691 | 2610.3232 | 0.00079691 | 26 | Industrial_2034_Technical_million_m3_After Competition Groups_26 | HE HVAC Units | 0.07969% | 0.38691 | 2.0802 | Industrial_2034_Technical_million_m3_After Competition Groups_HE HVAC Units
Industrial | Ind ¦ HE HVAC Units | 2034 | Achievable | million_m3 | After Competition Groups | 1.3981 | 386906.5654 | 0.38691 | 1763.3155 | 0.00079288 | 24 | Industrial_2034_Achievable_million_m3_After Competition Groups_24 | HE HVAC Units | 0.07929% | 0.38691 | 1.3981 | Industrial_2034_Achievable_million_m3_After Competition Groups_HE HVAC Units
Industrial | Ind ¦ Boiler Tune Up - Direct | 2034 | Technical | million_m3 | After Competition Groups | 1.6921 | 0 | 0 | 2610.3232 | 0.00064823 | 27 | Industrial_2034_Technical_million_m3_After Competition Groups_27 | Boiler Tune Up - Direct | 0.06482% | 0 | 1.6921 | Industrial_2034_Technical_million_m3_After Competition Groups_Boiler Tune Up - Direct
Industrial | Ind ¦ Process Heat Recovery (Gas) - HVAC | 2034 | Achievable | million_m3 | After Competition Groups | 0.93623 | 90829.1319 | 0.090829 | 1763.3155 | 0.00053095 | 25 | Industrial_2034_Achievable_million_m3_After Competition Groups_25 | Process Heat Recovery (Gas) - HVAC | 0.0531% | 0.090829 | 0.93623 | Industrial_2034_Achievable_million_m3_After Competition Groups_Process Heat Recovery (Gas) - HVAC
Industrial | Ind ¦ Process Heat Recovery (Gas) - HVAC | 2034 | Economic | million_m3 | After Competition Groups | 1.1616 | 90829.1319 | 0.090829 | 2528.656 | 0.00045936 | 25 | Industrial_2034_Economic_million_m3_After Competition Groups_25 | Process Heat Recovery (Gas) - HVAC | 0.04594% | 0.090829 | 1.1616 | Industrial_2034_Economic_million_m3_After Competition Groups_Process Heat Recovery (Gas) - HVAC
Industrial | Ind ¦ Process Heat Recovery (Gas) - HVAC | 2034 | Technical | million_m3 | After Competition Groups | 1.1616 | 90829.1319 | 0.090829 | 2610.3232 | 0.00044499 | 28 | Industrial_2034_Technical_million_m3_After Competition Groups_28 | Process Heat Recovery (Gas) - HVAC | 0.0445% | 0.090829 | 1.1616 | Industrial_2034_Technical_million_m3_After Competition Groups_Process Heat Recovery (Gas) - HVAC
Industrial | Ind ¦ Insulation - Steam - Direct | 2034 | Achievable | million_m3 | After Competition Groups | 0.56556 | 18782.1533 | 0.018782 | 1763.3155 | 0.00032073 | 26 | Industrial_2034_Achievable_million_m3_After Competition Groups_26 | Insulation - Steam - Direct | 0.03207% | 0.018782 | 0.56556 | Industrial_2034_Achievable_million_m3_After Competition Groups_Insulation - Steam - Direct
Industrial | Ind ¦ Insulation - Steam - Direct | 2034 | Economic | million_m3 | After Competition Groups | 0.77438 | 18782.1533 | 0.018782 | 2528.656 | 0.00030624 | 26 | Industrial_2034_Economic_million_m3_After Competition Groups_26 | Insulation - Steam - Direct | 0.03062% | 0.018782 | 0.77438 | Industrial_2034_Economic_million_m3_After Competition Groups_Insulation - Steam - Direct
Industrial | Ind ¦ Insulation - Steam - Direct | 2034 | Technical | million_m3 | After Competition Groups | 0.77438 | 18782.1533 | 0.018782 | 2610.3232 | 0.00029666 | 29 | Industrial_2034_Technical_million_m3_After Competition Groups_29 | Insulation - Steam - Direct | 0.02967% | 0.018782 | 0.77438 | Industrial_2034_Technical_million_m3_After Competition Groups_Insulation - Steam - Direct
Industrial | Ind ¦ Insulation - Steam - HVAC | 2034 | Achievable | million_m3 | After Competition Groups | 0.1298 | 3647.647 | 0.0036476 | 1763.3155 | 7.3614e-05 | 27 | Industrial_2034_Achievable_million_m3_After Competition Groups_27 | Insulation - Steam - HVAC | 0.007361% | 0.0036476 | 0.1298 | Industrial_2034_Achievable_million_m3_After Competition Groups_Insulation - Steam - HVAC
Industrial | Ind ¦ Insulation - Steam - HVAC | 2034 | Economic | million_m3 | After Competition Groups | 0.16104 | 3647.647 | 0.0036476 | 2528.656 | 6.3687e-05 | 27 | Industrial_2034_Economic_million_m3_After Competition Groups_27 | Insulation - Steam - HVAC | 0.006369% | 0.0036476 | 0.16104 | Industrial_2034_Economic_million_m3_After Competition Groups_Insulation - Steam - HVAC
Industrial | Ind ¦ Insulation - Steam - HVAC | 2034 | Technical | million_m3 | After Competition Groups | 0.16104 | 3647.647 | 0.0036476 | 2610.3232 | 6.1695e-05 | 30 | Industrial_2034_Technical_million_m3_After Competition Groups_30 | Insulation - Steam - HVAC | 0.006169% | 0.0036476 | 0.16104 | Industrial_2034_Technical_million_m3_After Competition Groups_Insulation - Steam - HVAC
Industrial | Ind ¦ Boiler Tune Up - HVAC | 2034 | Technical | million_m3 | After Competition Groups | 0.14641 | 0 | 0 | 2610.3232 | 5.609e-05 | 31 | Industrial_2034_Technical_million_m3_After Competition Groups_31 | Boiler Tune Up - HVAC | 0.005609% | 0 | 0.14641 | Industrial_2034_Technical_million_m3_After Competition Groups_Boiler Tune Up - HVAC
Industrial | Ind ¦ Boiler Tune Up | 2034 | Achievable | million_m3 | After Competition Groups | 0 | 0 | 0 | 1763.3155 | 0 | 28 | Industrial_2034_Achievable_million_m3_After Competition Groups_28 | Boiler Tune Up | 0% | 0 | 0 | Industrial_2034_Achievable_million_m3_After Competition Groups_Boiler Tune Up
Industrial | Ind ¦ Boiler Tune Up | 2034 | Economic | million_m3 | After Competition Groups | 0 | 0 | 0 | 2528.656 | 0 | 28 | Industrial_2034_Economic_million_m3_After Competition Groups_28 | Boiler Tune Up | 0% | 0 | 0 | Industrial_2034_Economic_million_m3_After Competition Groups_Boiler Tune Up
Industrial | Ind ¦ Boiler Tune Up - Direct | 2034 | Achievable | million_m3 | After Competition Groups | 0 | 0 | 0 | 1763.3155 | 0 | 29 | Industrial_2034_Achievable_million_m3_After Competition Groups_29 | Boiler Tune Up - Direct | 0% | 0 | 0 | Industrial_2034_Achievable_million_m3_After Competition Groups_Boiler Tune Up - Direct
Industrial | Ind ¦ Boiler Tune Up - Direct | 2034 | Economic | million_m3 | After Competition Groups | 0 | 0 | 0 | 2528.656 | 0 | 29 | Industrial_2034_Economic_million_m3_After Competition Groups_29 | Boiler Tune Up - Direct | 0% | 0 | 0 | Industrial_2034_Economic_million_m3_After Competition Groups_Boiler Tune Up - Direct
Industrial | Ind ¦ Boiler Tune Up - HVAC | 2034 | Achievable | million_m3 | After Competition Groups | 0 | 0 | 0 | 1763.3155 | 0 | 30 | Industrial_2034_Achievable_million_m3_After Competition Groups_30 | Boiler Tune Up - HVAC | 0% | 0 | 0 | Industrial_2034_Achievable_million_m3_After Competition Groups_Boiler Tune Up - HVAC
Industrial | Ind ¦ Boiler Tune Up - HVAC | 2034 | Economic | million_m3 | After Competition Groups | 0 | 0 | 0 | 2528.656 | 0 | 30 | Industrial_2034_Economic_million_m3_After Competition Groups_30 | Boiler Tune Up - HVAC | 0% | 0 | 0 | Industrial_2034_Economic_million_m3_After Competition Groups_Boiler Tune Up - HVAC
Industrial | Ind ¦ Process Heat Improvements | 2035 | Economic | million_m3 | After Competition Groups | 856.658 | 50200290.6195 | 50.2003 | 2560.7833 | 0.33453 | 1 | Industrial_2035_Economic_million_m3_After Competition Groups_1 | Process Heat Improvements | 33.45% | 50.2003 | 856.658 | Industrial_2035_Economic_million_m3_After Competition Groups_Process Heat Improvements
Industrial | Ind ¦ Process Heat Improvements | 2035 | Technical | million_m3 | After Competition Groups | 856.658 | 50200290.6195 | 50.2003 | 2642.4506 | 0.32419 | 1 | Industrial_2035_Technical_million_m3_After Competition Groups_1 | Process Heat Improvements | 32.42% | 50.2003 | 856.658 | Industrial_2035_Technical_million_m3_After Competition Groups_Process Heat Improvements
Industrial | Ind ¦ Process Heat Improvements | 2035 | Achievable | million_m3 | After Competition Groups | 558.9238 | 50200290.6195 | 50.2003 | 1887.9176 | 0.29605 | 1 | Industrial_2035_Achievable_million_m3_After Competition Groups_1 | Process Heat Improvements | 29.61% | 50.2003 | 558.9238 | Industrial_2035_Achievable_million_m3_After Competition Groups_Process Heat Improvements
Industrial | Ind ¦ Process Heat Recovery (Gas) | 2035 | Achievable | million_m3 | After Competition Groups | 276.7373 | 25473021.14 | 25.473 | 1887.9176 | 0.14658 | 2 | Industrial_2035_Achievable_million_m3_After Competition Groups_2 | Process Heat Recovery (Gas) | 14.66% | 25.473 | 276.7373 | Industrial_2035_Achievable_million_m3_After Competition Groups_Process Heat Recovery (Gas)
Industrial | Ind ¦ Boiler Upgrade | 2035 | Achievable | million_m3 | After Competition Groups | 263.1511 | 29259243.9712 | 29.2592 | 1887.9176 | 0.13939 | 3 | Industrial_2035_Achievable_million_m3_After Competition Groups_3 | Boiler Upgrade | 13.94% | 29.2592 | 263.1511 | Industrial_2035_Achievable_million_m3_After Competition Groups_Boiler Upgrade
Industrial | Ind ¦ Process Heat Recovery (Gas) | 2035 | Economic | million_m3 | After Competition Groups | 347.5632 | 25473021.14 | 25.473 | 2560.7833 | 0.13573 | 2 | Industrial_2035_Economic_million_m3_After Competition Groups_2 | Process Heat Recovery (Gas) | 13.57% | 25.473 | 347.5632 | Industrial_2035_Economic_million_m3_After Competition Groups_Process Heat Recovery (Gas)
Industrial | Ind ¦ Process Heat Recovery (Gas) | 2035 | Technical | million_m3 | After Competition Groups | 347.5632 | 25473021.14 | 25.473 | 2642.4506 | 0.13153 | 2 | Industrial_2035_Technical_million_m3_After Competition Groups_2 | Process Heat Recovery (Gas) | 13.15% | 25.473 | 347.5632 | Industrial_2035_Technical_million_m3_After Competition Groups_Process Heat Recovery (Gas)
Industrial | Ind ¦ Boiler Upgrade | 2035 | Economic | million_m3 | After Competition Groups | 331.4707 | 29259243.9712 | 29.2592 | 2560.7833 | 0.12944 | 3 | Industrial_2035_Economic_million_m3_After Competition Groups_3 | Boiler Upgrade | 12.94% | 29.2592 | 331.4707 | Industrial_2035_Economic_million_m3_After Competition Groups_Boiler Upgrade
Industrial | Ind ¦ Boiler Upgrade | 2035 | Technical | million_m3 | After Competition Groups | 331.4707 | 29259243.9712 | 29.2592 | 2642.4506 | 0.12544 | 3 | Industrial_2035_Technical_million_m3_After Competition Groups_3 | Boiler Upgrade | 12.54% | 29.2592 | 331.4707 | Industrial_2035_Technical_million_m3_After Competition Groups_Boiler Upgrade
Industrial | Ind ¦ Recommissioning | 2035 | Achievable | million_m3 | After Competition Groups | 202.675 | 7035982.694 | 7.036 | 1887.9176 | 0.10735 | 4 | Industrial_2035_Achievable_million_m3_After Competition Groups_4 | Recommissioning | 10.74% | 7.036 | 202.675 | Industrial_2035_Achievable_million_m3_After Competition Groups_Recommissioning
Industrial | Ind ¦ Recommissioning | 2035 | Economic | million_m3 | After Competition Groups | 252.3014 | 7035982.694 | 7.036 | 2560.7833 | 0.098525 | 4 | Industrial_2035_Economic_million_m3_After Competition Groups_4 | Recommissioning | 9.853% | 7.036 | 252.3014 | Industrial_2035_Economic_million_m3_After Competition Groups_Recommissioning
Industrial | Ind ¦ Recommissioning | 2035 | Technical | million_m3 | After Competition Groups | 252.3014 | 7035982.694 | 7.036 | 2642.4506 | 0.09548 | 4 | Industrial_2035_Technical_million_m3_After Competition Groups_4 | Recommissioning | 9.548% | 7.036 | 252.3014 | Industrial_2035_Technical_million_m3_After Competition Groups_Recommissioning
Industrial | Ind ¦ Improved Controls -Process Heating Gas | 2035 | Achievable | million_m3 | After Competition Groups | 126.6963 | 6173105.5138 | 6.1731 | 1887.9176 | 0.067109 | 5 | Industrial_2035_Achievable_million_m3_After Competition Groups_5 | Improved Controls -Process Heating Gas | 6.711% | 6.1731 | 126.6963 | Industrial_2035_Achievable_million_m3_After Competition Groups_Improved Controls -Process Heating Gas
Industrial | Ind ¦ High Efficiency Burners | 2035 | Economic | million_m3 | After Competition Groups | 161.6751 | 14827591.0243 | 14.8276 | 2560.7833 | 0.063135 | 5 | Industrial_2035_Economic_million_m3_After Competition Groups_5 | High Efficiency Burners | 6.314% | 14.8276 | 161.6751 | Industrial_2035_Economic_million_m3_After Competition Groups_High Efficiency Burners
Industrial | Ind ¦ Improved Controls -Process Heating Gas | 2035 | Economic | million_m3 | After Competition Groups | 159.4785 | 6173105.5138 | 6.1731 | 2560.7833 | 0.062277 | 6 | Industrial_2035_Economic_million_m3_After Competition Groups_6 | Improved Controls -Process Heating Gas | 6.228% | 6.1731 | 159.4785 | Industrial_2035_Economic_million_m3_After Competition Groups_Improved Controls -Process Heating Gas
Industrial | Ind ¦ High Efficiency Burners | 2035 | Technical | million_m3 | After Competition Groups | 161.6751 | 14827591.0243 | 14.8276 | 2642.4506 | 0.061184 | 5 | Industrial_2035_Technical_million_m3_After Competition Groups_5 | High Efficiency Burners | 6.118% | 14.8276 | 161.6751 | Industrial_2035_Technical_million_m3_After Competition Groups_High Efficiency Burners
Industrial | Ind ¦ Improved Controls -Process Heating Gas | 2035 | Technical | million_m3 | After Competition Groups | 159.4785 | 6173105.5138 | 6.1731 | 2642.4506 | 0.060353 | 6 | Industrial_2035_Technical_million_m3_After Competition Groups_6 | Improved Controls -Process Heating Gas | 6.035% | 6.1731 | 159.4785 | Industrial_2035_Technical_million_m3_After Competition Groups_Improved Controls -Process Heating Gas
Industrial | Ind ¦ High Efficiency Burners | 2035 | Achievable | million_m3 | After Competition Groups | 106.1285 | 14827591.0243 | 14.8276 | 1887.9176 | 0.056215 | 6 | Industrial_2035_Achievable_million_m3_After Competition Groups_6 | High Efficiency Burners | 5.621% | 14.8276 | 106.1285 | Industrial_2035_Achievable_million_m3_After Competition Groups_High Efficiency Burners
Industrial | Ind ¦ Greenhouse Envelope Improvements | 2035 | Achievable | million_m3 | After Competition Groups | 82.4835 | 409772.0444 | 0.40977 | 1887.9176 | 0.04369 | 7 | Industrial_2035_Achievable_million_m3_After Competition Groups_7 | Greenhouse Envelope Improvements | 4.369% | 0.40977 | 82.4835 | Industrial_2035_Achievable_million_m3_After Competition Groups_Greenhouse Envelope Improvements
Industrial | Ind ¦ Greenhouse Envelope Improvements | 2035 | Economic | million_m3 | After Competition Groups | 101.0624 | 409772.0444 | 0.40977 | 2560.7833 | 0.039465 | 7 | Industrial_2035_Economic_million_m3_After Competition Groups_7 | Greenhouse Envelope Improvements | 3.947% | 0.40977 | 101.0624 | Industrial_2035_Economic_million_m3_After Competition Groups_Greenhouse Envelope Improvements
Industrial | Ind ¦ Greenhouse Envelope Improvements | 2035 | Technical | million_m3 | After Competition Groups | 101.0624 | 409772.0444 | 0.40977 | 2642.4506 | 0.038246 | 7 | Industrial_2035_Technical_million_m3_After Competition Groups_7 | Greenhouse Envelope Improvements | 3.825% | 0.40977 | 101.0624 | Industrial_2035_Technical_million_m3_After Competition Groups_Greenhouse Envelope Improvements
Industrial | Ind ¦ Insulation - Steam | 2035 | Achievable | million_m3 | After Competition Groups | 38.6528 | 995812.8863 | 0.99581 | 1887.9176 | 0.020474 | 8 | Industrial_2035_Achievable_million_m3_After Competition Groups_8 | Insulation - Steam | 2.047% | 0.99581 | 38.6528 | Industrial_2035_Achievable_million_m3_After Competition Groups_Insulation - Steam
Industrial | Ind ¦ Boiler Tune Up | 2035 | Technical | million_m3 | After Competition Groups | 49.6965 | 0 | 0 | 2642.4506 | 0.018807 | 8 | Industrial_2035_Technical_million_m3_After Competition Groups_8 | Boiler Tune Up | 1.881% | 0 | 49.6965 | Industrial_2035_Technical_million_m3_After Competition Groups_Boiler Tune Up
Industrial | Ind ¦ Insulation - Steam | 2035 | Economic | million_m3 | After Competition Groups | 47.7841 | 995812.8863 | 0.99581 | 2560.7833 | 0.01866 | 8 | Industrial_2035_Economic_million_m3_After Competition Groups_8 | Insulation - Steam | 1.866% | 0.99581 | 47.7841 | Industrial_2035_Economic_million_m3_After Competition Groups_Insulation - Steam
Industrial | Ind ¦ Insulation - Steam | 2035 | Technical | million_m3 | After Competition Groups | 47.7841 | 995812.8863 | 0.99581 | 2642.4506 | 0.018083 | 9 | Industrial_2035_Technical_million_m3_After Competition Groups_9 | Insulation - Steam | 1.808% | 0.99581 | 47.7841 | Industrial_2035_Technical_million_m3_After Competition Groups_Insulation - Steam
Industrial | Ind ¦ High Efficiency HVAC Fans (Gas) | 2035 | Achievable | million_m3 | After Competition Groups | 33.8426 | 3264635.3097 | 3.2646 | 1887.9176 | 0.017926 | 9 | Industrial_2035_Achievable_million_m3_After Competition Groups_9 | High Efficiency HVAC Fans (Gas) | 1.793% | 3.2646 | 33.8426 | Industrial_2035_Achievable_million_m3_After Competition Groups_High Efficiency HVAC Fans (Gas)
Industrial | Ind ¦ VAV Conversion Project (Gas) | 2035 | Achievable | million_m3 | After Competition Groups | 33.649 | 5100989.6705 | 5.101 | 1887.9176 | 0.017823 | 10 | Industrial_2035_Achievable_million_m3_After Competition Groups_10 | VAV Conversion Project (Gas) | 1.782% | 5.101 | 33.649 | Industrial_2035_Achievable_million_m3_After Competition Groups_VAV Conversion Project (Gas)
Industrial | Ind ¦ High Efficiency HVAC Fans (Gas) | 2035 | Economic | million_m3 | After Competition Groups | 44.2322 | 3264635.3097 | 3.2646 | 2560.7833 | 0.017273 | 9 | Industrial_2035_Economic_million_m3_After Competition Groups_9 | High Efficiency HVAC Fans (Gas) | 1.727% | 3.2646 | 44.2322 | Industrial_2035_Economic_million_m3_After Competition Groups_High Efficiency HVAC Fans (Gas)
Industrial | Ind ¦ High Efficiency HVAC Fans (Gas) | 2035 | Technical | million_m3 | After Competition Groups | 44.2322 | 3264635.3097 | 3.2646 | 2642.4506 | 0.016739 | 10 | Industrial_2035_Technical_million_m3_After Competition Groups_10 | High Efficiency HVAC Fans (Gas) | 1.674% | 3.2646 | 44.2322 | Industrial_2035_Technical_million_m3_After Competition Groups_High Efficiency HVAC Fans (Gas)
Industrial | Ind ¦ VAV Conversion Project (Gas) | 2035 | Economic | million_m3 | After Competition Groups | 41.3425 | 5100989.6705 | 5.101 | 2560.7833 | 0.016144 | 10 | Industrial_2035_Economic_million_m3_After Competition Groups_10 | VAV Conversion Project (Gas) | 1.614% | 5.101 | 41.3425 | Industrial_2035_Economic_million_m3_After Competition Groups_VAV Conversion Project (Gas)
Industrial | Ind ¦ VAV Conversion Project (Gas) | 2035 | Technical | million_m3 | After Competition Groups | 41.3425 | 5100989.6705 | 5.101 | 2642.4506 | 0.015646 | 11 | Industrial_2035_Technical_million_m3_After Competition Groups_11 | VAV Conversion Project (Gas) | 1.565% | 5.101 | 41.3425 | Industrial_2035_Technical_million_m3_After Competition Groups_VAV Conversion Project (Gas)
Industrial | Ind ¦ HE HVAC Controls | 2035 | Achievable | million_m3 | After Competition Groups | 22.7166 | 3312020.1759 | 3.312 | 1887.9176 | 0.012033 | 11 | Industrial_2035_Achievable_million_m3_After Competition Groups_11 | HE HVAC Controls | 1.203% | 3.312 | 22.7166 | Industrial_2035_Achievable_million_m3_After Competition Groups_HE HVAC Controls
Industrial | Ind ¦ Steam Leak Repairs | 2035 | Technical | million_m3 | After Competition Groups | 30.1322 | 0 | 0 | 2642.4506 | 0.011403 | 12 | Industrial_2035_Technical_million_m3_After Competition Groups_12 | Steam Leak Repairs | 1.14% | 0 | 30.1322 | Industrial_2035_Technical_million_m3_After Competition Groups_Steam Leak Repairs
Industrial | Ind ¦ Loading Dock Seals | 2035 | Achievable | million_m3 | After Competition Groups | 21.4974 | 6667478.68 | 6.6675 | 1887.9176 | 0.011387 | 12 | Industrial_2035_Achievable_million_m3_After Competition Groups_12 | Loading Dock Seals | 1.139% | 6.6675 | 21.4974 | Industrial_2035_Achievable_million_m3_After Competition Groups_Loading Dock Seals
Industrial | Ind ¦ Direct Contact Water Heaters | 2035 | Achievable | million_m3 | After Competition Groups | 21.2932 | 0 | 0 | 1887.9176 | 0.011279 | 13 | Industrial_2035_Achievable_million_m3_After Competition Groups_13 | Direct Contact Water Heaters | 1.128% | 0 | 21.2932 | Industrial_2035_Achievable_million_m3_After Competition Groups_Direct Contact Water Heaters
Industrial | Ind ¦ Direct Contact Water Heaters | 2035 | Economic | million_m3 | After Competition Groups | 28.7285 | 0 | 0 | 2560.7833 | 0.011219 | 11 | Industrial_2035_Economic_million_m3_After Competition Groups_11 | Direct Contact Water Heaters | 1.122% | 0 | 28.7285 | Industrial_2035_Economic_million_m3_After Competition Groups_Direct Contact Water Heaters
Industrial | Ind ¦ Direct Contact Water Heaters | 2035 | Technical | million_m3 | After Competition Groups | 28.7285 | 0 | 0 | 2642.4506 | 0.010872 | 13 | Industrial_2035_Technical_million_m3_After Competition Groups_13 | Direct Contact Water Heaters | 1.087% | 0 | 28.7285 | Industrial_2035_Technical_million_m3_After Competition Groups_Direct Contact Water Heaters
Industrial | Ind ¦ HE HVAC Controls | 2035 | Economic | million_m3 | After Competition Groups | 27.1925 | 3312020.1759 | 3.312 | 2560.7833 | 0.010619 | 12 | Industrial_2035_Economic_million_m3_After Competition Groups_12 | HE HVAC Controls | 1.062% | 3.312 | 27.1925 | Industrial_2035_Economic_million_m3_After Competition Groups_HE HVAC Controls
Industrial | Ind ¦ Loading Dock Seals | 2035 | Economic | million_m3 | After Competition Groups | 27.1925 | 6667478.68 | 6.6675 | 2560.7833 | 0.010619 | 13 | Industrial_2035_Economic_million_m3_After Competition Groups_13 | Loading Dock Seals | 1.062% | 6.6675 | 27.1925 | Industrial_2035_Economic_million_m3_After Competition Groups_Loading Dock Seals
Industrial | Ind ¦ Insulation - Steam (AG) | 2035 | Achievable | million_m3 | After Competition Groups | 19.4383 | 438795.8081 | 0.4388 | 1887.9176 | 0.010296 | 14 | Industrial_2035_Achievable_million_m3_After Competition Groups_14 | Insulation - Steam (AG) | 1.03% | 0.4388 | 19.4383 | Industrial_2035_Achievable_million_m3_After Competition Groups_Insulation - Steam (AG)
Industrial | Ind ¦ HE HVAC Controls | 2035 | Technical | million_m3 | After Competition Groups | 27.1925 | 3312020.1759 | 3.312 | 2642.4506 | 0.010291 | 14 | Industrial_2035_Technical_million_m3_After Competition Groups_14 | HE HVAC Controls | 1.029% | 3.312 | 27.1925 | Industrial_2035_Technical_million_m3_After Competition Groups_HE HVAC Controls
Industrial | Ind ¦ Loading Dock Seals | 2035 | Technical | million_m3 | After Competition Groups | 27.1925 | 6667478.68 | 6.6675 | 2642.4506 | 0.010291 | 15 | Industrial_2035_Technical_million_m3_After Competition Groups_15 | Loading Dock Seals | 1.029% | 6.6675 | 27.1925 | Industrial_2035_Technical_million_m3_After Competition Groups_Loading Dock Seals
Industrial | Ind ¦ Steam Trap Repair | 2035 | Achievable | million_m3 | After Competition Groups | 18.4358 | 2380351.9549 | 2.3804 | 1887.9176 | 0.0097652 | 15 | Industrial_2035_Achievable_million_m3_After Competition Groups_15 | Steam Trap Repair | 0.9765% | 2.3804 | 18.4358 | Industrial_2035_Achievable_million_m3_After Competition Groups_Steam Trap Repair
Industrial | Ind ¦ Steam Trap Repair | 2035 | Economic | million_m3 | After Competition Groups | 22.8723 | 2380351.9549 | 2.3804 | 2560.7833 | 0.0089317 | 14 | Industrial_2035_Economic_million_m3_After Competition Groups_14 | Steam Trap Repair | 0.8932% | 2.3804 | 22.8723 | Industrial_2035_Economic_million_m3_After Competition Groups_Steam Trap Repair
Industrial | Ind ¦ Steam Trap Repair | 2035 | Technical | million_m3 | After Competition Groups | 22.8723 | 2380351.9549 | 2.3804 | 2642.4506 | 0.0086557 | 16 | Industrial_2035_Technical_million_m3_After Competition Groups_16 | Steam Trap Repair | 0.8656% | 2.3804 | 22.8723 | Industrial_2035_Technical_million_m3_After Competition Groups_Steam Trap Repair
Industrial | Ind ¦ Insulation - Steam (AG) | 2035 | Economic | million_m3 | After Competition Groups | 20.9657 | 438795.8081 | 0.4388 | 2560.7833 | 0.0081872 | 15 | Industrial_2035_Economic_million_m3_After Competition Groups_15 | Insulation - Steam (AG) | 0.8187% | 0.4388 | 20.9657 | Industrial_2035_Economic_million_m3_After Competition Groups_Insulation - Steam (AG)
Industrial | Ind ¦ Insulation - Steam (AG) | 2035 | Technical | million_m3 | After Competition Groups | 20.9657 | 438795.8081 | 0.4388 | 2642.4506 | 0.0079342 | 17 | Industrial_2035_Technical_million_m3_After Competition Groups_17 | Insulation - Steam (AG) | 0.7934% | 0.4388 | 20.9657 | Industrial_2035_Technical_million_m3_After Competition Groups_Insulation - Steam (AG)
Industrial | Ind ¦ Air Compressor Heat Recovery | 2035 | Achievable | million_m3 | After Competition Groups | 14.3037 | 859997.7753 | 0.86 | 1887.9176 | 0.0075765 | 16 | Industrial_2035_Achievable_million_m3_After Competition Groups_16 | Air Compressor Heat Recovery | 0.7576% | 0.86 | 14.3037 | Industrial_2035_Achievable_million_m3_After Competition Groups_Air Compressor Heat Recovery
Industrial | Ind ¦ High Efficiency Furnaces | 2035 | Economic | million_m3 | After Competition Groups | 18.6108 | 5509424.1527 | 5.5094 | 2560.7833 | 0.0072676 | 16 | Industrial_2035_Economic_million_m3_After Competition Groups_16 | High Efficiency Furnaces | 0.7268% | 5.5094 | 18.6108 | Industrial_2035_Economic_million_m3_After Competition Groups_High Efficiency Furnaces
Industrial | Ind ¦ High Efficiency Furnaces | 2035 | Technical | million_m3 | After Competition Groups | 18.6108 | 5509424.1527 | 5.5094 | 2642.4506 | 0.007043 | 18 | Industrial_2035_Technical_million_m3_After Competition Groups_18 | High Efficiency Furnaces | 0.7043% | 5.5094 | 18.6108 | Industrial_2035_Technical_million_m3_After Competition Groups_High Efficiency Furnaces
Industrial | Ind ¦ Air Compressor Heat Recovery | 2035 | Economic | million_m3 | After Competition Groups | 17.5168 | 859997.7753 | 0.86 | 2560.7833 | 0.0068404 | 17 | Industrial_2035_Economic_million_m3_After Competition Groups_17 | Air Compressor Heat Recovery | 0.684% | 0.86 | 17.5168 | Industrial_2035_Economic_million_m3_After Competition Groups_Air Compressor Heat Recovery
Industrial | Ind ¦ Air Compressor Heat Recovery | 2035 | Technical | million_m3 | After Competition Groups | 17.5168 | 859997.7753 | 0.86 | 2642.4506 | 0.006629 | 19 | Industrial_2035_Technical_million_m3_After Competition Groups_19 | Air Compressor Heat Recovery | 0.6629% | 0.86 | 17.5168 | Industrial_2035_Technical_million_m3_After Competition Groups_Air Compressor Heat Recovery
Industrial | Ind ¦ High Efficiency Furnaces | 2035 | Achievable | million_m3 | After Competition Groups | 12.0718 | 5509424.1527 | 5.5094 | 1887.9176 | 0.0063943 | 17 | Industrial_2035_Achievable_million_m3_After Competition Groups_17 | High Efficiency Furnaces | 0.6394% | 5.5094 | 12.0718 | Industrial_2035_Achievable_million_m3_After Competition Groups_High Efficiency Furnaces
Industrial | Ind ¦ Steam Turbine Optimization | 2035 | Achievable | million_m3 | After Competition Groups | 8.8073 | 696025.4257 | 0.69603 | 1887.9176 | 0.0046651 | 18 | Industrial_2035_Achievable_million_m3_After Competition Groups_18 | Steam Turbine Optimization | 0.4665% | 0.69603 | 8.8073 | Industrial_2035_Achievable_million_m3_After Competition Groups_Steam Turbine Optimization
Industrial | Ind ¦ Steam Turbine Optimization | 2035 | Economic | million_m3 | After Competition Groups | 11.2252 | 696025.4257 | 0.69603 | 2560.7833 | 0.0043835 | 18 | Industrial_2035_Economic_million_m3_After Competition Groups_18 | Steam Turbine Optimization | 0.4384% | 0.69603 | 11.2252 | Industrial_2035_Economic_million_m3_After Competition Groups_Steam Turbine Optimization
Industrial | Ind ¦ Steam Turbine Optimization | 2035 | Technical | million_m3 | After Competition Groups | 11.2252 | 696025.4257 | 0.69603 | 2642.4506 | 0.004248 | 20 | Industrial_2035_Technical_million_m3_After Competition Groups_20 | Steam Turbine Optimization | 0.4248% | 0.69603 | 11.2252 | Industrial_2035_Technical_million_m3_After Competition Groups_Steam Turbine Optimization
Industrial | Ind ¦ Process Optimization (Gas) | 2035 | Economic | million_m3 | After Competition Groups | 10.2948 | 129744.0972 | 0.12974 | 2560.7833 | 0.0040202 | 19 | Industrial_2035_Economic_million_m3_After Competition Groups_19 | Process Optimization (Gas) | 0.402% | 0.12974 | 10.2948 | Industrial_2035_Economic_million_m3_After Competition Groups_Process Optimization (Gas)
Industrial | Ind ¦ Process Optimization (Gas) | 2035 | Technical | million_m3 | After Competition Groups | 10.2948 | 129744.0972 | 0.12974 | 2642.4506 | 0.0038959 | 21 | Industrial_2035_Technical_million_m3_After Competition Groups_21 | Process Optimization (Gas) | 0.3896% | 0.12974 | 10.2948 | Industrial_2035_Technical_million_m3_After Competition Groups_Process Optimization (Gas)
Industrial | Ind ¦ HE Stock Tank | 2035 | Economic | million_m3 | After Competition Groups | 8.9658 | 198530.1712 | 0.19853 | 2560.7833 | 0.0035012 | 20 | Industrial_2035_Economic_million_m3_After Competition Groups_20 | HE Stock Tank | 0.3501% | 0.19853 | 8.9658 | Industrial_2035_Economic_million_m3_After Competition Groups_HE Stock Tank
Industrial | Ind ¦ Gas Turbine Optimization | 2035 | Achievable | million_m3 | After Competition Groups | 6.6055 | 522019.0692 | 0.52202 | 1887.9176 | 0.0034988 | 19 | Industrial_2035_Achievable_million_m3_After Competition Groups_19 | Gas Turbine Optimization | 0.3499% | 0.52202 | 6.6055 | Industrial_2035_Achievable_million_m3_After Competition Groups_Gas Turbine Optimization
Industrial | Ind ¦ HE Stock Tank | 2035 | Technical | million_m3 | After Competition Groups | 8.9658 | 198530.1712 | 0.19853 | 2642.4506 | 0.003393 | 22 | Industrial_2035_Technical_million_m3_After Competition Groups_22 | HE Stock Tank | 0.3393% | 0.19853 | 8.9658 | Industrial_2035_Technical_million_m3_After Competition Groups_HE Stock Tank
Industrial | Ind ¦ Gas Turbine Optimization | 2035 | Economic | million_m3 | After Competition Groups | 8.4189 | 522019.0692 | 0.52202 | 2560.7833 | 0.0032876 | 21 | Industrial_2035_Economic_million_m3_After Competition Groups_21 | Gas Turbine Optimization | 0.3288% | 0.52202 | 8.4189 | Industrial_2035_Economic_million_m3_After Competition Groups_Gas Turbine Optimization
Industrial | Ind ¦ Gas Turbine Optimization | 2035 | Technical | million_m3 | After Competition Groups | 8.4189 | 522019.0692 | 0.52202 | 2642.4506 | 0.003186 | 23 | Industrial_2035_Technical_million_m3_After Competition Groups_23 | Gas Turbine Optimization | 0.3186% | 0.52202 | 8.4189 | Industrial_2035_Technical_million_m3_After Competition Groups_Gas Turbine Optimization
Industrial | Ind ¦ HE Stock Tank | 2035 | Achievable | million_m3 | After Competition Groups | 5.7648 | 198530.1712 | 0.19853 | 1887.9176 | 0.0030535 | 20 | Industrial_2035_Achievable_million_m3_After Competition Groups_20 | HE Stock Tank | 0.3054% | 0.19853 | 5.7648 | Industrial_2035_Achievable_million_m3_After Competition Groups_HE Stock Tank
Industrial | Ind ¦ Solar Walls | 2035 | Achievable | million_m3 | After Competition Groups | 4.5388 | 1165180.7373 | 1.1652 | 1887.9176 | 0.0024041 | 21 | Industrial_2035_Achievable_million_m3_After Competition Groups_21 | Solar Walls | 0.2404% | 1.1652 | 4.5388 | Industrial_2035_Achievable_million_m3_After Competition Groups_Solar Walls
Industrial | Ind ¦ Ventilation Optimization (Gas) | 2035 | Achievable | million_m3 | After Competition Groups | 4.5206 | 0 | 0 | 1887.9176 | 0.0023945 | 22 | Industrial_2035_Achievable_million_m3_After Competition Groups_22 | Ventilation Optimization (Gas) | 0.2394% | 0 | 4.5206 | Industrial_2035_Achievable_million_m3_After Competition Groups_Ventilation Optimization (Gas)
Industrial | Ind ¦ Solar Walls | 2035 | Economic | million_m3 | After Competition Groups | 5.5767 | 1165180.7373 | 1.1652 | 2560.7833 | 0.0021777 | 22 | Industrial_2035_Economic_million_m3_After Competition Groups_22 | Solar Walls | 0.2178% | 1.1652 | 5.5767 | Industrial_2035_Economic_million_m3_After Competition Groups_Solar Walls
Industrial | Ind ¦ Ventilation Optimization (Gas) | 2035 | Economic | million_m3 | After Competition Groups | 5.4508 | 0 | 0 | 2560.7833 | 0.0021286 | 23 | Industrial_2035_Economic_million_m3_After Competition Groups_23 | Ventilation Optimization (Gas) | 0.2129% | 0 | 5.4508 | Industrial_2035_Economic_million_m3_After Competition Groups_Ventilation Optimization (Gas)
Industrial | Ind ¦ Solar Walls | 2035 | Technical | million_m3 | After Competition Groups | 5.5767 | 1165180.7373 | 1.1652 | 2642.4506 | 0.0021104 | 24 | Industrial_2035_Technical_million_m3_After Competition Groups_24 | Solar Walls | 0.211% | 1.1652 | 5.5767 | Industrial_2035_Technical_million_m3_After Competition Groups_Solar Walls
Industrial | Ind ¦ Ventilation Optimization (Gas) | 2035 | Technical | million_m3 | After Competition Groups | 5.4508 | 0 | 0 | 2642.4506 | 0.0020628 | 25 | Industrial_2035_Technical_million_m3_After Competition Groups_25 | Ventilation Optimization (Gas) | 0.2063% | 0 | 5.4508 | Industrial_2035_Technical_million_m3_After Competition Groups_Ventilation Optimization (Gas)
Industrial | Ind ¦ Process Optimization (Gas) | 2035 | Achievable | million_m3 | After Competition Groups | 1.7542 | 129744.0972 | 0.12974 | 1887.9176 | 0.00092915 | 23 | Industrial_2035_Achievable_million_m3_After Competition Groups_23 | Process Optimization (Gas) | 0.09291% | 0.12974 | 1.7542 | Industrial_2035_Achievable_million_m3_After Competition Groups_Process Optimization (Gas)
Industrial | Ind ¦ HE HVAC Units | 2035 | Economic | million_m3 | After Competition Groups | 2.107 | 363220.0738 | 0.36322 | 2560.7833 | 0.00082278 | 24 | Industrial_2035_Economic_million_m3_After Competition Groups_24 | HE HVAC Units | 0.08228% | 0.36322 | 2.107 | Industrial_2035_Economic_million_m3_After Competition Groups_HE HVAC Units
Industrial | Ind ¦ HE HVAC Units | 2035 | Technical | million_m3 | After Competition Groups | 2.107 | 363220.0738 | 0.36322 | 2642.4506 | 0.00079735 | 26 | Industrial_2035_Technical_million_m3_After Competition Groups_26 | HE HVAC Units | 0.07974% | 0.36322 | 2.107 | Industrial_2035_Technical_million_m3_After Competition Groups_HE HVAC Units
Industrial | Ind ¦ HE HVAC Units | 2035 | Achievable | million_m3 | After Competition Groups | 1.5023 | 363220.0738 | 0.36322 | 1887.9176 | 0.00079575 | 24 | Industrial_2035_Achievable_million_m3_After Competition Groups_24 | HE HVAC Units | 0.07957% | 0.36322 | 1.5023 | Industrial_2035_Achievable_million_m3_After Competition Groups_HE HVAC Units
Industrial | Ind ¦ Boiler Tune Up - Direct | 2035 | Technical | million_m3 | After Competition Groups | 1.6921 | 0 | 0 | 2642.4506 | 0.00064035 | 27 | Industrial_2035_Technical_million_m3_After Competition Groups_27 | Boiler Tune Up - Direct | 0.06403% | 0 | 1.6921 | Industrial_2035_Technical_million_m3_After Competition Groups_Boiler Tune Up - Direct
Industrial | Ind ¦ Process Heat Recovery (Gas) - HVAC | 2035 | Achievable | million_m3 | After Competition Groups | 0.98675 | 76900.6693 | 0.076901 | 1887.9176 | 0.00052267 | 25 | Industrial_2035_Achievable_million_m3_After Competition Groups_25 | Process Heat Recovery (Gas) - HVAC | 0.05227% | 0.076901 | 0.98675 | Industrial_2035_Achievable_million_m3_After Competition Groups_Process Heat Recovery (Gas) - HVAC
Industrial | Ind ¦ Process Heat Recovery (Gas) - HVAC | 2035 | Economic | million_m3 | After Competition Groups | 1.1616 | 76900.6693 | 0.076901 | 2560.7833 | 0.0004536 | 25 | Industrial_2035_Economic_million_m3_After Competition Groups_25 | Process Heat Recovery (Gas) - HVAC | 0.04536% | 0.076901 | 1.1616 | Industrial_2035_Economic_million_m3_After Competition Groups_Process Heat Recovery (Gas) - HVAC
Industrial | Ind ¦ Process Heat Recovery (Gas) - HVAC | 2035 | Technical | million_m3 | After Competition Groups | 1.1616 | 76900.6693 | 0.076901 | 2642.4506 | 0.00043958 | 28 | Industrial_2035_Technical_million_m3_After Competition Groups_28 | Process Heat Recovery (Gas) - HVAC | 0.04396% | 0.076901 | 1.1616 | Industrial_2035_Technical_million_m3_After Competition Groups_Process Heat Recovery (Gas) - HVAC
Industrial | Ind ¦ Insulation - Steam - Direct | 2035 | Achievable | million_m3 | After Competition Groups | 0.6038 | 16862.0245 | 0.016862 | 1887.9176 | 0.00031982 | 26 | Industrial_2035_Achievable_million_m3_After Competition Groups_26 | Insulation - Steam - Direct | 0.03198% | 0.016862 | 0.6038 | Industrial_2035_Achievable_million_m3_After Competition Groups_Insulation - Steam - Direct
Industrial | Ind ¦ Insulation - Steam - Direct | 2035 | Economic | million_m3 | After Competition Groups | 0.77438 | 16862.0245 | 0.016862 | 2560.7833 | 0.0003024 | 26 | Industrial_2035_Economic_million_m3_After Competition Groups_26 | Insulation - Steam - Direct | 0.03024% | 0.016862 | 0.77438 | Industrial_2035_Economic_million_m3_After Competition Groups_Insulation - Steam - Direct
Industrial | Ind ¦ Insulation - Steam - Direct | 2035 | Technical | million_m3 | After Competition Groups | 0.77438 | 16862.0245 | 0.016862 | 2642.4506 | 0.00029305 | 29 | Industrial_2035_Technical_million_m3_After Competition Groups_29 | Insulation - Steam - Direct | 0.02931% | 0.016862 | 0.77438 | Industrial_2035_Technical_million_m3_After Competition Groups_Insulation - Steam - Direct
Industrial | Ind ¦ Insulation - Steam - HVAC | 2035 | Achievable | million_m3 | After Competition Groups | 0.13681 | 3088.2596 | 0.0030883 | 1887.9176 | 7.2465e-05 | 27 | Industrial_2035_Achievable_million_m3_After Competition Groups_27 | Insulation - Steam - HVAC | 0.007246% | 0.0030883 | 0.13681 | Industrial_2035_Achievable_million_m3_After Competition Groups_Insulation - Steam - HVAC
Industrial | Ind ¦ Insulation - Steam - HVAC | 2035 | Economic | million_m3 | After Competition Groups | 0.16104 | 3088.2596 | 0.0030883 | 2560.7833 | 6.2888e-05 | 27 | Industrial_2035_Economic_million_m3_After Competition Groups_27 | Insulation - Steam - HVAC | 0.006289% | 0.0030883 | 0.16104 | Industrial_2035_Economic_million_m3_After Competition Groups_Insulation - Steam - HVAC
Industrial | Ind ¦ Insulation - Steam - HVAC | 2035 | Technical | million_m3 | After Competition Groups | 0.16104 | 3088.2596 | 0.0030883 | 2642.4506 | 6.0944e-05 | 30 | Industrial_2035_Technical_million_m3_After Competition Groups_30 | Insulation - Steam - HVAC | 0.006094% | 0.0030883 | 0.16104 | Industrial_2035_Technical_million_m3_After Competition Groups_Insulation - Steam - HVAC
Industrial | Ind ¦ Boiler Tune Up - HVAC | 2035 | Technical | million_m3 | After Competition Groups | 0.14641 | 0 | 0 | 2642.4506 | 5.5408e-05 | 31 | Industrial_2035_Technical_million_m3_After Competition Groups_31 | Boiler Tune Up - HVAC | 0.005541% | 0 | 0.14641 | Industrial_2035_Technical_million_m3_After Competition Groups_Boiler Tune Up - HVAC
Industrial | Ind ¦ Boiler Tune Up | 2035 | Achievable | million_m3 | After Competition Groups | 0 | 0 | 0 | 1887.9176 | 0 | 28 | Industrial_2035_Achievable_million_m3_After Competition Groups_28 | Boiler Tune Up | 0% | 0 | 0 | Industrial_2035_Achievable_million_m3_After Competition Groups_Boiler Tune Up
Industrial | Ind ¦ Boiler Tune Up | 2035 | Economic | million_m3 | After Competition Groups | 0 | 0 | 0 | 2560.7833 | 0 | 28 | Industrial_2035_Economic_million_m3_After Competition Groups_28 | Boiler Tune Up | 0% | 0 | 0 | Industrial_2035_Economic_million_m3_After Competition Groups_Boiler Tune Up
Industrial | Ind ¦ Boiler Tune Up - Direct | 2035 | Achievable | million_m3 | After Competition Groups | 0 | 0 | 0 | 1887.9176 | 0 | 29 | Industrial_2035_Achievable_million_m3_After Competition Groups_29 | Boiler Tune Up - Direct | 0% | 0 | 0 | Industrial_2035_Achievable_million_m3_After Competition Groups_Boiler Tune Up - Direct
Industrial | Ind ¦ Boiler Tune Up - Direct | 2035 | Economic | million_m3 | After Competition Groups | 0 | 0 | 0 | 2560.7833 | 0 | 29 | Industrial_2035_Economic_million_m3_After Competition Groups_29 | Boiler Tune Up - Direct | 0% | 0 | 0 | Industrial_2035_Economic_million_m3_After Competition Groups_Boiler Tune Up - Direct
Industrial | Ind ¦ Boiler Tune Up - HVAC | 2035 | Achievable | million_m3 | After Competition Groups | 0 | 0 | 0 | 1887.9176 | 0 | 30 | Industrial_2035_Achievable_million_m3_After Competition Groups_30 | Boiler Tune Up - HVAC | 0% | 0 | 0 | Industrial_2035_Achievable_million_m3_After Competition Groups_Boiler Tune Up - HVAC
Industrial | Ind ¦ Boiler Tune Up - HVAC | 2035 | Economic | million_m3 | After Competition Groups | 0 | 0 | 0 | 2560.7833 | 0 | 30 | Industrial_2035_Economic_million_m3_After Competition Groups_30 | Boiler Tune Up - HVAC | 0% | 0 | 0 | Industrial_2035_Economic_million_m3_After Competition Groups_Boiler Tune Up - HVAC
Industrial | Ind ¦ Process Heat Improvements | 2036 | Economic | million_m3 | After Competition Groups | 873.3997 | 46572328.6945 | 46.5723 | 2643.1377 | 0.33044 | 1 | Industrial_2036_Economic_million_m3_After Competition Groups_1 | Process Heat Improvements | 33.04% | 46.5723 | 873.3997 | Industrial_2036_Economic_million_m3_After Competition Groups_Process Heat Improvements
Industrial | Ind ¦ Process Heat Improvements | 2036 | Technical | million_m3 | After Competition Groups | 873.3997 | 46572328.6945 | 46.5723 | 2673.2699 | 0.32672 | 1 | Industrial_2036_Technical_million_m3_After Competition Groups_1 | Process Heat Improvements | 32.67% | 46.5723 | 873.3997 | Industrial_2036_Technical_million_m3_After Competition Groups_Process Heat Improvements
Industrial | Ind ¦ Process Heat Improvements | 2036 | Achievable | million_m3 | After Competition Groups | 598.2747 | 46572328.6945 | 46.5723 | 2000.4444 | 0.29907 | 1 | Industrial_2036_Achievable_million_m3_After Competition Groups_1 | Process Heat Improvements | 29.91% | 46.5723 | 598.2747 | Industrial_2036_Achievable_million_m3_After Competition Groups_Process Heat Improvements
Industrial | Ind ¦ Process Heat Recovery (Gas) | 2036 | Achievable | million_m3 | After Competition Groups | 290.9402 | 22053698.3373 | 22.0537 | 2000.4444 | 0.14544 | 2 | Industrial_2036_Achievable_million_m3_After Competition Groups_2 | Process Heat Recovery (Gas) | 14.54% | 22.0537 | 290.9402 | Industrial_2036_Achievable_million_m3_After Competition Groups_Process Heat Recovery (Gas)
Industrial | Ind ¦ Boiler Upgrade | 2036 | Achievable | million_m3 | After Competition Groups | 277.3664 | 26478723.364 | 26.4787 | 2000.4444 | 0.13865 | 3 | Industrial_2036_Achievable_million_m3_After Competition Groups_3 | Boiler Upgrade | 13.87% | 26.4787 | 277.3664 | Industrial_2036_Achievable_million_m3_After Competition Groups_Boiler Upgrade
Industrial | Ind ¦ Process Heat Recovery (Gas) | 2036 | Economic | million_m3 | After Competition Groups | 347.5632 | 22053698.3373 | 22.0537 | 2643.1377 | 0.1315 | 2 | Industrial_2036_Economic_million_m3_After Competition Groups_2 | Process Heat Recovery (Gas) | 13.15% | 22.0537 | 347.5632 | Industrial_2036_Economic_million_m3_After Competition Groups_Process Heat Recovery (Gas)
Industrial | Ind ¦ Process Heat Recovery (Gas) | 2036 | Technical | million_m3 | After Competition Groups | 347.5632 | 22053698.3373 | 22.0537 | 2673.2699 | 0.13001 | 2 | Industrial_2036_Technical_million_m3_After Competition Groups_2 | Process Heat Recovery (Gas) | 13% | 22.0537 | 347.5632 | Industrial_2036_Technical_million_m3_After Competition Groups_Process Heat Recovery (Gas)
Industrial | Ind ¦ Boiler Upgrade | 2036 | Economic | million_m3 | After Competition Groups | 338.6324 | 26478723.364 | 26.4787 | 2643.1377 | 0.12812 | 3 | Industrial_2036_Economic_million_m3_After Competition Groups_3 | Boiler Upgrade | 12.81% | 26.4787 | 338.6324 | Industrial_2036_Economic_million_m3_After Competition Groups_Boiler Upgrade
Industrial | Ind ¦ Boiler Upgrade | 2036 | Technical | million_m3 | After Competition Groups | 338.6324 | 26478723.364 | 26.4787 | 2673.2699 | 0.12667 | 3 | Industrial_2036_Technical_million_m3_After Competition Groups_3 | Boiler Upgrade | 12.67% | 26.4787 | 338.6324 | Industrial_2036_Technical_million_m3_After Competition Groups_Boiler Upgrade
Industrial | Ind ¦ Recommissioning | 2036 | Achievable | million_m3 | After Competition Groups | 212.799 | 6056736.2726 | 6.0567 | 2000.4444 | 0.10638 | 4 | Industrial_2036_Achievable_million_m3_After Competition Groups_4 | Recommissioning | 10.64% | 6.0567 | 212.799 | Industrial_2036_Achievable_million_m3_After Competition Groups_Recommissioning
Industrial | Ind ¦ Recommissioning | 2036 | Economic | million_m3 | After Competition Groups | 252.3014 | 6056736.2726 | 6.0567 | 2643.1377 | 0.095455 | 4 | Industrial_2036_Economic_million_m3_After Competition Groups_4 | Recommissioning | 9.546% | 6.0567 | 252.3014 | Industrial_2036_Economic_million_m3_After Competition Groups_Recommissioning
Industrial | Ind ¦ Recommissioning | 2036 | Technical | million_m3 | After Competition Groups | 252.3014 | 6056736.2726 | 6.0567 | 2673.2699 | 0.094379 | 4 | Industrial_2036_Technical_million_m3_After Competition Groups_4 | Recommissioning | 9.438% | 6.0567 | 252.3014 | Industrial_2036_Technical_million_m3_After Competition Groups_Recommissioning
Industrial | Ind ¦ Improved Controls -Process Heating Gas | 2036 | Achievable | million_m3 | After Competition Groups | 133.2484 | 5352001.7671 | 5.352 | 2000.4444 | 0.066609 | 5 | Industrial_2036_Achievable_million_m3_After Competition Groups_5 | Improved Controls -Process Heating Gas | 6.661% | 5.352 | 133.2484 | Industrial_2036_Achievable_million_m3_After Competition Groups_Improved Controls -Process Heating Gas
Industrial | Ind ¦ High Efficiency Burners | 2036 | Economic | million_m3 | After Competition Groups | 164.8348 | 13736671.8093 | 13.7367 | 2643.1377 | 0.062363 | 5 | Industrial_2036_Economic_million_m3_After Competition Groups_5 | High Efficiency Burners | 6.236% | 13.7367 | 164.8348 | Industrial_2036_Economic_million_m3_After Competition Groups_High Efficiency Burners
Industrial | Ind ¦ High Efficiency Burners | 2036 | Technical | million_m3 | After Competition Groups | 164.8348 | 13736671.8093 | 13.7367 | 2673.2699 | 0.06166 | 5 | Industrial_2036_Technical_million_m3_After Competition Groups_5 | High Efficiency Burners | 6.166% | 13.7367 | 164.8348 | Industrial_2036_Technical_million_m3_After Competition Groups_High Efficiency Burners
Industrial | Ind ¦ Improved Controls -Process Heating Gas | 2036 | Economic | million_m3 | After Competition Groups | 159.4785 | 5352001.7671 | 5.352 | 2643.1377 | 0.060337 | 6 | Industrial_2036_Economic_million_m3_After Competition Groups_6 | Improved Controls -Process Heating Gas | 6.034% | 5.352 | 159.4785 | Industrial_2036_Economic_million_m3_After Competition Groups_Improved Controls -Process Heating Gas
Industrial | Ind ¦ Improved Controls -Process Heating Gas | 2036 | Technical | million_m3 | After Competition Groups | 159.4785 | 5352001.7671 | 5.352 | 2673.2699 | 0.059657 | 6 | Industrial_2036_Technical_million_m3_After Competition Groups_6 | Improved Controls -Process Heating Gas | 5.966% | 5.352 | 159.4785 | Industrial_2036_Technical_million_m3_After Competition Groups_Improved Controls -Process Heating Gas
Industrial | Ind ¦ High Efficiency Burners | 2036 | Achievable | million_m3 | After Competition Groups | 113.5338 | 13736671.8093 | 13.7367 | 2000.4444 | 0.056754 | 6 | Industrial_2036_Achievable_million_m3_After Competition Groups_6 | High Efficiency Burners | 5.675% | 13.7367 | 113.5338 | Industrial_2036_Achievable_million_m3_After Competition Groups_High Efficiency Burners
Industrial | Ind ¦ Greenhouse Envelope Improvements | 2036 | Achievable | million_m3 | After Competition Groups | 86.1932 | 367702.619 | 0.3677 | 2000.4444 | 0.043087 | 7 | Industrial_2036_Achievable_million_m3_After Competition Groups_7 | Greenhouse Envelope Improvements | 4.309% | 0.3677 | 86.1932 | Industrial_2036_Achievable_million_m3_After Competition Groups_Greenhouse Envelope Improvements
Industrial | Ind ¦ Greenhouse Envelope Improvements | 2036 | Economic | million_m3 | After Competition Groups | 103.0699 | 367702.619 | 0.3677 | 2643.1377 | 0.038995 | 7 | Industrial_2036_Economic_million_m3_After Competition Groups_7 | Greenhouse Envelope Improvements | 3.9% | 0.3677 | 103.0699 | Industrial_2036_Economic_million_m3_After Competition Groups_Greenhouse Envelope Improvements
Industrial | Ind ¦ Greenhouse Envelope Improvements | 2036 | Technical | million_m3 | After Competition Groups | 103.0699 | 367702.619 | 0.3677 | 2673.2699 | 0.038556 | 7 | Industrial_2036_Technical_million_m3_After Competition Groups_7 | Greenhouse Envelope Improvements | 3.856% | 0.3677 | 103.0699 | Industrial_2036_Technical_million_m3_After Competition Groups_Greenhouse Envelope Improvements
Industrial | Ind ¦ Insulation - Steam | 2036 | Achievable | million_m3 | After Competition Groups | 40.5499 | 853264.7055 | 0.85326 | 2000.4444 | 0.02027 | 8 | Industrial_2036_Achievable_million_m3_After Competition Groups_8 | Insulation - Steam | 2.027% | 0.85326 | 40.5499 | Industrial_2036_Achievable_million_m3_After Competition Groups_Insulation - Steam
Industrial | Ind ¦ Boiler Tune Up | 2036 | Economic | million_m3 | After Competition Groups | 49.6965 | 4243570.3123 | 4.2436 | 2643.1377 | 0.018802 | 8 | Industrial_2036_Economic_million_m3_After Competition Groups_8 | Boiler Tune Up | 1.88% | 4.2436 | 49.6965 | Industrial_2036_Economic_million_m3_After Competition Groups_Boiler Tune Up
Industrial | Ind ¦ Boiler Tune Up | 2036 | Technical | million_m3 | After Competition Groups | 49.6965 | 4243570.3123 | 4.2436 | 2673.2699 | 0.01859 | 8 | Industrial_2036_Technical_million_m3_After Competition Groups_8 | Boiler Tune Up | 1.859% | 4.2436 | 49.6965 | Industrial_2036_Technical_million_m3_After Competition Groups_Boiler Tune Up
Industrial | Ind ¦ Insulation - Steam | 2036 | Economic | million_m3 | After Competition Groups | 47.7841 | 853264.7055 | 0.85326 | 2643.1377 | 0.018079 | 9 | Industrial_2036_Economic_million_m3_After Competition Groups_9 | Insulation - Steam | 1.808% | 0.85326 | 47.7841 | Industrial_2036_Economic_million_m3_After Competition Groups_Insulation - Steam
Industrial | Ind ¦ Insulation - Steam | 2036 | Technical | million_m3 | After Competition Groups | 47.7841 | 853264.7055 | 0.85326 | 2673.2699 | 0.017875 | 9 | Industrial_2036_Technical_million_m3_After Competition Groups_9 | Insulation - Steam | 1.787% | 0.85326 | 47.7841 | Industrial_2036_Technical_million_m3_After Competition Groups_Insulation - Steam
Industrial | Ind ¦ High Efficiency HVAC Fans (Gas) | 2036 | Achievable | million_m3 | After Competition Groups | 35.7029 | 2984765.7063 | 2.9848 | 2000.4444 | 0.017848 | 9 | Industrial_2036_Achievable_million_m3_After Competition Groups_9 | High Efficiency HVAC Fans (Gas) | 1.785% | 2.9848 | 35.7029 | Industrial_2036_Achievable_million_m3_After Competition Groups_High Efficiency HVAC Fans (Gas)
Industrial | Ind ¦ VAV Conversion Project (Gas) | 2036 | Achievable | million_m3 | After Competition Groups | 35.1895 | 4306532.1406 | 4.3065 | 2000.4444 | 0.017591 | 10 | Industrial_2036_Achievable_million_m3_After Competition Groups_10 | VAV Conversion Project (Gas) | 1.759% | 4.3065 | 35.1895 | Industrial_2036_Achievable_million_m3_After Competition Groups_VAV Conversion Project (Gas)
Industrial | Ind ¦ High Efficiency HVAC Fans (Gas) | 2036 | Economic | million_m3 | After Competition Groups | 44.8843 | 2984765.7063 | 2.9848 | 2643.1377 | 0.016981 | 10 | Industrial_2036_Economic_million_m3_After Competition Groups_10 | High Efficiency HVAC Fans (Gas) | 1.698% | 2.9848 | 44.8843 | Industrial_2036_Economic_million_m3_After Competition Groups_High Efficiency HVAC Fans (Gas)
Industrial | Ind ¦ High Efficiency HVAC Fans (Gas) | 2036 | Technical | million_m3 | After Competition Groups | 44.8843 | 2984765.7063 | 2.9848 | 2673.2699 | 0.01679 | 10 | Industrial_2036_Technical_million_m3_After Competition Groups_10 | High Efficiency HVAC Fans (Gas) | 1.679% | 2.9848 | 44.8843 | Industrial_2036_Technical_million_m3_After Competition Groups_High Efficiency HVAC Fans (Gas)
Industrial | Ind ¦ VAV Conversion Project (Gas) | 2036 | Economic | million_m3 | After Competition Groups | 41.3675 | 4306532.1406 | 4.3065 | 2643.1377 | 0.015651 | 11 | Industrial_2036_Economic_million_m3_After Competition Groups_11 | VAV Conversion Project (Gas) | 1.565% | 4.3065 | 41.3675 | Industrial_2036_Economic_million_m3_After Competition Groups_VAV Conversion Project (Gas)
Industrial | Ind ¦ VAV Conversion Project (Gas) | 2036 | Technical | million_m3 | After Competition Groups | 41.3675 | 4306532.1406 | 4.3065 | 2673.2699 | 0.015474 | 11 | Industrial_2036_Technical_million_m3_After Competition Groups_11 | VAV Conversion Project (Gas) | 1.547% | 4.3065 | 41.3675 | Industrial_2036_Technical_million_m3_After Competition Groups_VAV Conversion Project (Gas)
Industrial | Ind ¦ HE HVAC Controls | 2036 | Achievable | million_m3 | After Competition Groups | 23.7171 | 2771434.3273 | 2.7714 | 2000.4444 | 0.011856 | 11 | Industrial_2036_Achievable_million_m3_After Competition Groups_11 | HE HVAC Controls | 1.186% | 2.7714 | 23.7171 | Industrial_2036_Achievable_million_m3_After Competition Groups_HE HVAC Controls
Industrial | Ind ¦ Loading Dock Seals | 2036 | Achievable | million_m3 | After Competition Groups | 22.7159 | 5719769.6799 | 5.7198 | 2000.4444 | 0.011355 | 12 | Industrial_2036_Achievable_million_m3_After Competition Groups_12 | Loading Dock Seals | 1.136% | 5.7198 | 22.7159 | Industrial_2036_Achievable_million_m3_After Competition Groups_Loading Dock Seals
Industrial | Ind ¦ Direct Contact Water Heaters | 2036 | Achievable | million_m3 | After Competition Groups | 22.5801 | 0 | 0 | 2000.4444 | 0.011288 | 13 | Industrial_2036_Achievable_million_m3_After Competition Groups_13 | Direct Contact Water Heaters | 1.129% | 0 | 22.5801 | Industrial_2036_Achievable_million_m3_After Competition Groups_Direct Contact Water Heaters
Industrial | Ind ¦ Steam Leak Repairs | 2036 | Technical | million_m3 | After Competition Groups | 30.1322 | 0 | 0 | 2673.2699 | 0.011272 | 12 | Industrial_2036_Technical_million_m3_After Competition Groups_12 | Steam Leak Repairs | 1.127% | 0 | 30.1322 | Industrial_2036_Technical_million_m3_After Competition Groups_Steam Leak Repairs
Industrial | Ind ¦ Direct Contact Water Heaters | 2036 | Economic | million_m3 | After Competition Groups | 29.3124 | 0 | 0 | 2643.1377 | 0.01109 | 12 | Industrial_2036_Economic_million_m3_After Competition Groups_12 | Direct Contact Water Heaters | 1.109% | 0 | 29.3124 | Industrial_2036_Economic_million_m3_After Competition Groups_Direct Contact Water Heaters
Industrial | Ind ¦ Direct Contact Water Heaters | 2036 | Technical | million_m3 | After Competition Groups | 29.3124 | 0 | 0 | 2673.2699 | 0.010965 | 13 | Industrial_2036_Technical_million_m3_After Competition Groups_13 | Direct Contact Water Heaters | 1.097% | 0 | 29.3124 | Industrial_2036_Technical_million_m3_After Competition Groups_Direct Contact Water Heaters
Industrial | Ind ¦ HE HVAC Controls | 2036 | Economic | million_m3 | After Competition Groups | 27.1925 | 2771434.3273 | 2.7714 | 2643.1377 | 0.010288 | 13 | Industrial_2036_Economic_million_m3_After Competition Groups_13 | HE HVAC Controls | 1.029% | 2.7714 | 27.1925 | Industrial_2036_Economic_million_m3_After Competition Groups_HE HVAC Controls
Industrial | Ind ¦ Loading Dock Seals | 2036 | Economic | million_m3 | After Competition Groups | 27.1925 | 5719769.6799 | 5.7198 | 2643.1377 | 0.010288 | 14 | Industrial_2036_Economic_million_m3_After Competition Groups_14 | Loading Dock Seals | 1.029% | 5.7198 | 27.1925 | Industrial_2036_Economic_million_m3_After Competition Groups_Loading Dock Seals
Industrial | Ind ¦ HE HVAC Controls | 2036 | Technical | million_m3 | After Competition Groups | 27.1925 | 2771434.3273 | 2.7714 | 2673.2699 | 0.010172 | 14 | Industrial_2036_Technical_million_m3_After Competition Groups_14 | HE HVAC Controls | 1.017% | 2.7714 | 27.1925 | Industrial_2036_Technical_million_m3_After Competition Groups_HE HVAC Controls
Industrial | Ind ¦ Loading Dock Seals | 2036 | Technical | million_m3 | After Competition Groups | 27.1925 | 5719769.6799 | 5.7198 | 2673.2699 | 0.010172 | 15 | Industrial_2036_Technical_million_m3_After Competition Groups_15 | Loading Dock Seals | 1.017% | 5.7198 | 27.1925 | Industrial_2036_Technical_million_m3_After Competition Groups_Loading Dock Seals
Industrial | Ind ¦ Insulation - Steam (AG) | 2036 | Achievable | million_m3 | After Competition Groups | 20.2433 | 362056.5766 | 0.36206 | 2000.4444 | 0.010119 | 14 | Industrial_2036_Achievable_million_m3_After Competition Groups_14 | Insulation - Steam (AG) | 1.012% | 0.36206 | 20.2433 | Industrial_2036_Achievable_million_m3_After Competition Groups_Insulation - Steam (AG)
Industrial | Ind ¦ Steam Trap Repair | 2036 | Achievable | million_m3 | After Competition Groups | 19.351 | 2044495.899 | 2.0445 | 2000.4444 | 0.0096733 | 15 | Industrial_2036_Achievable_million_m3_After Competition Groups_15 | Steam Trap Repair | 0.9673% | 2.0445 | 19.351 | Industrial_2036_Achievable_million_m3_After Competition Groups_Steam Trap Repair
Industrial | Ind ¦ Steam Trap Repair | 2036 | Economic | million_m3 | After Competition Groups | 22.8723 | 2044495.899 | 2.0445 | 2643.1377 | 0.0086535 | 15 | Industrial_2036_Economic_million_m3_After Competition Groups_15 | Steam Trap Repair | 0.8653% | 2.0445 | 22.8723 | Industrial_2036_Economic_million_m3_After Competition Groups_Steam Trap Repair
Industrial | Ind ¦ Steam Trap Repair | 2036 | Technical | million_m3 | After Competition Groups | 22.8723 | 2044495.899 | 2.0445 | 2673.2699 | 0.0085559 | 16 | Industrial_2036_Technical_million_m3_After Competition Groups_16 | Steam Trap Repair | 0.8556% | 2.0445 | 22.8723 | Industrial_2036_Technical_million_m3_After Competition Groups_Steam Trap Repair
Industrial | Ind ¦ Insulation - Steam (AG) | 2036 | Economic | million_m3 | After Competition Groups | 20.8855 | 362056.5766 | 0.36206 | 2643.1377 | 0.0079018 | 16 | Industrial_2036_Economic_million_m3_After Competition Groups_16 | Insulation - Steam (AG) | 0.7902% | 0.36206 | 20.8855 | Industrial_2036_Economic_million_m3_After Competition Groups_Insulation - Steam (AG)
Industrial | Ind ¦ Insulation - Steam (AG) | 2036 | Technical | million_m3 | After Competition Groups | 20.8855 | 362056.5766 | 0.36206 | 2673.2699 | 0.0078127 | 17 | Industrial_2036_Technical_million_m3_After Competition Groups_17 | Insulation - Steam (AG) | 0.7813% | 0.36206 | 20.8855 | Industrial_2036_Technical_million_m3_After Competition Groups_Insulation - Steam (AG)
Industrial | Ind ¦ Air Compressor Heat Recovery | 2036 | Achievable | million_m3 | After Competition Groups | 14.9847 | 732082.0349 | 0.73208 | 2000.4444 | 0.0074907 | 16 | Industrial_2036_Achievable_million_m3_After Competition Groups_16 | Air Compressor Heat Recovery | 0.7491% | 0.73208 | 14.9847 | Industrial_2036_Achievable_million_m3_After Competition Groups_Air Compressor Heat Recovery
Industrial | Ind ¦ High Efficiency Furnaces | 2036 | Economic | million_m3 | After Competition Groups | 18.9745 | 5118446.3318 | 5.1184 | 2643.1377 | 0.0071788 | 17 | Industrial_2036_Economic_million_m3_After Competition Groups_17 | High Efficiency Furnaces | 0.7179% | 5.1184 | 18.9745 | Industrial_2036_Economic_million_m3_After Competition Groups_High Efficiency Furnaces
Industrial | Ind ¦ High Efficiency Furnaces | 2036 | Technical | million_m3 | After Competition Groups | 18.9745 | 5118446.3318 | 5.1184 | 2673.2699 | 0.0070979 | 18 | Industrial_2036_Technical_million_m3_After Competition Groups_18 | High Efficiency Furnaces | 0.7098% | 5.1184 | 18.9745 | Industrial_2036_Technical_million_m3_After Competition Groups_High Efficiency Furnaces
Industrial | Ind ¦ Air Compressor Heat Recovery | 2036 | Economic | million_m3 | After Competition Groups | 17.5168 | 732082.0349 | 0.73208 | 2643.1377 | 0.0066273 | 18 | Industrial_2036_Economic_million_m3_After Competition Groups_18 | Air Compressor Heat Recovery | 0.6627% | 0.73208 | 17.5168 | Industrial_2036_Economic_million_m3_After Competition Groups_Air Compressor Heat Recovery
Industrial | Ind ¦ Air Compressor Heat Recovery | 2036 | Technical | million_m3 | After Competition Groups | 17.5168 | 732082.0349 | 0.73208 | 2673.2699 | 0.0065526 | 19 | Industrial_2036_Technical_million_m3_After Competition Groups_19 | Air Compressor Heat Recovery | 0.6553% | 0.73208 | 17.5168 | Industrial_2036_Technical_million_m3_After Competition Groups_Air Compressor Heat Recovery
Industrial | Ind ¦ High Efficiency Furnaces | 2036 | Achievable | million_m3 | After Competition Groups | 12.9288 | 5118446.3318 | 5.1184 | 2000.4444 | 0.0064629 | 17 | Industrial_2036_Achievable_million_m3_After Competition Groups_17 | High Efficiency Furnaces | 0.6463% | 5.1184 | 12.9288 | Industrial_2036_Achievable_million_m3_After Competition Groups_High Efficiency Furnaces
Industrial | Ind ¦ Steam Turbine Optimization | 2036 | Achievable | million_m3 | After Competition Groups | 9.2738 | 606649.5437 | 0.60665 | 2000.4444 | 0.0046359 | 18 | Industrial_2036_Achievable_million_m3_After Competition Groups_18 | Steam Turbine Optimization | 0.4636% | 0.60665 | 9.2738 | Industrial_2036_Achievable_million_m3_After Competition Groups_Steam Turbine Optimization
Industrial | Ind ¦ Steam Turbine Optimization | 2036 | Economic | million_m3 | After Competition Groups | 11.227 | 606649.5437 | 0.60665 | 2643.1377 | 0.0042476 | 19 | Industrial_2036_Economic_million_m3_After Competition Groups_19 | Steam Turbine Optimization | 0.4248% | 0.60665 | 11.227 | Industrial_2036_Economic_million_m3_After Competition Groups_Steam Turbine Optimization
Industrial | Ind ¦ Steam Turbine Optimization | 2036 | Technical | million_m3 | After Competition Groups | 11.227 | 606649.5437 | 0.60665 | 2673.2699 | 0.0041997 | 20 | Industrial_2036_Technical_million_m3_After Competition Groups_20 | Steam Turbine Optimization | 0.42% | 0.60665 | 11.227 | Industrial_2036_Technical_million_m3_After Competition Groups_Steam Turbine Optimization
Industrial | Ind ¦ Process Optimization (Gas) | 2036 | Economic | million_m3 | After Competition Groups | 10.2948 | 140192.9736 | 0.14019 | 2643.1377 | 0.0038949 | 20 | Industrial_2036_Economic_million_m3_After Competition Groups_20 | Process Optimization (Gas) | 0.3895% | 0.14019 | 10.2948 | Industrial_2036_Economic_million_m3_After Competition Groups_Process Optimization (Gas)
Industrial | Ind ¦ Process Optimization (Gas) | 2036 | Technical | million_m3 | After Competition Groups | 10.2948 | 140192.9736 | 0.14019 | 2673.2699 | 0.003851 | 21 | Industrial_2036_Technical_million_m3_After Competition Groups_21 | Process Optimization (Gas) | 0.3851% | 0.14019 | 10.2948 | Industrial_2036_Technical_million_m3_After Competition Groups_Process Optimization (Gas)
Industrial | Ind ¦ Gas Turbine Optimization | 2036 | Achievable | million_m3 | After Competition Groups | 6.9553 | 454987.1578 | 0.45499 | 2000.4444 | 0.0034769 | 19 | Industrial_2036_Achievable_million_m3_After Competition Groups_19 | Gas Turbine Optimization | 0.3477% | 0.45499 | 6.9553 | Industrial_2036_Achievable_million_m3_After Competition Groups_Gas Turbine Optimization
Industrial | Ind ¦ HE Stock Tank | 2036 | Economic | million_m3 | After Competition Groups | 9.1381 | 184502.7592 | 0.1845 | 2643.1377 | 0.0034573 | 21 | Industrial_2036_Economic_million_m3_After Competition Groups_21 | HE Stock Tank | 0.3457% | 0.1845 | 9.1381 | Industrial_2036_Economic_million_m3_After Competition Groups_HE Stock Tank
Industrial | Ind ¦ HE Stock Tank | 2036 | Technical | million_m3 | After Competition Groups | 9.1381 | 184502.7592 | 0.1845 | 2673.2699 | 0.0034183 | 22 | Industrial_2036_Technical_million_m3_After Competition Groups_22 | HE Stock Tank | 0.3418% | 0.1845 | 9.1381 | Industrial_2036_Technical_million_m3_After Competition Groups_HE Stock Tank
Industrial | Ind ¦ Gas Turbine Optimization | 2036 | Economic | million_m3 | After Competition Groups | 8.4203 | 454987.1578 | 0.45499 | 2643.1377 | 0.0031857 | 22 | Industrial_2036_Economic_million_m3_After Competition Groups_22 | Gas Turbine Optimization | 0.3186% | 0.45499 | 8.4203 | Industrial_2036_Economic_million_m3_After Competition Groups_Gas Turbine Optimization
Industrial | Ind ¦ Gas Turbine Optimization | 2036 | Technical | million_m3 | After Competition Groups | 8.4203 | 454987.1578 | 0.45499 | 2673.2699 | 0.0031498 | 23 | Industrial_2036_Technical_million_m3_After Competition Groups_23 | Gas Turbine Optimization | 0.315% | 0.45499 | 8.4203 | Industrial_2036_Technical_million_m3_After Competition Groups_Gas Turbine Optimization
Industrial | Ind ¦ HE Stock Tank | 2036 | Achievable | million_m3 | After Competition Groups | 6.1805 | 184502.7592 | 0.1845 | 2000.4444 | 0.0030896 | 20 | Industrial_2036_Achievable_million_m3_After Competition Groups_20 | HE Stock Tank | 0.309% | 0.1845 | 6.1805 | Industrial_2036_Achievable_million_m3_After Competition Groups_HE Stock Tank
Industrial | Ind ¦ Solar Walls | 2036 | Achievable | million_m3 | After Competition Groups | 4.7466 | 983723.638 | 0.98372 | 2000.4444 | 0.0023728 | 21 | Industrial_2036_Achievable_million_m3_After Competition Groups_21 | Solar Walls | 0.2373% | 0.98372 | 4.7466 | Industrial_2036_Achievable_million_m3_After Competition Groups_Solar Walls
Industrial | Ind ¦ Ventilation Optimization (Gas) | 2036 | Achievable | million_m3 | After Competition Groups | 4.7249 | 0 | 0 | 2000.4444 | 0.0023619 | 22 | Industrial_2036_Achievable_million_m3_After Competition Groups_22 | Ventilation Optimization (Gas) | 0.2362% | 0 | 4.7249 | Industrial_2036_Achievable_million_m3_After Competition Groups_Ventilation Optimization (Gas)
Industrial | Ind ¦ Solar Walls | 2036 | Economic | million_m3 | After Competition Groups | 5.5801 | 983723.638 | 0.98372 | 2643.1377 | 0.0021111 | 23 | Industrial_2036_Economic_million_m3_After Competition Groups_23 | Solar Walls | 0.2111% | 0.98372 | 5.5801 | Industrial_2036_Economic_million_m3_After Competition Groups_Solar Walls
Industrial | Ind ¦ Solar Walls | 2036 | Technical | million_m3 | After Competition Groups | 5.5801 | 983723.638 | 0.98372 | 2673.2699 | 0.0020874 | 24 | Industrial_2036_Technical_million_m3_After Competition Groups_24 | Solar Walls | 0.2087% | 0.98372 | 5.5801 | Industrial_2036_Technical_million_m3_After Competition Groups_Solar Walls
Industrial | Ind ¦ Ventilation Optimization (Gas) | 2036 | Economic | million_m3 | After Competition Groups | 5.4508 | 0 | 0 | 2643.1377 | 0.0020623 | 24 | Industrial_2036_Economic_million_m3_After Competition Groups_24 | Ventilation Optimization (Gas) | 0.2062% | 0 | 5.4508 | Industrial_2036_Economic_million_m3_After Competition Groups_Ventilation Optimization (Gas)
Industrial | Ind ¦ Ventilation Optimization (Gas) | 2036 | Technical | million_m3 | After Competition Groups | 5.4508 | 0 | 0 | 2673.2699 | 0.002039 | 25 | Industrial_2036_Technical_million_m3_After Competition Groups_25 | Ventilation Optimization (Gas) | 0.2039% | 0 | 5.4508 | Industrial_2036_Technical_million_m3_After Competition Groups_Ventilation Optimization (Gas)
Industrial | Ind ¦ Boiler Tune Up | 2036 | Achievable | million_m3 | After Competition Groups | 2.7777 | 4243570.3123 | 4.2436 | 2000.4444 | 0.0013885 | 23 | Industrial_2036_Achievable_million_m3_After Competition Groups_23 | Boiler Tune Up | 0.1389% | 4.2436 | 2.7777 | Industrial_2036_Achievable_million_m3_After Competition Groups_Boiler Tune Up
Industrial | Ind ¦ Process Optimization (Gas) | 2036 | Achievable | million_m3 | After Competition Groups | 1.9651 | 140192.9736 | 0.14019 | 2000.4444 | 0.00098231 | 24 | Industrial_2036_Achievable_million_m3_After Competition Groups_24 | Process Optimization (Gas) | 0.09823% | 0.14019 | 1.9651 | Industrial_2036_Achievable_million_m3_After Competition Groups_Process Optimization (Gas)
Industrial | Ind ¦ HE HVAC Units | 2036 | Economic | million_m3 | After Competition Groups | 2.1323 | 336150.4632 | 0.33615 | 2643.1377 | 0.00080671 | 25 | Industrial_2036_Economic_million_m3_After Competition Groups_25 | HE HVAC Units | 0.08067% | 0.33615 | 2.1323 | Industrial_2036_Economic_million_m3_After Competition Groups_HE HVAC Units
Industrial | Ind ¦ HE HVAC Units | 2036 | Technical | million_m3 | After Competition Groups | 2.1323 | 336150.4632 | 0.33615 | 2673.2699 | 0.00079762 | 26 | Industrial_2036_Technical_million_m3_After Competition Groups_26 | HE HVAC Units | 0.07976% | 0.33615 | 2.1323 | Industrial_2036_Technical_million_m3_After Competition Groups_HE HVAC Units
Industrial | Ind ¦ HE HVAC Units | 2036 | Achievable | million_m3 | After Competition Groups | 1.5943 | 336150.4632 | 0.33615 | 2000.4444 | 0.000797 | 25 | Industrial_2036_Achievable_million_m3_After Competition Groups_25 | HE HVAC Units | 0.0797% | 0.33615 | 1.5943 | Industrial_2036_Achievable_million_m3_After Competition Groups_HE HVAC Units
Industrial | Ind ¦ Boiler Tune Up - Direct | 2036 | Economic | million_m3 | After Competition Groups | 1.6921 | 139396.0388 | 0.1394 | 2643.1377 | 0.00064018 | 26 | Industrial_2036_Economic_million_m3_After Competition Groups_26 | Boiler Tune Up - Direct | 0.06402% | 0.1394 | 1.6921 | Industrial_2036_Economic_million_m3_After Competition Groups_Boiler Tune Up - Direct
Industrial | Ind ¦ Boiler Tune Up - Direct | 2036 | Technical | million_m3 | After Competition Groups | 1.6921 | 139396.0388 | 0.1394 | 2673.2699 | 0.00063296 | 27 | Industrial_2036_Technical_million_m3_After Competition Groups_27 | Boiler Tune Up - Direct | 0.0633% | 0.1394 | 1.6921 | Industrial_2036_Technical_million_m3_After Competition Groups_Boiler Tune Up - Direct
Industrial | Ind ¦ Process Heat Recovery (Gas) - HVAC | 2036 | Achievable | million_m3 | After Competition Groups | 1.0276 | 63452.4093 | 0.063452 | 2000.4444 | 0.00051369 | 26 | Industrial_2036_Achievable_million_m3_After Competition Groups_26 | Process Heat Recovery (Gas) - HVAC | 0.05137% | 0.063452 | 1.0276 | Industrial_2036_Achievable_million_m3_After Competition Groups_Process Heat Recovery (Gas) - HVAC
Industrial | Ind ¦ Process Heat Recovery (Gas) - HVAC | 2036 | Economic | million_m3 | After Competition Groups | 1.1616 | 63452.4093 | 0.063452 | 2643.1377 | 0.00043946 | 27 | Industrial_2036_Economic_million_m3_After Competition Groups_27 | Process Heat Recovery (Gas) - HVAC | 0.04395% | 0.063452 | 1.1616 | Industrial_2036_Economic_million_m3_After Competition Groups_Process Heat Recovery (Gas) - HVAC
Industrial | Ind ¦ Process Heat Recovery (Gas) - HVAC | 2036 | Technical | million_m3 | After Competition Groups | 1.1616 | 63452.4093 | 0.063452 | 2673.2699 | 0.00043451 | 28 | Industrial_2036_Technical_million_m3_After Competition Groups_28 | Process Heat Recovery (Gas) - HVAC | 0.04345% | 0.063452 | 1.1616 | Industrial_2036_Technical_million_m3_After Competition Groups_Process Heat Recovery (Gas) - HVAC
Industrial | Ind ¦ Insulation - Steam - Direct | 2036 | Achievable | million_m3 | After Competition Groups | 0.63667 | 14785.7779 | 0.014786 | 2000.4444 | 0.00031826 | 27 | Industrial_2036_Achievable_million_m3_After Competition Groups_27 | Insulation - Steam - Direct | 0.03183% | 0.014786 | 0.63667 | Industrial_2036_Achievable_million_m3_After Competition Groups_Insulation - Steam - Direct
Industrial | Ind ¦ Insulation - Steam - Direct | 2036 | Economic | million_m3 | After Competition Groups | 0.77438 | 14785.7779 | 0.014786 | 2643.1377 | 0.00029298 | 28 | Industrial_2036_Economic_million_m3_After Competition Groups_28 | Insulation - Steam - Direct | 0.0293% | 0.014786 | 0.77438 | Industrial_2036_Economic_million_m3_After Competition Groups_Insulation - Steam - Direct
Industrial | Ind ¦ Insulation - Steam - Direct | 2036 | Technical | million_m3 | After Competition Groups | 0.77438 | 14785.7779 | 0.014786 | 2673.2699 | 0.00028968 | 29 | Industrial_2036_Technical_million_m3_After Competition Groups_29 | Insulation - Steam - Direct | 0.02897% | 0.014786 | 0.77438 | Industrial_2036_Technical_million_m3_After Competition Groups_Insulation - Steam - Direct
Industrial | Ind ¦ Insulation - Steam - HVAC | 2036 | Achievable | million_m3 | After Competition Groups | 0.14247 | 2548.1663 | 0.0025482 | 2000.4444 | 7.1221e-05 | 28 | Industrial_2036_Achievable_million_m3_After Competition Groups_28 | Insulation - Steam - HVAC | 0.007122% | 0.0025482 | 0.14247 | Industrial_2036_Achievable_million_m3_After Competition Groups_Insulation - Steam - HVAC
Industrial | Ind ¦ Insulation - Steam - HVAC | 2036 | Economic | million_m3 | After Competition Groups | 0.16104 | 2548.1663 | 0.0025482 | 2643.1377 | 6.0929e-05 | 29 | Industrial_2036_Economic_million_m3_After Competition Groups_29 | Insulation - Steam - HVAC | 0.006093% | 0.0025482 | 0.16104 | Industrial_2036_Economic_million_m3_After Competition Groups_Insulation - Steam - HVAC
Industrial | Ind ¦ Insulation - Steam - HVAC | 2036 | Technical | million_m3 | After Competition Groups | 0.16104 | 2548.1663 | 0.0025482 | 2673.2699 | 6.0242e-05 | 30 | Industrial_2036_Technical_million_m3_After Competition Groups_30 | Insulation - Steam - HVAC | 0.006024% | 0.0025482 | 0.16104 | Industrial_2036_Technical_million_m3_After Competition Groups_Insulation - Steam - HVAC
Industrial | Ind ¦ Boiler Tune Up - HVAC | 2036 | Economic | million_m3 | After Competition Groups | 0.14641 | 14203.4127 | 0.014203 | 2643.1377 | 5.5393e-05 | 30 | Industrial_2036_Economic_million_m3_After Competition Groups_30 | Boiler Tune Up - HVAC | 0.005539% | 0.014203 | 0.14641 | Industrial_2036_Economic_million_m3_After Competition Groups_Boiler Tune Up - HVAC
Industrial | Ind ¦ Boiler Tune Up - HVAC | 2036 | Technical | million_m3 | After Competition Groups | 0.14641 | 14203.4127 | 0.014203 | 2673.2699 | 5.4769e-05 | 31 | Industrial_2036_Technical_million_m3_After Competition Groups_31 | Boiler Tune Up - HVAC | 0.005477% | 0.014203 | 0.14641 | Industrial_2036_Technical_million_m3_After Competition Groups_Boiler Tune Up - HVAC
Industrial | Ind ¦ Boiler Tune Up - Direct | 2036 | Achievable | million_m3 | After Competition Groups | 0.091244 | 139396.0388 | 0.1394 | 2000.4444 | 4.5612e-05 | 29 | Industrial_2036_Achievable_million_m3_After Competition Groups_29 | Boiler Tune Up - Direct | 0.004561% | 0.1394 | 0.091244 | Industrial_2036_Achievable_million_m3_After Competition Groups_Boiler Tune Up - Direct
Industrial | Ind ¦ Boiler Tune Up - HVAC | 2036 | Achievable | million_m3 | After Competition Groups | 0.0092971 | 14203.4127 | 0.014203 | 2000.4444 | 4.6475e-06 | 30 | Industrial_2036_Achievable_million_m3_After Competition Groups_30 | Boiler Tune Up - HVAC | 0.0004648% | 0.014203 | 0.0092971 | Industrial_2036_Achievable_million_m3_After Competition Groups_Boiler Tune Up - HVAC
Industrial | Ind ¦ Process Heat Improvements | 2037 | Economic | million_m3 | After Competition Groups | 889.4641 | 42784019.5448 | 42.784 | 2672.7351 | 0.33279 | 1 | Industrial_2037_Economic_million_m3_After Competition Groups_1 | Process Heat Improvements | 33.28% | 42.784 | 889.4641 | Industrial_2037_Economic_million_m3_After Competition Groups_Process Heat Improvements
Industrial | Ind ¦ Process Heat Improvements | 2037 | Technical | million_m3 | After Competition Groups | 889.4641 | 42784019.5448 | 42.784 | 2702.8673 | 0.32908 | 1 | Industrial_2037_Technical_million_m3_After Competition Groups_1 | Process Heat Improvements | 32.91% | 42.784 | 889.4641 | Industrial_2037_Technical_million_m3_After Competition Groups_Process Heat Improvements
Industrial | Ind ¦ Process Heat Improvements | 2037 | Achievable | million_m3 | After Competition Groups | 633.7159 | 42784019.5448 | 42.784 | 2099.0304 | 0.30191 | 1 | Industrial_2037_Achievable_million_m3_After Competition Groups_1 | Process Heat Improvements | 30.19% | 42.784 | 633.7159 | Industrial_2037_Achievable_million_m3_After Competition Groups_Process Heat Improvements
Industrial | Ind ¦ Process Heat Recovery (Gas) | 2037 | Achievable | million_m3 | After Competition Groups | 302.7472 | 18700044.9089 | 18.7 | 2099.0304 | 0.14423 | 2 | Industrial_2037_Achievable_million_m3_After Competition Groups_2 | Process Heat Recovery (Gas) | 14.42% | 18.7 | 302.7472 | Industrial_2037_Achievable_million_m3_After Competition Groups_Process Heat Recovery (Gas)
Industrial | Ind ¦ Boiler Upgrade | 2037 | Achievable | million_m3 | After Competition Groups | 289.9139 | 23839512.14 | 23.8395 | 2099.0304 | 0.13812 | 3 | Industrial_2037_Achievable_million_m3_After Competition Groups_3 | Boiler Upgrade | 13.81% | 23.8395 | 289.9139 | Industrial_2037_Achievable_million_m3_After Competition Groups_Boiler Upgrade
Industrial | Ind ¦ Process Heat Recovery (Gas) | 2037 | Economic | million_m3 | After Competition Groups | 347.5632 | 18700044.9089 | 18.7 | 2672.7351 | 0.13004 | 2 | Industrial_2037_Economic_million_m3_After Competition Groups_2 | Process Heat Recovery (Gas) | 13% | 18.7 | 347.5632 | Industrial_2037_Economic_million_m3_After Competition Groups_Process Heat Recovery (Gas)
Industrial | Ind ¦ Boiler Upgrade | 2037 | Economic | million_m3 | After Competition Groups | 345.541 | 23839512.14 | 23.8395 | 2672.7351 | 0.12928 | 3 | Industrial_2037_Economic_million_m3_After Competition Groups_3 | Boiler Upgrade | 12.93% | 23.8395 | 345.541 | Industrial_2037_Economic_million_m3_After Competition Groups_Boiler Upgrade
Industrial | Ind ¦ Process Heat Recovery (Gas) | 2037 | Technical | million_m3 | After Competition Groups | 347.5632 | 18700044.9089 | 18.7 | 2702.8673 | 0.12859 | 2 | Industrial_2037_Technical_million_m3_After Competition Groups_2 | Process Heat Recovery (Gas) | 12.86% | 18.7 | 347.5632 | Industrial_2037_Technical_million_m3_After Competition Groups_Process Heat Recovery (Gas)
Industrial | Ind ¦ Boiler Upgrade | 2037 | Technical | million_m3 | After Competition Groups | 345.541 | 23839512.14 | 23.8395 | 2702.8673 | 0.12784 | 3 | Industrial_2037_Technical_million_m3_After Competition Groups_3 | Boiler Upgrade | 12.78% | 23.8395 | 345.541 | Industrial_2037_Technical_million_m3_After Competition Groups_Boiler Upgrade
Industrial | Ind ¦ Recommissioning | 2037 | Achievable | million_m3 | After Competition Groups | 221.1679 | 5106899.1761 | 5.1069 | 2099.0304 | 0.10537 | 4 | Industrial_2037_Achievable_million_m3_After Competition Groups_4 | Recommissioning | 10.54% | 5.1069 | 221.1679 | Industrial_2037_Achievable_million_m3_After Competition Groups_Recommissioning
Industrial | Ind ¦ Recommissioning | 2037 | Economic | million_m3 | After Competition Groups | 252.3014 | 5106899.1761 | 5.1069 | 2672.7351 | 0.094398 | 4 | Industrial_2037_Economic_million_m3_After Competition Groups_4 | Recommissioning | 9.44% | 5.1069 | 252.3014 | Industrial_2037_Economic_million_m3_After Competition Groups_Recommissioning
Industrial | Ind ¦ Recommissioning | 2037 | Technical | million_m3 | After Competition Groups | 252.3014 | 5106899.1761 | 5.1069 | 2702.8673 | 0.093346 | 4 | Industrial_2037_Technical_million_m3_After Competition Groups_4 | Recommissioning | 9.335% | 5.1069 | 252.3014 | Industrial_2037_Technical_million_m3_After Competition Groups_Recommissioning
Industrial | Ind ¦ Improved Controls -Process Heating Gas | 2037 | Achievable | million_m3 | After Competition Groups | 138.7023 | 4543998.0035 | 4.544 | 2099.0304 | 0.066079 | 5 | Industrial_2037_Achievable_million_m3_After Competition Groups_5 | Improved Controls -Process Heating Gas | 6.608% | 4.544 | 138.7023 | Industrial_2037_Achievable_million_m3_After Competition Groups_Improved Controls -Process Heating Gas
Industrial | Ind ¦ High Efficiency Burners | 2037 | Economic | million_m3 | After Competition Groups | 167.8666 | 12606354.5589 | 12.6064 | 2672.7351 | 0.062807 | 5 | Industrial_2037_Economic_million_m3_After Competition Groups_5 | High Efficiency Burners | 6.281% | 12.6064 | 167.8666 | Industrial_2037_Economic_million_m3_After Competition Groups_High Efficiency Burners
Industrial | Ind ¦ High Efficiency Burners | 2037 | Technical | million_m3 | After Competition Groups | 167.8666 | 12606354.5589 | 12.6064 | 2702.8673 | 0.062107 | 5 | Industrial_2037_Technical_million_m3_After Competition Groups_5 | High Efficiency Burners | 6.211% | 12.6064 | 167.8666 | Industrial_2037_Technical_million_m3_After Competition Groups_High Efficiency Burners
Industrial | Ind ¦ Improved Controls -Process Heating Gas | 2037 | Economic | million_m3 | After Competition Groups | 159.4785 | 4543998.0035 | 4.544 | 2672.7351 | 0.059669 | 6 | Industrial_2037_Economic_million_m3_After Competition Groups_6 | Improved Controls -Process Heating Gas | 5.967% | 4.544 | 159.4785 | Industrial_2037_Economic_million_m3_After Competition Groups_Improved Controls -Process Heating Gas
Industrial | Ind ¦ Improved Controls -Process Heating Gas | 2037 | Technical | million_m3 | After Competition Groups | 159.4785 | 4543998.0035 | 4.544 | 2702.8673 | 0.059003 | 6 | Industrial_2037_Technical_million_m3_After Competition Groups_6 | Improved Controls -Process Heating Gas | 5.9% | 4.544 | 159.4785 | Industrial_2037_Technical_million_m3_After Competition Groups_Improved Controls -Process Heating Gas
Industrial | Ind ¦ High Efficiency Burners | 2037 | Achievable | million_m3 | After Competition Groups | 120.1965 | 12606354.5589 | 12.6064 | 2099.0304 | 0.057263 | 6 | Industrial_2037_Achievable_million_m3_After Competition Groups_6 | High Efficiency Burners | 5.726% | 12.6064 | 120.1965 | Industrial_2037_Achievable_million_m3_After Competition Groups_High Efficiency Burners
Industrial | Ind ¦ Greenhouse Envelope Improvements | 2037 | Achievable | million_m3 | After Competition Groups | 89.4609 | 330364.799 | 0.33036 | 2099.0304 | 0.04262 | 7 | Industrial_2037_Achievable_million_m3_After Competition Groups_7 | Greenhouse Envelope Improvements | 4.262% | 0.33036 | 89.4609 | Industrial_2037_Achievable_million_m3_After Competition Groups_Greenhouse Envelope Improvements
Industrial | Ind ¦ Greenhouse Envelope Improvements | 2037 | Economic | million_m3 | After Competition Groups | 104.9872 | 330364.799 | 0.33036 | 2672.7351 | 0.039281 | 7 | Industrial_2037_Economic_million_m3_After Competition Groups_7 | Greenhouse Envelope Improvements | 3.928% | 0.33036 | 104.9872 | Industrial_2037_Economic_million_m3_After Competition Groups_Greenhouse Envelope Improvements
Industrial | Ind ¦ Greenhouse Envelope Improvements | 2037 | Technical | million_m3 | After Competition Groups | 104.9872 | 330364.799 | 0.33036 | 2702.8673 | 0.038843 | 7 | Industrial_2037_Technical_million_m3_After Competition Groups_7 | Greenhouse Envelope Improvements | 3.884% | 0.33036 | 104.9872 | Industrial_2037_Technical_million_m3_After Competition Groups_Greenhouse Envelope Improvements
Industrial | Ind ¦ Insulation - Steam | 2037 | Achievable | million_m3 | After Competition Groups | 42.1103 | 715880.9662 | 0.71588 | 2099.0304 | 0.020062 | 8 | Industrial_2037_Achievable_million_m3_After Competition Groups_8 | Insulation - Steam | 2.006% | 0.71588 | 42.1103 | Industrial_2037_Achievable_million_m3_After Competition Groups_Insulation - Steam
Industrial | Ind ¦ Boiler Tune Up | 2037 | Economic | million_m3 | After Competition Groups | 49.6965 | 4802560.381 | 4.8026 | 2672.7351 | 0.018594 | 8 | Industrial_2037_Economic_million_m3_After Competition Groups_8 | Boiler Tune Up | 1.859% | 4.8026 | 49.6965 | Industrial_2037_Economic_million_m3_After Competition Groups_Boiler Tune Up
Industrial | Ind ¦ Boiler Tune Up | 2037 | Technical | million_m3 | After Competition Groups | 49.6965 | 4802560.381 | 4.8026 | 2702.8673 | 0.018387 | 8 | Industrial_2037_Technical_million_m3_After Competition Groups_8 | Boiler Tune Up | 1.839% | 4.8026 | 49.6965 | Industrial_2037_Technical_million_m3_After Competition Groups_Boiler Tune Up
Industrial | Ind ¦ Insulation - Steam | 2037 | Economic | million_m3 | After Competition Groups | 47.7841 | 715880.9662 | 0.71588 | 2672.7351 | 0.017878 | 9 | Industrial_2037_Economic_million_m3_After Competition Groups_9 | Insulation - Steam | 1.788% | 0.71588 | 47.7841 | Industrial_2037_Economic_million_m3_After Competition Groups_Insulation - Steam
Industrial | Ind ¦ High Efficiency HVAC Fans (Gas) | 2037 | Achievable | million_m3 | After Competition Groups | 37.3135 | 2715612.7149 | 2.7156 | 2099.0304 | 0.017777 | 9 | Industrial_2037_Achievable_million_m3_After Competition Groups_9 | High Efficiency HVAC Fans (Gas) | 1.778% | 2.7156 | 37.3135 | Industrial_2037_Achievable_million_m3_After Competition Groups_High Efficiency HVAC Fans (Gas)
Industrial | Ind ¦ Insulation - Steam | 2037 | Technical | million_m3 | After Competition Groups | 47.7841 | 715880.9662 | 0.71588 | 2702.8673 | 0.017679 | 9 | Industrial_2037_Technical_million_m3_After Competition Groups_9 | Insulation - Steam | 1.768% | 0.71588 | 47.7841 | Industrial_2037_Technical_million_m3_After Competition Groups_Insulation - Steam
Industrial | Ind ¦ VAV Conversion Project (Gas) | 2037 | Achievable | million_m3 | After Competition Groups | 36.4381 | 3560541.032 | 3.5605 | 2099.0304 | 0.017359 | 10 | Industrial_2037_Achievable_million_m3_After Competition Groups_10 | VAV Conversion Project (Gas) | 1.736% | 3.5605 | 36.4381 | Industrial_2037_Achievable_million_m3_After Competition Groups_VAV Conversion Project (Gas)
Industrial | Ind ¦ High Efficiency HVAC Fans (Gas) | 2037 | Economic | million_m3 | After Competition Groups | 45.5076 | 2715612.7149 | 2.7156 | 2672.7351 | 0.017027 | 10 | Industrial_2037_Economic_million_m3_After Competition Groups_10 | High Efficiency HVAC Fans (Gas) | 1.703% | 2.7156 | 45.5076 | Industrial_2037_Economic_million_m3_After Competition Groups_High Efficiency HVAC Fans (Gas)
Industrial | Ind ¦ High Efficiency HVAC Fans (Gas) | 2037 | Technical | million_m3 | After Competition Groups | 45.5076 | 2715612.7149 | 2.7156 | 2702.8673 | 0.016837 | 10 | Industrial_2037_Technical_million_m3_After Competition Groups_10 | High Efficiency HVAC Fans (Gas) | 1.684% | 2.7156 | 45.5076 | Industrial_2037_Technical_million_m3_After Competition Groups_High Efficiency HVAC Fans (Gas)
Industrial | Ind ¦ VAV Conversion Project (Gas) | 2037 | Economic | million_m3 | After Competition Groups | 41.3908 | 3560541.032 | 3.5605 | 2672.7351 | 0.015486 | 11 | Industrial_2037_Economic_million_m3_After Competition Groups_11 | VAV Conversion Project (Gas) | 1.549% | 3.5605 | 41.3908 | Industrial_2037_Economic_million_m3_After Competition Groups_VAV Conversion Project (Gas)
Industrial | Ind ¦ VAV Conversion Project (Gas) | 2037 | Technical | million_m3 | After Competition Groups | 41.3908 | 3560541.032 | 3.5605 | 2702.8673 | 0.015314 | 11 | Industrial_2037_Technical_million_m3_After Competition Groups_11 | VAV Conversion Project (Gas) | 1.531% | 3.5605 | 41.3908 | Industrial_2037_Technical_million_m3_After Competition Groups_VAV Conversion Project (Gas)
Industrial | Ind ¦ HE HVAC Controls | 2037 | Achievable | million_m3 | After Competition Groups | 24.5207 | 2270422.9635 | 2.2704 | 2099.0304 | 0.011682 | 11 | Industrial_2037_Achievable_million_m3_After Competition Groups_11 | HE HVAC Controls | 1.168% | 2.2704 | 24.5207 | Industrial_2037_Achievable_million_m3_After Competition Groups_HE HVAC Controls
Industrial | Ind ¦ Direct Contact Water Heaters | 2037 | Achievable | million_m3 | After Competition Groups | 23.7218 | 0 | 0 | 2099.0304 | 0.011301 | 12 | Industrial_2037_Achievable_million_m3_After Competition Groups_12 | Direct Contact Water Heaters | 1.13% | 0 | 23.7218 | Industrial_2037_Achievable_million_m3_After Competition Groups_Direct Contact Water Heaters
Industrial | Ind ¦ Loading Dock Seals | 2037 | Achievable | million_m3 | After Competition Groups | 23.7154 | 4785717.2036 | 4.7857 | 2099.0304 | 0.011298 | 13 | Industrial_2037_Achievable_million_m3_After Competition Groups_13 | Loading Dock Seals | 1.13% | 4.7857 | 23.7154 | Industrial_2037_Achievable_million_m3_After Competition Groups_Loading Dock Seals
Industrial | Ind ¦ Direct Contact Water Heaters | 2037 | Economic | million_m3 | After Competition Groups | 29.8741 | 0 | 0 | 2672.7351 | 0.011177 | 12 | Industrial_2037_Economic_million_m3_After Competition Groups_12 | Direct Contact Water Heaters | 1.118% | 0 | 29.8741 | Industrial_2037_Economic_million_m3_After Competition Groups_Direct Contact Water Heaters
Industrial | Ind ¦ Steam Leak Repairs | 2037 | Technical | million_m3 | After Competition Groups | 30.1322 | 0 | 0 | 2702.8673 | 0.011148 | 12 | Industrial_2037_Technical_million_m3_After Competition Groups_12 | Steam Leak Repairs | 1.115% | 0 | 30.1322 | Industrial_2037_Technical_million_m3_After Competition Groups_Steam Leak Repairs
Industrial | Ind ¦ Direct Contact Water Heaters | 2037 | Technical | million_m3 | After Competition Groups | 29.8741 | 0 | 0 | 2702.8673 | 0.011053 | 13 | Industrial_2037_Technical_million_m3_After Competition Groups_13 | Direct Contact Water Heaters | 1.105% | 0 | 29.8741 | Industrial_2037_Technical_million_m3_After Competition Groups_Direct Contact Water Heaters
Industrial | Ind ¦ HE HVAC Controls | 2037 | Economic | million_m3 | After Competition Groups | 27.1925 | 2270422.9635 | 2.2704 | 2672.7351 | 0.010174 | 13 | Industrial_2037_Economic_million_m3_After Competition Groups_13 | HE HVAC Controls | 1.017% | 2.2704 | 27.1925 | Industrial_2037_Economic_million_m3_After Competition Groups_HE HVAC Controls
Industrial | Ind ¦ Loading Dock Seals | 2037 | Economic | million_m3 | After Competition Groups | 27.1925 | 4785717.2036 | 4.7857 | 2672.7351 | 0.010174 | 14 | Industrial_2037_Economic_million_m3_After Competition Groups_14 | Loading Dock Seals | 1.017% | 4.7857 | 27.1925 | Industrial_2037_Economic_million_m3_After Competition Groups_Loading Dock Seals
Industrial | Ind ¦ HE HVAC Controls | 2037 | Technical | million_m3 | After Competition Groups | 27.1925 | 2270422.9635 | 2.2704 | 2702.8673 | 0.010061 | 14 | Industrial_2037_Technical_million_m3_After Competition Groups_14 | HE HVAC Controls | 1.006% | 2.2704 | 27.1925 | Industrial_2037_Technical_million_m3_After Competition Groups_HE HVAC Controls
Industrial | Ind ¦ Loading Dock Seals | 2037 | Technical | million_m3 | After Competition Groups | 27.1925 | 4785717.2036 | 4.7857 | 2702.8673 | 0.010061 | 15 | Industrial_2037_Technical_million_m3_After Competition Groups_15 | Loading Dock Seals | 1.006% | 4.7857 | 27.1925 | Industrial_2037_Technical_million_m3_After Competition Groups_Loading Dock Seals
Industrial | Ind ¦ Insulation - Steam (AG) | 2037 | Achievable | million_m3 | After Competition Groups | 20.8805 | 292342.2399 | 0.29234 | 2099.0304 | 0.0099477 | 14 | Industrial_2037_Achievable_million_m3_After Competition Groups_14 | Insulation - Steam (AG) | 0.9948% | 0.29234 | 20.8805 | Industrial_2037_Achievable_million_m3_After Competition Groups_Insulation - Steam (AG)
Industrial | Ind ¦ Steam Trap Repair | 2037 | Achievable | million_m3 | After Competition Groups | 20.1055 | 1719352.1009 | 1.7194 | 2099.0304 | 0.0095785 | 15 | Industrial_2037_Achievable_million_m3_After Competition Groups_15 | Steam Trap Repair | 0.9578% | 1.7194 | 20.1055 | Industrial_2037_Achievable_million_m3_After Competition Groups_Steam Trap Repair
Industrial | Ind ¦ Steam Trap Repair | 2037 | Economic | million_m3 | After Competition Groups | 22.8723 | 1719352.1009 | 1.7194 | 2672.7351 | 0.0085576 | 15 | Industrial_2037_Economic_million_m3_After Competition Groups_15 | Steam Trap Repair | 0.8558% | 1.7194 | 22.8723 | Industrial_2037_Economic_million_m3_After Competition Groups_Steam Trap Repair
Industrial | Ind ¦ Steam Trap Repair | 2037 | Technical | million_m3 | After Competition Groups | 22.8723 | 1719352.1009 | 1.7194 | 2702.8673 | 0.0084622 | 16 | Industrial_2037_Technical_million_m3_After Competition Groups_16 | Steam Trap Repair | 0.8462% | 1.7194 | 22.8723 | Industrial_2037_Technical_million_m3_After Competition Groups_Steam Trap Repair
Industrial | Ind ¦ Insulation - Steam (AG) | 2037 | Economic | million_m3 | After Competition Groups | 20.8109 | 292342.2399 | 0.29234 | 2672.7351 | 0.0077864 | 16 | Industrial_2037_Economic_million_m3_After Competition Groups_16 | Insulation - Steam (AG) | 0.7786% | 0.29234 | 20.8109 | Industrial_2037_Economic_million_m3_After Competition Groups_Insulation - Steam (AG)
Industrial | Ind ¦ Insulation - Steam (AG) | 2037 | Technical | million_m3 | After Competition Groups | 20.8109 | 292342.2399 | 0.29234 | 2702.8673 | 0.0076996 | 17 | Industrial_2037_Technical_million_m3_After Competition Groups_17 | Insulation - Steam (AG) | 0.77% | 0.29234 | 20.8109 | Industrial_2037_Technical_million_m3_After Competition Groups_Insulation - Steam (AG)
Industrial | Ind ¦ Air Compressor Heat Recovery | 2037 | Achievable | million_m3 | After Competition Groups | 15.5411 | 610227.466 | 0.61023 | 2099.0304 | 0.0074039 | 16 | Industrial_2037_Achievable_million_m3_After Competition Groups_16 | Air Compressor Heat Recovery | 0.7404% | 0.61023 | 15.5411 | Industrial_2037_Achievable_million_m3_After Competition Groups_Air Compressor Heat Recovery
Industrial | Ind ¦ High Efficiency Furnaces | 2037 | Economic | million_m3 | After Competition Groups | 19.3235 | 4707211.9488 | 4.7072 | 2672.7351 | 0.0072299 | 17 | Industrial_2037_Economic_million_m3_After Competition Groups_17 | High Efficiency Furnaces | 0.723% | 4.7072 | 19.3235 | Industrial_2037_Economic_million_m3_After Competition Groups_High Efficiency Furnaces
Industrial | Ind ¦ High Efficiency Furnaces | 2037 | Technical | million_m3 | After Competition Groups | 19.3235 | 4707211.9488 | 4.7072 | 2702.8673 | 0.0071493 | 18 | Industrial_2037_Technical_million_m3_After Competition Groups_18 | High Efficiency Furnaces | 0.7149% | 4.7072 | 19.3235 | Industrial_2037_Technical_million_m3_After Competition Groups_High Efficiency Furnaces
Industrial | Ind ¦ Air Compressor Heat Recovery | 2037 | Economic | million_m3 | After Competition Groups | 17.5168 | 610227.466 | 0.61023 | 2672.7351 | 0.0065539 | 18 | Industrial_2037_Economic_million_m3_After Competition Groups_18 | Air Compressor Heat Recovery | 0.6554% | 0.61023 | 17.5168 | Industrial_2037_Economic_million_m3_After Competition Groups_Air Compressor Heat Recovery
Industrial | Ind ¦ High Efficiency Furnaces | 2037 | Achievable | million_m3 | After Competition Groups | 13.7014 | 4707211.9488 | 4.7072 | 2099.0304 | 0.0065275 | 17 | Industrial_2037_Achievable_million_m3_After Competition Groups_17 | High Efficiency Furnaces | 0.6527% | 4.7072 | 13.7014 | Industrial_2037_Achievable_million_m3_After Competition Groups_High Efficiency Furnaces
Industrial | Ind ¦ Air Compressor Heat Recovery | 2037 | Technical | million_m3 | After Competition Groups | 17.5168 | 610227.466 | 0.61023 | 2702.8673 | 0.0064808 | 19 | Industrial_2037_Technical_million_m3_After Competition Groups_19 | Air Compressor Heat Recovery | 0.6481% | 0.61023 | 17.5168 | Industrial_2037_Technical_million_m3_After Competition Groups_Air Compressor Heat Recovery
Industrial | Ind ¦ Steam Turbine Optimization | 2037 | Achievable | million_m3 | After Competition Groups | 9.6641 | 517803.1335 | 0.5178 | 2099.0304 | 0.0046041 | 18 | Industrial_2037_Achievable_million_m3_After Competition Groups_18 | Steam Turbine Optimization | 0.4604% | 0.5178 | 9.6641 | Industrial_2037_Achievable_million_m3_After Competition Groups_Steam Turbine Optimization
Industrial | Ind ¦ Steam Turbine Optimization | 2037 | Economic | million_m3 | After Competition Groups | 11.2287 | 517803.1335 | 0.5178 | 2672.7351 | 0.0042012 | 19 | Industrial_2037_Economic_million_m3_After Competition Groups_19 | Steam Turbine Optimization | 0.4201% | 0.5178 | 11.2287 | Industrial_2037_Economic_million_m3_After Competition Groups_Steam Turbine Optimization
Industrial | Ind ¦ Steam Turbine Optimization | 2037 | Technical | million_m3 | After Competition Groups | 11.2287 | 517803.1335 | 0.5178 | 2702.8673 | 0.0041544 | 20 | Industrial_2037_Technical_million_m3_After Competition Groups_20 | Steam Turbine Optimization | 0.4154% | 0.5178 | 11.2287 | Industrial_2037_Technical_million_m3_After Competition Groups_Steam Turbine Optimization
Industrial | Ind ¦ Process Optimization (Gas) | 2037 | Economic | million_m3 | After Competition Groups | 10.2948 | 150911.757 | 0.15091 | 2672.7351 | 0.0038518 | 20 | Industrial_2037_Economic_million_m3_After Competition Groups_20 | Process Optimization (Gas) | 0.3852% | 0.15091 | 10.2948 | Industrial_2037_Economic_million_m3_After Competition Groups_Process Optimization (Gas)
Industrial | Ind ¦ Process Optimization (Gas) | 2037 | Technical | million_m3 | After Competition Groups | 10.2948 | 150911.757 | 0.15091 | 2702.8673 | 0.0038088 | 21 | Industrial_2037_Technical_million_m3_After Competition Groups_21 | Process Optimization (Gas) | 0.3809% | 0.15091 | 10.2948 | Industrial_2037_Technical_million_m3_After Competition Groups_Process Optimization (Gas)
Industrial | Ind ¦ HE Stock Tank | 2037 | Economic | million_m3 | After Competition Groups | 9.301 | 169646.6114 | 0.16965 | 2672.7351 | 0.0034799 | 21 | Industrial_2037_Economic_million_m3_After Competition Groups_21 | HE Stock Tank | 0.348% | 0.16965 | 9.301 | Industrial_2037_Economic_million_m3_After Competition Groups_HE Stock Tank
Industrial | Ind ¦ Gas Turbine Optimization | 2037 | Achievable | million_m3 | After Competition Groups | 7.2481 | 388352.3501 | 0.38835 | 2099.0304 | 0.0034531 | 19 | Industrial_2037_Achievable_million_m3_After Competition Groups_19 | Gas Turbine Optimization | 0.3453% | 0.38835 | 7.2481 | Industrial_2037_Achievable_million_m3_After Competition Groups_Gas Turbine Optimization
Industrial | Ind ¦ HE Stock Tank | 2037 | Technical | million_m3 | After Competition Groups | 9.301 | 169646.6114 | 0.16965 | 2702.8673 | 0.0034411 | 22 | Industrial_2037_Technical_million_m3_After Competition Groups_22 | HE Stock Tank | 0.3441% | 0.16965 | 9.301 | Industrial_2037_Technical_million_m3_After Competition Groups_HE Stock Tank
Industrial | Ind ¦ Gas Turbine Optimization | 2037 | Economic | million_m3 | After Competition Groups | 8.4215 | 388352.3501 | 0.38835 | 2672.7351 | 0.0031509 | 22 | Industrial_2037_Economic_million_m3_After Competition Groups_22 | Gas Turbine Optimization | 0.3151% | 0.38835 | 8.4215 | Industrial_2037_Economic_million_m3_After Competition Groups_Gas Turbine Optimization
Industrial | Ind ¦ HE Stock Tank | 2037 | Achievable | million_m3 | After Competition Groups | 6.5553 | 169646.6114 | 0.16965 | 2099.0304 | 0.003123 | 20 | Industrial_2037_Achievable_million_m3_After Competition Groups_20 | HE Stock Tank | 0.3123% | 0.16965 | 6.5553 | Industrial_2037_Achievable_million_m3_After Competition Groups_HE Stock Tank
Industrial | Ind ¦ Gas Turbine Optimization | 2037 | Technical | million_m3 | After Competition Groups | 8.4215 | 388352.3501 | 0.38835 | 2702.8673 | 0.0031158 | 23 | Industrial_2037_Technical_million_m3_After Competition Groups_23 | Gas Turbine Optimization | 0.3116% | 0.38835 | 8.4215 | Industrial_2037_Technical_million_m3_After Competition Groups_Gas Turbine Optimization
Industrial | Ind ¦ Boiler Tune Up | 2037 | Achievable | million_m3 | After Competition Groups | 5.8597 | 4802560.381 | 4.8026 | 2099.0304 | 0.0027916 | 21 | Industrial_2037_Achievable_million_m3_After Competition Groups_21 | Boiler Tune Up | 0.2792% | 4.8026 | 5.8597 | Industrial_2037_Achievable_million_m3_After Competition Groups_Boiler Tune Up
Industrial | Ind ¦ Solar Walls | 2037 | Achievable | million_m3 | After Competition Groups | 4.9151 | 813332.2622 | 0.81333 | 2099.0304 | 0.0023416 | 22 | Industrial_2037_Achievable_million_m3_After Competition Groups_22 | Solar Walls | 0.2342% | 0.81333 | 4.9151 | Industrial_2037_Achievable_million_m3_After Competition Groups_Solar Walls
Industrial | Ind ¦ Ventilation Optimization (Gas) | 2037 | Achievable | million_m3 | After Competition Groups | 4.89 | 0 | 0 | 2099.0304 | 0.0023296 | 23 | Industrial_2037_Achievable_million_m3_After Competition Groups_23 | Ventilation Optimization (Gas) | 0.233% | 0 | 4.89 | Industrial_2037_Achievable_million_m3_After Competition Groups_Ventilation Optimization (Gas)
Industrial | Ind ¦ Solar Walls | 2037 | Economic | million_m3 | After Competition Groups | 5.5832 | 813332.2622 | 0.81333 | 2672.7351 | 0.0020889 | 23 | Industrial_2037_Economic_million_m3_After Competition Groups_23 | Solar Walls | 0.2089% | 0.81333 | 5.5832 | Industrial_2037_Economic_million_m3_After Competition Groups_Solar Walls
Industrial | Ind ¦ Solar Walls | 2037 | Technical | million_m3 | After Competition Groups | 5.5832 | 813332.2622 | 0.81333 | 2702.8673 | 0.0020657 | 24 | Industrial_2037_Technical_million_m3_After Competition Groups_24 | Solar Walls | 0.2066% | 0.81333 | 5.5832 | Industrial_2037_Technical_million_m3_After Competition Groups_Solar Walls
Industrial | Ind ¦ Ventilation Optimization (Gas) | 2037 | Economic | million_m3 | After Competition Groups | 5.4508 | 0 | 0 | 2672.7351 | 0.0020394 | 24 | Industrial_2037_Economic_million_m3_After Competition Groups_24 | Ventilation Optimization (Gas) | 0.2039% | 0 | 5.4508 | Industrial_2037_Economic_million_m3_After Competition Groups_Ventilation Optimization (Gas)
Industrial | Ind ¦ Ventilation Optimization (Gas) | 2037 | Technical | million_m3 | After Competition Groups | 5.4508 | 0 | 0 | 2702.8673 | 0.0020167 | 25 | Industrial_2037_Technical_million_m3_After Competition Groups_25 | Ventilation Optimization (Gas) | 0.2017% | 0 | 5.4508 | Industrial_2037_Technical_million_m3_After Competition Groups_Ventilation Optimization (Gas)
Industrial | Ind ¦ Process Optimization (Gas) | 2037 | Achievable | million_m3 | After Competition Groups | 2.1876 | 150911.757 | 0.15091 | 2099.0304 | 0.0010422 | 24 | Industrial_2037_Achievable_million_m3_After Competition Groups_24 | Process Optimization (Gas) | 0.1042% | 0.15091 | 2.1876 | Industrial_2037_Achievable_million_m3_After Competition Groups_Process Optimization (Gas)
Industrial | Ind ¦ HE HVAC Units | 2037 | Economic | million_m3 | After Competition Groups | 2.1562 | 308078.5852 | 0.30808 | 2672.7351 | 0.00080672 | 25 | Industrial_2037_Economic_million_m3_After Competition Groups_25 | HE HVAC Units | 0.08067% | 0.30808 | 2.1562 | Industrial_2037_Economic_million_m3_After Competition Groups_HE HVAC Units
Industrial | Ind ¦ HE HVAC Units | 2037 | Achievable | million_m3 | After Competition Groups | 1.6747 | 308078.5852 | 0.30808 | 2099.0304 | 0.00079782 | 25 | Industrial_2037_Achievable_million_m3_After Competition Groups_25 | HE HVAC Units | 0.07978% | 0.30808 | 1.6747 | Industrial_2037_Achievable_million_m3_After Competition Groups_HE HVAC Units
Industrial | Ind ¦ HE HVAC Units | 2037 | Technical | million_m3 | After Competition Groups | 2.1562 | 308078.5852 | 0.30808 | 2702.8673 | 0.00079773 | 26 | Industrial_2037_Technical_million_m3_After Competition Groups_26 | HE HVAC Units | 0.07977% | 0.30808 | 2.1562 | Industrial_2037_Technical_million_m3_After Competition Groups_HE HVAC Units
Industrial | Ind ¦ Boiler Tune Up - Direct | 2037 | Economic | million_m3 | After Competition Groups | 1.6921 | 157237.6166 | 0.15724 | 2672.7351 | 0.00063309 | 26 | Industrial_2037_Economic_million_m3_After Competition Groups_26 | Boiler Tune Up - Direct | 0.06331% | 0.15724 | 1.6921 | Industrial_2037_Economic_million_m3_After Competition Groups_Boiler Tune Up - Direct
Industrial | Ind ¦ Boiler Tune Up - Direct | 2037 | Technical | million_m3 | After Competition Groups | 1.6921 | 157237.6166 | 0.15724 | 2702.8673 | 0.00062603 | 27 | Industrial_2037_Technical_million_m3_After Competition Groups_27 | Boiler Tune Up - Direct | 0.0626% | 0.15724 | 1.6921 | Industrial_2037_Technical_million_m3_After Competition Groups_Boiler Tune Up - Direct
Industrial | Ind ¦ Process Heat Recovery (Gas) - HVAC | 2037 | Achievable | million_m3 | After Competition Groups | 1.06 | 51235.0614 | 0.051235 | 2099.0304 | 0.00050498 | 26 | Industrial_2037_Achievable_million_m3_After Competition Groups_26 | Process Heat Recovery (Gas) - HVAC | 0.0505% | 0.051235 | 1.06 | Industrial_2037_Achievable_million_m3_After Competition Groups_Process Heat Recovery (Gas) - HVAC
Industrial | Ind ¦ Process Heat Recovery (Gas) - HVAC | 2037 | Economic | million_m3 | After Competition Groups | 1.1616 | 51235.0614 | 0.051235 | 2672.7351 | 0.0004346 | 27 | Industrial_2037_Economic_million_m3_After Competition Groups_27 | Process Heat Recovery (Gas) - HVAC | 0.04346% | 0.051235 | 1.1616 | Industrial_2037_Economic_million_m3_After Competition Groups_Process Heat Recovery (Gas) - HVAC
Industrial | Ind ¦ Process Heat Recovery (Gas) - HVAC | 2037 | Technical | million_m3 | After Competition Groups | 1.1616 | 51235.0614 | 0.051235 | 2702.8673 | 0.00042975 | 28 | Industrial_2037_Technical_million_m3_After Competition Groups_28 | Process Heat Recovery (Gas) - HVAC | 0.04298% | 0.051235 | 1.1616 | Industrial_2037_Technical_million_m3_After Competition Groups_Process Heat Recovery (Gas) - HVAC
Industrial | Ind ¦ Insulation - Steam - Direct | 2037 | Achievable | million_m3 | After Competition Groups | 0.66434 | 12696.1563 | 0.012696 | 2099.0304 | 0.0003165 | 27 | Industrial_2037_Achievable_million_m3_After Competition Groups_27 | Insulation - Steam - Direct | 0.03165% | 0.012696 | 0.66434 | Industrial_2037_Achievable_million_m3_After Competition Groups_Insulation - Steam - Direct
Industrial | Ind ¦ Insulation - Steam - Direct | 2037 | Economic | million_m3 | After Competition Groups | 0.77438 | 12696.1563 | 0.012696 | 2672.7351 | 0.00028973 | 28 | Industrial_2037_Economic_million_m3_After Competition Groups_28 | Insulation - Steam - Direct | 0.02897% | 0.012696 | 0.77438 | Industrial_2037_Economic_million_m3_After Competition Groups_Insulation - Steam - Direct
Industrial | Ind ¦ Insulation - Steam - Direct | 2037 | Technical | million_m3 | After Competition Groups | 0.77438 | 12696.1563 | 0.012696 | 2702.8673 | 0.0002865 | 29 | Industrial_2037_Technical_million_m3_After Competition Groups_29 | Insulation - Steam - Direct | 0.02865% | 0.012696 | 0.77438 | Industrial_2037_Technical_million_m3_After Competition Groups_Insulation - Steam - Direct
Industrial | Ind ¦ Boiler Tune Up - Direct | 2037 | Achievable | million_m3 | After Competition Groups | 0.19215 | 157237.6166 | 0.15724 | 2099.0304 | 9.1542e-05 | 28 | Industrial_2037_Achievable_million_m3_After Competition Groups_28 | Boiler Tune Up - Direct | 0.009154% | 0.15724 | 0.19215 | Industrial_2037_Achievable_million_m3_After Competition Groups_Boiler Tune Up - Direct
Industrial | Ind ¦ Insulation - Steam - HVAC | 2037 | Achievable | million_m3 | After Competition Groups | 0.14696 | 2057.5144 | 0.0020575 | 2099.0304 | 7.0012e-05 | 29 | Industrial_2037_Achievable_million_m3_After Competition Groups_29 | Insulation - Steam - HVAC | 0.007001% | 0.0020575 | 0.14696 | Industrial_2037_Achievable_million_m3_After Competition Groups_Insulation - Steam - HVAC
Industrial | Ind ¦ Insulation - Steam - HVAC | 2037 | Economic | million_m3 | After Competition Groups | 0.16104 | 2057.5144 | 0.0020575 | 2672.7351 | 6.0254e-05 | 29 | Industrial_2037_Economic_million_m3_After Competition Groups_29 | Insulation - Steam - HVAC | 0.006025% | 0.0020575 | 0.16104 | Industrial_2037_Economic_million_m3_After Competition Groups_Insulation - Steam - HVAC
Industrial | Ind ¦ Insulation - Steam - HVAC | 2037 | Technical | million_m3 | After Competition Groups | 0.16104 | 2057.5144 | 0.0020575 | 2702.8673 | 5.9582e-05 | 30 | Industrial_2037_Technical_million_m3_After Competition Groups_30 | Insulation - Steam - HVAC | 0.005958% | 0.0020575 | 0.16104 | Industrial_2037_Technical_million_m3_After Competition Groups_Insulation - Steam - HVAC
Industrial | Ind ¦ Boiler Tune Up - HVAC | 2037 | Economic | million_m3 | After Competition Groups | 0.14641 | 16076.5625 | 0.016077 | 2672.7351 | 5.478e-05 | 30 | Industrial_2037_Economic_million_m3_After Competition Groups_30 | Boiler Tune Up - HVAC | 0.005478% | 0.016077 | 0.14641 | Industrial_2037_Economic_million_m3_After Competition Groups_Boiler Tune Up - HVAC
Industrial | Ind ¦ Boiler Tune Up - HVAC | 2037 | Technical | million_m3 | After Competition Groups | 0.14641 | 16076.5625 | 0.016077 | 2702.8673 | 5.4169e-05 | 31 | Industrial_2037_Technical_million_m3_After Competition Groups_31 | Boiler Tune Up - HVAC | 0.005417% | 0.016077 | 0.14641 | Industrial_2037_Technical_million_m3_After Competition Groups_Boiler Tune Up - HVAC
Industrial | Ind ¦ Boiler Tune Up - HVAC | 2037 | Achievable | million_m3 | After Competition Groups | 0.019614 | 16076.5625 | 0.016077 | 2099.0304 | 9.3443e-06 | 30 | Industrial_2037_Achievable_million_m3_After Competition Groups_30 | Boiler Tune Up - HVAC | 0.0009344% | 0.016077 | 0.019614 | Industrial_2037_Achievable_million_m3_After Competition Groups_Boiler Tune Up - HVAC
Industrial | Ind ¦ Process Heat Improvements | 2038 | Economic | million_m3 | After Competition Groups | 904.8866 | 39086779.3028 | 39.0868 | 2701.189 | 0.335 | 1 | Industrial_2038_Economic_million_m3_After Competition Groups_1 | Process Heat Improvements | 33.5% | 39.0868 | 904.8866 | Industrial_2038_Economic_million_m3_After Competition Groups_Process Heat Improvements
Industrial | Ind ¦ Process Heat Improvements | 2038 | Technical | million_m3 | After Competition Groups | 904.8866 | 39086779.3028 | 39.0868 | 2731.3212 | 0.3313 | 1 | Industrial_2038_Technical_million_m3_After Competition Groups_1 | Process Heat Improvements | 33.13% | 39.0868 | 904.8866 | Industrial_2038_Technical_million_m3_After Competition Groups_Process Heat Improvements
Industrial | Ind ¦ Process Heat Improvements | 2038 | Achievable | million_m3 | After Competition Groups | 665.4595 | 39086779.3028 | 39.0868 | 2184.9219 | 0.30457 | 1 | Industrial_2038_Achievable_million_m3_After Competition Groups_1 | Process Heat Improvements | 30.46% | 39.0868 | 665.4595 | Industrial_2038_Achievable_million_m3_After Competition Groups_Process Heat Improvements
Industrial | Ind ¦ Process Heat Recovery (Gas) | 2038 | Achievable | million_m3 | After Competition Groups | 312.3893 | 15576576.2999 | 15.5766 | 2184.9219 | 0.14298 | 2 | Industrial_2038_Achievable_million_m3_After Competition Groups_2 | Process Heat Recovery (Gas) | 14.3% | 15.5766 | 312.3893 | Industrial_2038_Achievable_million_m3_After Competition Groups_Process Heat Recovery (Gas)
Industrial | Ind ¦ Boiler Upgrade | 2038 | Achievable | million_m3 | After Competition Groups | 300.9821 | 21449402.1064 | 21.4494 | 2184.9219 | 0.13775 | 3 | Industrial_2038_Achievable_million_m3_After Competition Groups_3 | Boiler Upgrade | 13.78% | 21.4494 | 300.9821 | Industrial_2038_Achievable_million_m3_After Competition Groups_Boiler Upgrade
Industrial | Ind ¦ Boiler Upgrade | 2038 | Economic | million_m3 | After Competition Groups | 352.2098 | 21449402.1064 | 21.4494 | 2701.189 | 0.13039 | 2 | Industrial_2038_Economic_million_m3_After Competition Groups_2 | Boiler Upgrade | 13.04% | 21.4494 | 352.2098 | Industrial_2038_Economic_million_m3_After Competition Groups_Boiler Upgrade
Industrial | Ind ¦ Boiler Upgrade | 2038 | Technical | million_m3 | After Competition Groups | 352.2098 | 21449402.1064 | 21.4494 | 2731.3212 | 0.12895 | 2 | Industrial_2038_Technical_million_m3_After Competition Groups_2 | Boiler Upgrade | 12.9% | 21.4494 | 352.2098 | Industrial_2038_Technical_million_m3_After Competition Groups_Boiler Upgrade
Industrial | Ind ¦ Process Heat Recovery (Gas) | 2038 | Economic | million_m3 | After Competition Groups | 347.5632 | 15576576.2999 | 15.5766 | 2701.189 | 0.12867 | 3 | Industrial_2038_Economic_million_m3_After Competition Groups_3 | Process Heat Recovery (Gas) | 12.87% | 15.5766 | 347.5632 | Industrial_2038_Economic_million_m3_After Competition Groups_Process Heat Recovery (Gas)
Industrial | Ind ¦ Process Heat Recovery (Gas) | 2038 | Technical | million_m3 | After Competition Groups | 347.5632 | 15576576.2999 | 15.5766 | 2731.3212 | 0.12725 | 3 | Industrial_2038_Technical_million_m3_After Competition Groups_3 | Process Heat Recovery (Gas) | 12.73% | 15.5766 | 347.5632 | Industrial_2038_Technical_million_m3_After Competition Groups_Process Heat Recovery (Gas)
Industrial | Ind ¦ Recommissioning | 2038 | Achievable | million_m3 | After Competition Groups | 227.9654 | 4230924.6347 | 4.2309 | 2184.9219 | 0.10434 | 4 | Industrial_2038_Achievable_million_m3_After Competition Groups_4 | Recommissioning | 10.43% | 4.2309 | 227.9654 | Industrial_2038_Achievable_million_m3_After Competition Groups_Recommissioning
Industrial | Ind ¦ Recommissioning | 2038 | Economic | million_m3 | After Competition Groups | 252.3014 | 4230924.6347 | 4.2309 | 2701.189 | 0.093404 | 4 | Industrial_2038_Economic_million_m3_After Competition Groups_4 | Recommissioning | 9.34% | 4.2309 | 252.3014 | Industrial_2038_Economic_million_m3_After Competition Groups_Recommissioning
Industrial | Ind ¦ Recommissioning | 2038 | Technical | million_m3 | After Competition Groups | 252.3014 | 4230924.6347 | 4.2309 | 2731.3212 | 0.092373 | 4 | Industrial_2038_Technical_million_m3_After Competition Groups_4 | Recommissioning | 9.237% | 4.2309 | 252.3014 | Industrial_2038_Technical_million_m3_After Competition Groups_Recommissioning
Industrial | Ind ¦ Improved Controls -Process Heating Gas | 2038 | Achievable | million_m3 | After Competition Groups | 143.1613 | 3789393.6805 | 3.7894 | 2184.9219 | 0.065522 | 5 | Industrial_2038_Achievable_million_m3_After Competition Groups_5 | Improved Controls -Process Heating Gas | 6.552% | 3.7894 | 143.1613 | Industrial_2038_Achievable_million_m3_After Competition Groups_Improved Controls -Process Heating Gas
Industrial | Ind ¦ High Efficiency Burners | 2038 | Economic | million_m3 | After Competition Groups | 170.7772 | 11510042.2222 | 11.51 | 2701.189 | 0.063223 | 5 | Industrial_2038_Economic_million_m3_After Competition Groups_5 | High Efficiency Burners | 6.322% | 11.51 | 170.7772 | Industrial_2038_Economic_million_m3_After Competition Groups_High Efficiency Burners
Industrial | Ind ¦ High Efficiency Burners | 2038 | Technical | million_m3 | After Competition Groups | 170.7772 | 11510042.2222 | 11.51 | 2731.3212 | 0.062525 | 5 | Industrial_2038_Technical_million_m3_After Competition Groups_5 | High Efficiency Burners | 6.253% | 11.51 | 170.7772 | Industrial_2038_Technical_million_m3_After Competition Groups_High Efficiency Burners
Industrial | Ind ¦ Improved Controls -Process Heating Gas | 2038 | Economic | million_m3 | After Competition Groups | 159.4785 | 3789393.6805 | 3.7894 | 2701.189 | 0.05904 | 6 | Industrial_2038_Economic_million_m3_After Competition Groups_6 | Improved Controls -Process Heating Gas | 5.904% | 3.7894 | 159.4785 | Industrial_2038_Economic_million_m3_After Competition Groups_Improved Controls -Process Heating Gas
Industrial | Ind ¦ Improved Controls -Process Heating Gas | 2038 | Technical | million_m3 | After Competition Groups | 159.4785 | 3789393.6805 | 3.7894 | 2731.3212 | 0.058389 | 6 | Industrial_2038_Technical_million_m3_After Competition Groups_6 | Improved Controls -Process Heating Gas | 5.839% | 3.7894 | 159.4785 | Industrial_2038_Technical_million_m3_After Competition Groups_Improved Controls -Process Heating Gas
Industrial | Ind ¦ High Efficiency Burners | 2038 | Achievable | million_m3 | After Competition Groups | 126.1605 | 11510042.2222 | 11.51 | 2184.9219 | 0.057741 | 6 | Industrial_2038_Achievable_million_m3_After Competition Groups_6 | High Efficiency Burners | 5.774% | 11.51 | 126.1605 | Industrial_2038_Achievable_million_m3_After Competition Groups_High Efficiency Burners
Industrial | Ind ¦ Greenhouse Envelope Improvements | 2038 | Achievable | million_m3 | After Competition Groups | 92.3561 | 298566.807 | 0.29857 | 2184.9219 | 0.04227 | 7 | Industrial_2038_Achievable_million_m3_After Competition Groups_7 | Greenhouse Envelope Improvements | 4.227% | 0.29857 | 92.3561 | Industrial_2038_Achievable_million_m3_After Competition Groups_Greenhouse Envelope Improvements
Industrial | Ind ¦ Greenhouse Envelope Improvements | 2038 | Economic | million_m3 | After Competition Groups | 106.8327 | 298566.807 | 0.29857 | 2701.189 | 0.03955 | 7 | Industrial_2038_Economic_million_m3_After Competition Groups_7 | Greenhouse Envelope Improvements | 3.955% | 0.29857 | 106.8327 | Industrial_2038_Economic_million_m3_After Competition Groups_Greenhouse Envelope Improvements
Industrial | Ind ¦ Greenhouse Envelope Improvements | 2038 | Technical | million_m3 | After Competition Groups | 106.8327 | 298566.807 | 0.29857 | 2731.3212 | 0.039114 | 7 | Industrial_2038_Technical_million_m3_After Competition Groups_7 | Greenhouse Envelope Improvements | 3.911% | 0.29857 | 106.8327 | Industrial_2038_Technical_million_m3_After Competition Groups_Greenhouse Envelope Improvements
Industrial | Ind ¦ Insulation - Steam | 2038 | Achievable | million_m3 | After Competition Groups | 43.3711 | 590002.8452 | 0.59 | 2184.9219 | 0.01985 | 8 | Industrial_2038_Achievable_million_m3_After Competition Groups_8 | Insulation - Steam | 1.985% | 0.59 | 43.3711 | Industrial_2038_Achievable_million_m3_After Competition Groups_Insulation - Steam
Industrial | Ind ¦ Boiler Tune Up | 2038 | Economic | million_m3 | After Competition Groups | 49.6965 | 5317836.0731 | 5.3178 | 2701.189 | 0.018398 | 8 | Industrial_2038_Economic_million_m3_After Competition Groups_8 | Boiler Tune Up | 1.84% | 5.3178 | 49.6965 | Industrial_2038_Economic_million_m3_After Competition Groups_Boiler Tune Up
Industrial | Ind ¦ Boiler Tune Up | 2038 | Technical | million_m3 | After Competition Groups | 49.6965 | 5317836.0731 | 5.3178 | 2731.3212 | 0.018195 | 8 | Industrial_2038_Technical_million_m3_After Competition Groups_8 | Boiler Tune Up | 1.82% | 5.3178 | 49.6965 | Industrial_2038_Technical_million_m3_After Competition Groups_Boiler Tune Up
Industrial | Ind ¦ High Efficiency HVAC Fans (Gas) | 2038 | Achievable | million_m3 | After Competition Groups | 38.7032 | 2469209.67 | 2.4692 | 2184.9219 | 0.017714 | 9 | Industrial_2038_Achievable_million_m3_After Competition Groups_9 | High Efficiency HVAC Fans (Gas) | 1.771% | 2.4692 | 38.7032 | Industrial_2038_Achievable_million_m3_After Competition Groups_High Efficiency HVAC Fans (Gas)
Industrial | Ind ¦ Insulation - Steam | 2038 | Economic | million_m3 | After Competition Groups | 47.7841 | 590002.8452 | 0.59 | 2701.189 | 0.01769 | 9 | Industrial_2038_Economic_million_m3_After Competition Groups_9 | Insulation - Steam | 1.769% | 0.59 | 47.7841 | Industrial_2038_Economic_million_m3_After Competition Groups_Insulation - Steam
Industrial | Ind ¦ Insulation - Steam | 2038 | Technical | million_m3 | After Competition Groups | 47.7841 | 590002.8452 | 0.59 | 2731.3212 | 0.017495 | 9 | Industrial_2038_Technical_million_m3_After Competition Groups_9 | Insulation - Steam | 1.749% | 0.59 | 47.7841 | Industrial_2038_Technical_million_m3_After Competition Groups_Insulation - Steam
Industrial | Ind ¦ VAV Conversion Project (Gas) | 2038 | Achievable | million_m3 | After Competition Groups | 37.4327 | 2892982.7555 | 2.893 | 2184.9219 | 0.017132 | 10 | Industrial_2038_Achievable_million_m3_After Competition Groups_10 | VAV Conversion Project (Gas) | 1.713% | 2.893 | 37.4327 | Industrial_2038_Achievable_million_m3_After Competition Groups_VAV Conversion Project (Gas)
Industrial | Ind ¦ High Efficiency HVAC Fans (Gas) | 2038 | Economic | million_m3 | After Competition Groups | 46.1043 | 2469209.67 | 2.4692 | 2701.189 | 0.017068 | 10 | Industrial_2038_Economic_million_m3_After Competition Groups_10 | High Efficiency HVAC Fans (Gas) | 1.707% | 2.4692 | 46.1043 | Industrial_2038_Economic_million_m3_After Competition Groups_High Efficiency HVAC Fans (Gas)
Industrial | Ind ¦ High Efficiency HVAC Fans (Gas) | 2038 | Technical | million_m3 | After Competition Groups | 46.1043 | 2469209.67 | 2.4692 | 2731.3212 | 0.01688 | 10 | Industrial_2038_Technical_million_m3_After Competition Groups_10 | High Efficiency HVAC Fans (Gas) | 1.688% | 2.4692 | 46.1043 | Industrial_2038_Technical_million_m3_After Competition Groups_High Efficiency HVAC Fans (Gas)
Industrial | Ind ¦ VAV Conversion Project (Gas) | 2038 | Economic | million_m3 | After Competition Groups | 41.4125 | 2892982.7555 | 2.893 | 2701.189 | 0.015331 | 11 | Industrial_2038_Economic_million_m3_After Competition Groups_11 | VAV Conversion Project (Gas) | 1.533% | 2.893 | 41.4125 | Industrial_2038_Economic_million_m3_After Competition Groups_VAV Conversion Project (Gas)
Industrial | Ind ¦ VAV Conversion Project (Gas) | 2038 | Technical | million_m3 | After Competition Groups | 41.4125 | 2892982.7555 | 2.893 | 2731.3212 | 0.015162 | 11 | Industrial_2038_Technical_million_m3_After Competition Groups_11 | VAV Conversion Project (Gas) | 1.516% | 2.893 | 41.4125 | Industrial_2038_Technical_million_m3_After Competition Groups_VAV Conversion Project (Gas)
Industrial | Ind ¦ HE HVAC Controls | 2038 | Achievable | million_m3 | After Competition Groups | 25.1549 | 1827690.2132 | 1.8277 | 2184.9219 | 0.011513 | 11 | Industrial_2038_Achievable_million_m3_After Competition Groups_11 | HE HVAC Controls | 1.151% | 1.8277 | 25.1549 | Industrial_2038_Achievable_million_m3_After Competition Groups_HE HVAC Controls
Industrial | Ind ¦ Direct Contact Water Heaters | 2038 | Achievable | million_m3 | After Competition Groups | 24.7324 | 0 | 0 | 2184.9219 | 0.01132 | 12 | Industrial_2038_Achievable_million_m3_After Competition Groups_12 | Direct Contact Water Heaters | 1.132% | 0 | 24.7324 | Industrial_2038_Achievable_million_m3_After Competition Groups_Direct Contact Water Heaters
Industrial | Ind ¦ Direct Contact Water Heaters | 2038 | Economic | million_m3 | After Competition Groups | 30.4146 | 0 | 0 | 2701.189 | 0.01126 | 12 | Industrial_2038_Economic_million_m3_After Competition Groups_12 | Direct Contact Water Heaters | 1.126% | 0 | 30.4146 | Industrial_2038_Economic_million_m3_After Competition Groups_Direct Contact Water Heaters
Industrial | Ind ¦ Loading Dock Seals | 2038 | Achievable | million_m3 | After Competition Groups | 24.5182 | 3920256.9958 | 3.9203 | 2184.9219 | 0.011222 | 13 | Industrial_2038_Achievable_million_m3_After Competition Groups_13 | Loading Dock Seals | 1.122% | 3.9203 | 24.5182 | Industrial_2038_Achievable_million_m3_After Competition Groups_Loading Dock Seals
Industrial | Ind ¦ Direct Contact Water Heaters | 2038 | Technical | million_m3 | After Competition Groups | 30.4146 | 0 | 0 | 2731.3212 | 0.011135 | 12 | Industrial_2038_Technical_million_m3_After Competition Groups_12 | Direct Contact Water Heaters | 1.114% | 0 | 30.4146 | Industrial_2038_Technical_million_m3_After Competition Groups_Direct Contact Water Heaters
Industrial | Ind ¦ Steam Leak Repairs | 2038 | Technical | million_m3 | After Competition Groups | 30.1322 | 0 | 0 | 2731.3212 | 0.011032 | 13 | Industrial_2038_Technical_million_m3_After Competition Groups_13 | Steam Leak Repairs | 1.103% | 0 | 30.1322 | Industrial_2038_Technical_million_m3_After Competition Groups_Steam Leak Repairs
Industrial | Ind ¦ HE HVAC Controls | 2038 | Economic | million_m3 | After Competition Groups | 27.1925 | 1827690.2132 | 1.8277 | 2701.189 | 0.010067 | 13 | Industrial_2038_Economic_million_m3_After Competition Groups_13 | HE HVAC Controls | 1.007% | 1.8277 | 27.1925 | Industrial_2038_Economic_million_m3_After Competition Groups_HE HVAC Controls
Industrial | Ind ¦ Loading Dock Seals | 2038 | Economic | million_m3 | After Competition Groups | 27.1925 | 3920256.9958 | 3.9203 | 2701.189 | 0.010067 | 14 | Industrial_2038_Economic_million_m3_After Competition Groups_14 | Loading Dock Seals | 1.007% | 3.9203 | 27.1925 | Industrial_2038_Economic_million_m3_After Competition Groups_Loading Dock Seals
Industrial | Ind ¦ HE HVAC Controls | 2038 | Technical | million_m3 | After Competition Groups | 27.1925 | 1827690.2132 | 1.8277 | 2731.3212 | 0.0099558 | 14 | Industrial_2038_Technical_million_m3_After Competition Groups_14 | HE HVAC Controls | 0.9956% | 1.8277 | 27.1925 | Industrial_2038_Technical_million_m3_After Competition Groups_HE HVAC Controls
Industrial | Ind ¦ Loading Dock Seals | 2038 | Technical | million_m3 | After Competition Groups | 27.1925 | 3920256.9958 | 3.9203 | 2731.3212 | 0.0099558 | 15 | Industrial_2038_Technical_million_m3_After Competition Groups_15 | Loading Dock Seals | 0.9956% | 3.9203 | 27.1925 | Industrial_2038_Technical_million_m3_After Competition Groups_Loading Dock Seals
Industrial | Ind ¦ Insulation - Steam (AG) | 2038 | Achievable | million_m3 | After Competition Groups | 21.3761 | 231913.9414 | 0.23191 | 2184.9219 | 0.0097835 | 14 | Industrial_2038_Achievable_million_m3_After Competition Groups_14 | Insulation - Steam (AG) | 0.9783% | 0.23191 | 21.3761 | Industrial_2038_Achievable_million_m3_After Competition Groups_Insulation - Steam (AG)
Industrial | Ind ¦ Steam Trap Repair | 2038 | Achievable | million_m3 | After Competition Groups | 20.7166 | 1420245.8574 | 1.4202 | 2184.9219 | 0.0094816 | 15 | Industrial_2038_Achievable_million_m3_After Competition Groups_15 | Steam Trap Repair | 0.9482% | 1.4202 | 20.7166 | Industrial_2038_Achievable_million_m3_After Competition Groups_Steam Trap Repair
Industrial | Ind ¦ Steam Trap Repair | 2038 | Economic | million_m3 | After Competition Groups | 22.8723 | 1420245.8574 | 1.4202 | 2701.189 | 0.0084675 | 15 | Industrial_2038_Economic_million_m3_After Competition Groups_15 | Steam Trap Repair | 0.8467% | 1.4202 | 22.8723 | Industrial_2038_Economic_million_m3_After Competition Groups_Steam Trap Repair
Industrial | Ind ¦ Steam Trap Repair | 2038 | Technical | million_m3 | After Competition Groups | 22.8723 | 1420245.8574 | 1.4202 | 2731.3212 | 0.0083741 | 16 | Industrial_2038_Technical_million_m3_After Competition Groups_16 | Steam Trap Repair | 0.8374% | 1.4202 | 22.8723 | Industrial_2038_Technical_million_m3_After Competition Groups_Steam Trap Repair
Industrial | Ind ¦ Insulation - Steam (AG) | 2038 | Economic | million_m3 | After Competition Groups | 20.7412 | 231913.9414 | 0.23191 | 2701.189 | 0.0076785 | 16 | Industrial_2038_Economic_million_m3_After Competition Groups_16 | Insulation - Steam (AG) | 0.7679% | 0.23191 | 20.7412 | Industrial_2038_Economic_million_m3_After Competition Groups_Insulation - Steam (AG)
Industrial | Ind ¦ Insulation - Steam (AG) | 2038 | Technical | million_m3 | After Competition Groups | 20.7412 | 231913.9414 | 0.23191 | 2731.3212 | 0.0075938 | 17 | Industrial_2038_Technical_million_m3_After Competition Groups_17 | Insulation - Steam (AG) | 0.7594% | 0.23191 | 20.7412 | Industrial_2038_Technical_million_m3_After Competition Groups_Insulation - Steam (AG)
Industrial | Ind ¦ Air Compressor Heat Recovery | 2038 | Achievable | million_m3 | After Competition Groups | 15.9879 | 499748.9162 | 0.49975 | 2184.9219 | 0.0073174 | 16 | Industrial_2038_Achievable_million_m3_After Competition Groups_16 | Air Compressor Heat Recovery | 0.7317% | 0.49975 | 15.9879 | Industrial_2038_Achievable_million_m3_After Competition Groups_Air Compressor Heat Recovery
Industrial | Ind ¦ High Efficiency Furnaces | 2038 | Economic | million_m3 | After Competition Groups | 19.6585 | 4303487.2261 | 4.3035 | 2701.189 | 0.0072777 | 17 | Industrial_2038_Economic_million_m3_After Competition Groups_17 | High Efficiency Furnaces | 0.7278% | 4.3035 | 19.6585 | Industrial_2038_Economic_million_m3_After Competition Groups_High Efficiency Furnaces
Industrial | Ind ¦ High Efficiency Furnaces | 2038 | Technical | million_m3 | After Competition Groups | 19.6585 | 4303487.2261 | 4.3035 | 2731.3212 | 0.0071975 | 18 | Industrial_2038_Technical_million_m3_After Competition Groups_18 | High Efficiency Furnaces | 0.7197% | 4.3035 | 19.6585 | Industrial_2038_Technical_million_m3_After Competition Groups_High Efficiency Furnaces
Industrial | Ind ¦ High Efficiency Furnaces | 2038 | Achievable | million_m3 | After Competition Groups | 14.3939 | 4303487.2261 | 4.3035 | 2184.9219 | 0.0065878 | 17 | Industrial_2038_Achievable_million_m3_After Competition Groups_17 | High Efficiency Furnaces | 0.6588% | 4.3035 | 14.3939 | Industrial_2038_Achievable_million_m3_After Competition Groups_High Efficiency Furnaces
Industrial | Ind ¦ Air Compressor Heat Recovery | 2038 | Economic | million_m3 | After Competition Groups | 17.5168 | 499748.9162 | 0.49975 | 2701.189 | 0.0064848 | 18 | Industrial_2038_Economic_million_m3_After Competition Groups_18 | Air Compressor Heat Recovery | 0.6485% | 0.49975 | 17.5168 | Industrial_2038_Economic_million_m3_After Competition Groups_Air Compressor Heat Recovery
Industrial | Ind ¦ Air Compressor Heat Recovery | 2038 | Technical | million_m3 | After Competition Groups | 17.5168 | 499748.9162 | 0.49975 | 2731.3212 | 0.0064133 | 19 | Industrial_2038_Technical_million_m3_After Competition Groups_19 | Air Compressor Heat Recovery | 0.6413% | 0.49975 | 17.5168 | Industrial_2038_Technical_million_m3_After Competition Groups_Air Compressor Heat Recovery
Industrial | Ind ¦ Steam Turbine Optimization | 2038 | Achievable | million_m3 | After Competition Groups | 9.9849 | 434068.3526 | 0.43407 | 2184.9219 | 0.0045699 | 18 | Industrial_2038_Achievable_million_m3_After Competition Groups_18 | Steam Turbine Optimization | 0.457% | 0.43407 | 9.9849 | Industrial_2038_Achievable_million_m3_After Competition Groups_Steam Turbine Optimization
Industrial | Ind ¦ Boiler Tune Up | 2038 | Achievable | million_m3 | After Competition Groups | 9.2054 | 5317836.0731 | 5.3178 | 2184.9219 | 0.0042131 | 19 | Industrial_2038_Achievable_million_m3_After Competition Groups_19 | Boiler Tune Up | 0.4213% | 5.3178 | 9.2054 | Industrial_2038_Achievable_million_m3_After Competition Groups_Boiler Tune Up
Industrial | Ind ¦ Steam Turbine Optimization | 2038 | Economic | million_m3 | After Competition Groups | 11.2303 | 434068.3526 | 0.43407 | 2701.189 | 0.0041575 | 19 | Industrial_2038_Economic_million_m3_After Competition Groups_19 | Steam Turbine Optimization | 0.4158% | 0.43407 | 11.2303 | Industrial_2038_Economic_million_m3_After Competition Groups_Steam Turbine Optimization
Industrial | Ind ¦ Steam Turbine Optimization | 2038 | Technical | million_m3 | After Competition Groups | 11.2303 | 434068.3526 | 0.43407 | 2731.3212 | 0.0041117 | 20 | Industrial_2038_Technical_million_m3_After Competition Groups_20 | Steam Turbine Optimization | 0.4112% | 0.43407 | 11.2303 | Industrial_2038_Technical_million_m3_After Competition Groups_Steam Turbine Optimization
Industrial | Ind ¦ Process Optimization (Gas) | 2038 | Economic | million_m3 | After Competition Groups | 10.2948 | 161799.4698 | 0.1618 | 2701.189 | 0.0038112 | 20 | Industrial_2038_Economic_million_m3_After Competition Groups_20 | Process Optimization (Gas) | 0.3811% | 0.1618 | 10.2948 | Industrial_2038_Economic_million_m3_After Competition Groups_Process Optimization (Gas)
Industrial | Ind ¦ Process Optimization (Gas) | 2038 | Technical | million_m3 | After Competition Groups | 10.2948 | 161799.4698 | 0.1618 | 2731.3212 | 0.0037691 | 21 | Industrial_2038_Technical_million_m3_After Competition Groups_21 | Process Optimization (Gas) | 0.3769% | 0.1618 | 10.2948 | Industrial_2038_Technical_million_m3_After Competition Groups_Process Optimization (Gas)
Industrial | Ind ¦ HE Stock Tank | 2038 | Economic | million_m3 | After Competition Groups | 9.4549 | 154961.035 | 0.15496 | 2701.189 | 0.0035003 | 21 | Industrial_2038_Economic_million_m3_After Competition Groups_21 | HE Stock Tank | 0.35% | 0.15496 | 9.4549 | Industrial_2038_Economic_million_m3_After Competition Groups_HE Stock Tank
Industrial | Ind ¦ HE Stock Tank | 2038 | Technical | million_m3 | After Competition Groups | 9.4549 | 154961.035 | 0.15496 | 2731.3212 | 0.0034617 | 22 | Industrial_2038_Technical_million_m3_After Competition Groups_22 | HE Stock Tank | 0.3462% | 0.15496 | 9.4549 | Industrial_2038_Technical_million_m3_After Competition Groups_HE Stock Tank
Industrial | Ind ¦ Gas Turbine Optimization | 2038 | Achievable | million_m3 | After Competition Groups | 7.4887 | 325551.2644 | 0.32555 | 2184.9219 | 0.0034274 | 20 | Industrial_2038_Achievable_million_m3_After Competition Groups_20 | Gas Turbine Optimization | 0.3427% | 0.32555 | 7.4887 | Industrial_2038_Achievable_million_m3_After Competition Groups_Gas Turbine Optimization
Industrial | Ind ¦ HE Stock Tank | 2038 | Achievable | million_m3 | After Competition Groups | 6.8909 | 154961.035 | 0.15496 | 2184.9219 | 0.0031538 | 21 | Industrial_2038_Achievable_million_m3_After Competition Groups_21 | HE Stock Tank | 0.3154% | 0.15496 | 6.8909 | Industrial_2038_Achievable_million_m3_After Competition Groups_HE Stock Tank
Industrial | Ind ¦ Gas Turbine Optimization | 2038 | Economic | million_m3 | After Competition Groups | 8.4227 | 325551.2644 | 0.32555 | 2701.189 | 0.0031182 | 22 | Industrial_2038_Economic_million_m3_After Competition Groups_22 | Gas Turbine Optimization | 0.3118% | 0.32555 | 8.4227 | Industrial_2038_Economic_million_m3_After Competition Groups_Gas Turbine Optimization
Industrial | Ind ¦ Gas Turbine Optimization | 2038 | Technical | million_m3 | After Competition Groups | 8.4227 | 325551.2644 | 0.32555 | 2731.3212 | 0.0030838 | 23 | Industrial_2038_Technical_million_m3_After Competition Groups_23 | Gas Turbine Optimization | 0.3084% | 0.32555 | 8.4227 | Industrial_2038_Technical_million_m3_After Competition Groups_Gas Turbine Optimization
Industrial | Ind ¦ Solar Walls | 2038 | Achievable | million_m3 | After Competition Groups | 5.0492 | 660852.2144 | 0.66085 | 2184.9219 | 0.0023109 | 22 | Industrial_2038_Achievable_million_m3_After Competition Groups_22 | Solar Walls | 0.2311% | 0.66085 | 5.0492 | Industrial_2038_Achievable_million_m3_After Competition Groups_Solar Walls
Industrial | Ind ¦ Ventilation Optimization (Gas) | 2038 | Achievable | million_m3 | After Competition Groups | 5.021 | 0 | 0 | 2184.9219 | 0.002298 | 23 | Industrial_2038_Achievable_million_m3_After Competition Groups_23 | Ventilation Optimization (Gas) | 0.2298% | 0 | 5.021 | Industrial_2038_Achievable_million_m3_After Competition Groups_Ventilation Optimization (Gas)
Industrial | Ind ¦ Solar Walls | 2038 | Economic | million_m3 | After Competition Groups | 5.5861 | 660852.2144 | 0.66085 | 2701.189 | 0.002068 | 23 | Industrial_2038_Economic_million_m3_After Competition Groups_23 | Solar Walls | 0.2068% | 0.66085 | 5.5861 | Industrial_2038_Economic_million_m3_After Competition Groups_Solar Walls
Industrial | Ind ¦ Solar Walls | 2038 | Technical | million_m3 | After Competition Groups | 5.5861 | 660852.2144 | 0.66085 | 2731.3212 | 0.0020452 | 24 | Industrial_2038_Technical_million_m3_After Competition Groups_24 | Solar Walls | 0.2045% | 0.66085 | 5.5861 | Industrial_2038_Technical_million_m3_After Competition Groups_Solar Walls
Industrial | Ind ¦ Ventilation Optimization (Gas) | 2038 | Economic | million_m3 | After Competition Groups | 5.4508 | 0 | 0 | 2701.189 | 0.0020179 | 24 | Industrial_2038_Economic_million_m3_After Competition Groups_24 | Ventilation Optimization (Gas) | 0.2018% | 0 | 5.4508 | Industrial_2038_Economic_million_m3_After Competition Groups_Ventilation Optimization (Gas)
Industrial | Ind ¦ Ventilation Optimization (Gas) | 2038 | Technical | million_m3 | After Competition Groups | 5.4508 | 0 | 0 | 2731.3212 | 0.0019957 | 25 | Industrial_2038_Technical_million_m3_After Competition Groups_25 | Ventilation Optimization (Gas) | 0.1996% | 0 | 5.4508 | Industrial_2038_Technical_million_m3_After Competition Groups_Ventilation Optimization (Gas)
Industrial | Ind ¦ Process Optimization (Gas) | 2038 | Achievable | million_m3 | After Competition Groups | 2.4216 | 161799.4698 | 0.1618 | 2184.9219 | 0.0011083 | 24 | Industrial_2038_Achievable_million_m3_After Competition Groups_24 | Process Optimization (Gas) | 0.1108% | 0.1618 | 2.4216 | Industrial_2038_Achievable_million_m3_After Competition Groups_Process Optimization (Gas)
Industrial | Ind ¦ HE HVAC Units | 2038 | Economic | million_m3 | After Competition Groups | 2.1787 | 280799.3565 | 0.2808 | 2701.189 | 0.00080659 | 25 | Industrial_2038_Economic_million_m3_After Competition Groups_25 | HE HVAC Units | 0.08066% | 0.2808 | 2.1787 | Industrial_2038_Economic_million_m3_After Competition Groups_HE HVAC Units
Industrial | Ind ¦ HE HVAC Units | 2038 | Achievable | million_m3 | After Competition Groups | 1.7442 | 280799.3565 | 0.2808 | 2184.9219 | 0.00079829 | 25 | Industrial_2038_Achievable_million_m3_After Competition Groups_25 | HE HVAC Units | 0.07983% | 0.2808 | 1.7442 | Industrial_2038_Achievable_million_m3_After Competition Groups_HE HVAC Units
Industrial | Ind ¦ HE HVAC Units | 2038 | Technical | million_m3 | After Competition Groups | 2.1787 | 280799.3565 | 0.2808 | 2731.3212 | 0.00079769 | 26 | Industrial_2038_Technical_million_m3_After Competition Groups_26 | HE HVAC Units | 0.07977% | 0.2808 | 2.1787 | Industrial_2038_Technical_million_m3_After Competition Groups_HE HVAC Units
Industrial | Ind ¦ Boiler Tune Up - Direct | 2038 | Economic | million_m3 | After Competition Groups | 1.6921 | 173825.8005 | 0.17383 | 2701.189 | 0.00062642 | 26 | Industrial_2038_Economic_million_m3_After Competition Groups_26 | Boiler Tune Up - Direct | 0.06264% | 0.17383 | 1.6921 | Industrial_2038_Economic_million_m3_After Competition Groups_Boiler Tune Up - Direct
Industrial | Ind ¦ Boiler Tune Up - Direct | 2038 | Technical | million_m3 | After Competition Groups | 1.6921 | 173825.8005 | 0.17383 | 2731.3212 | 0.00061951 | 27 | Industrial_2038_Technical_million_m3_After Competition Groups_27 | Boiler Tune Up - Direct | 0.06195% | 0.17383 | 1.6921 | Industrial_2038_Technical_million_m3_After Competition Groups_Boiler Tune Up - Direct
Industrial | Ind ¦ Process Heat Recovery (Gas) - HVAC | 2038 | Achievable | million_m3 | After Competition Groups | 1.0851 | 40644.9396 | 0.040645 | 2184.9219 | 0.00049664 | 26 | Industrial_2038_Achievable_million_m3_After Competition Groups_26 | Process Heat Recovery (Gas) - HVAC | 0.04966% | 0.040645 | 1.0851 | Industrial_2038_Achievable_million_m3_After Competition Groups_Process Heat Recovery (Gas) - HVAC
Industrial | Ind ¦ Process Heat Recovery (Gas) - HVAC | 2038 | Economic | million_m3 | After Competition Groups | 1.1616 | 40644.9396 | 0.040645 | 2701.189 | 0.00043002 | 27 | Industrial_2038_Economic_million_m3_After Competition Groups_27 | Process Heat Recovery (Gas) - HVAC | 0.043% | 0.040645 | 1.1616 | Industrial_2038_Economic_million_m3_After Competition Groups_Process Heat Recovery (Gas) - HVAC
Industrial | Ind ¦ Process Heat Recovery (Gas) - HVAC | 2038 | Technical | million_m3 | After Competition Groups | 1.1616 | 40644.9396 | 0.040645 | 2731.3212 | 0.00042527 | 28 | Industrial_2038_Technical_million_m3_After Competition Groups_28 | Process Heat Recovery (Gas) - HVAC | 0.04253% | 0.040645 | 1.1616 | Industrial_2038_Technical_million_m3_After Competition Groups_Process Heat Recovery (Gas) - HVAC
Industrial | Ind ¦ Insulation - Steam - Direct | 2038 | Achievable | million_m3 | After Competition Groups | 0.68722 | 10705.1685 | 0.010705 | 2184.9219 | 0.00031453 | 27 | Industrial_2038_Achievable_million_m3_After Competition Groups_27 | Insulation - Steam - Direct | 0.03145% | 0.010705 | 0.68722 | Industrial_2038_Achievable_million_m3_After Competition Groups_Insulation - Steam - Direct
Industrial | Ind ¦ Insulation - Steam - Direct | 2038 | Economic | million_m3 | After Competition Groups | 0.77438 | 10705.1685 | 0.010705 | 2701.189 | 0.00028668 | 28 | Industrial_2038_Economic_million_m3_After Competition Groups_28 | Insulation - Steam - Direct | 0.02867% | 0.010705 | 0.77438 | Industrial_2038_Economic_million_m3_After Competition Groups_Insulation - Steam - Direct
Industrial | Ind ¦ Insulation - Steam - Direct | 2038 | Technical | million_m3 | After Competition Groups | 0.77438 | 10705.1685 | 0.010705 | 2731.3212 | 0.00028352 | 29 | Industrial_2038_Technical_million_m3_After Competition Groups_29 | Insulation - Steam - Direct | 0.02835% | 0.010705 | 0.77438 | Industrial_2038_Technical_million_m3_After Competition Groups_Insulation - Steam - Direct
Industrial | Ind ¦ Boiler Tune Up - Direct | 2038 | Achievable | million_m3 | After Competition Groups | 0.30151 | 173825.8005 | 0.17383 | 2184.9219 | 0.000138 | 28 | Industrial_2038_Achievable_million_m3_After Competition Groups_28 | Boiler Tune Up - Direct | 0.0138% | 0.17383 | 0.30151 | Industrial_2038_Achievable_million_m3_After Competition Groups_Boiler Tune Up - Direct
Industrial | Ind ¦ Insulation - Steam - HVAC | 2038 | Achievable | million_m3 | After Competition Groups | 0.15045 | 1632.2179 | 0.0016322 | 2184.9219 | 6.8856e-05 | 29 | Industrial_2038_Achievable_million_m3_After Competition Groups_29 | Insulation - Steam - HVAC | 0.006886% | 0.0016322 | 0.15045 | Industrial_2038_Achievable_million_m3_After Competition Groups_Insulation - Steam - HVAC
Industrial | Ind ¦ Insulation - Steam - HVAC | 2038 | Economic | million_m3 | After Competition Groups | 0.16104 | 1632.2179 | 0.0016322 | 2701.189 | 5.9619e-05 | 29 | Industrial_2038_Economic_million_m3_After Competition Groups_29 | Insulation - Steam - HVAC | 0.005962% | 0.0016322 | 0.16104 | Industrial_2038_Economic_million_m3_After Competition Groups_Insulation - Steam - HVAC
Industrial | Ind ¦ Insulation - Steam - HVAC | 2038 | Technical | million_m3 | After Competition Groups | 0.16104 | 1632.2179 | 0.0016322 | 2731.3212 | 5.8961e-05 | 30 | Industrial_2038_Technical_million_m3_After Competition Groups_30 | Insulation - Steam - HVAC | 0.005896% | 0.0016322 | 0.16104 | Industrial_2038_Technical_million_m3_After Competition Groups_Insulation - Steam - HVAC
Industrial | Ind ¦ Boiler Tune Up - HVAC | 2038 | Economic | million_m3 | After Competition Groups | 0.14641 | 17713.2535 | 0.017713 | 2701.189 | 5.4203e-05 | 30 | Industrial_2038_Economic_million_m3_After Competition Groups_30 | Boiler Tune Up - HVAC | 0.00542% | 0.017713 | 0.14641 | Industrial_2038_Economic_million_m3_After Competition Groups_Boiler Tune Up - HVAC
Industrial | Ind ¦ Boiler Tune Up - HVAC | 2038 | Technical | million_m3 | After Competition Groups | 0.14641 | 17713.2535 | 0.017713 | 2731.3212 | 5.3605e-05 | 31 | Industrial_2038_Technical_million_m3_After Competition Groups_31 | Boiler Tune Up - HVAC | 0.00536% | 0.017713 | 0.14641 | Industrial_2038_Technical_million_m3_After Competition Groups_Boiler Tune Up - HVAC
Industrial | Ind ¦ Boiler Tune Up - HVAC | 2038 | Achievable | million_m3 | After Competition Groups | 0.030758 | 17713.2535 | 0.017713 | 2184.9219 | 1.4078e-05 | 30 | Industrial_2038_Achievable_million_m3_After Competition Groups_30 | Boiler Tune Up - HVAC | 0.001408% | 0.017713 | 0.030758 | Industrial_2038_Achievable_million_m3_After Competition Groups_Boiler Tune Up - HVAC
Industrial | Ind ¦ Process Heat Improvements | 2039 | Economic | million_m3 | After Competition Groups | 919.7654 | 35709627.6055 | 35.7096 | 2728.8009 | 0.33706 | 1 | Industrial_2039_Economic_million_m3_After Competition Groups_1 | Process Heat Improvements | 33.71% | 35.7096 | 919.7654 | Industrial_2039_Economic_million_m3_After Competition Groups_Process Heat Improvements
Industrial | Ind ¦ Process Heat Improvements | 2039 | Technical | million_m3 | After Competition Groups | 919.7654 | 35709627.6055 | 35.7096 | 2758.9332 | 0.33338 | 1 | Industrial_2039_Technical_million_m3_After Competition Groups_1 | Process Heat Improvements | 33.34% | 35.7096 | 919.7654 | Industrial_2039_Technical_million_m3_After Competition Groups_Process Heat Improvements
Industrial | Ind ¦ Process Heat Improvements | 2039 | Achievable | million_m3 | After Competition Groups | 693.8918 | 35709627.6055 | 35.7096 | 2259.7343 | 0.30707 | 1 | Industrial_2039_Achievable_million_m3_After Competition Groups_1 | Process Heat Improvements | 30.71% | 35.7096 | 693.8918 | Industrial_2039_Achievable_million_m3_After Competition Groups_Process Heat Improvements
Industrial | Ind ¦ Process Heat Recovery (Gas) | 2039 | Achievable | million_m3 | After Competition Groups | 320.1468 | 12782930.6851 | 12.7829 | 2259.7343 | 0.14167 | 2 | Industrial_2039_Achievable_million_m3_After Competition Groups_2 | Process Heat Recovery (Gas) | 14.17% | 12.7829 | 320.1468 | Industrial_2039_Achievable_million_m3_After Competition Groups_Process Heat Recovery (Gas)
Industrial | Ind ¦ Boiler Upgrade | 2039 | Achievable | million_m3 | After Competition Groups | 310.7959 | 19398925.644 | 19.3989 | 2259.7343 | 0.13754 | 3 | Industrial_2039_Achievable_million_m3_After Competition Groups_3 | Boiler Upgrade | 13.75% | 19.3989 | 310.7959 | Industrial_2039_Achievable_million_m3_After Competition Groups_Boiler Upgrade
Industrial | Ind ¦ Boiler Upgrade | 2039 | Economic | million_m3 | After Competition Groups | 358.6747 | 19398925.644 | 19.3989 | 2728.8009 | 0.13144 | 2 | Industrial_2039_Economic_million_m3_After Competition Groups_2 | Boiler Upgrade | 13.14% | 19.3989 | 358.6747 | Industrial_2039_Economic_million_m3_After Competition Groups_Boiler Upgrade
Industrial | Ind ¦ Boiler Upgrade | 2039 | Technical | million_m3 | After Competition Groups | 358.6747 | 19398925.644 | 19.3989 | 2758.9332 | 0.13 | 2 | Industrial_2039_Technical_million_m3_After Competition Groups_2 | Boiler Upgrade | 13% | 19.3989 | 358.6747 | Industrial_2039_Technical_million_m3_After Competition Groups_Boiler Upgrade
Industrial | Ind ¦ Process Heat Recovery (Gas) | 2039 | Economic | million_m3 | After Competition Groups | 347.5632 | 12782930.6851 | 12.7829 | 2728.8009 | 0.12737 | 3 | Industrial_2039_Economic_million_m3_After Competition Groups_3 | Process Heat Recovery (Gas) | 12.74% | 12.7829 | 347.5632 | Industrial_2039_Economic_million_m3_After Competition Groups_Process Heat Recovery (Gas)
Industrial | Ind ¦ Process Heat Recovery (Gas) | 2039 | Technical | million_m3 | After Competition Groups | 347.5632 | 12782930.6851 | 12.7829 | 2758.9332 | 0.12598 | 3 | Industrial_2039_Technical_million_m3_After Competition Groups_3 | Process Heat Recovery (Gas) | 12.6% | 12.7829 | 347.5632 | Industrial_2039_Technical_million_m3_After Competition Groups_Process Heat Recovery (Gas)
Industrial | Ind ¦ Recommissioning | 2039 | Achievable | million_m3 | After Competition Groups | 233.4063 | 3454309.2706 | 3.4543 | 2259.7343 | 0.10329 | 4 | Industrial_2039_Achievable_million_m3_After Competition Groups_4 | Recommissioning | 10.33% | 3.4543 | 233.4063 | Industrial_2039_Achievable_million_m3_After Competition Groups_Recommissioning
Industrial | Ind ¦ Recommissioning | 2039 | Economic | million_m3 | After Competition Groups | 252.3014 | 3454309.2706 | 3.4543 | 2728.8009 | 0.092459 | 4 | Industrial_2039_Economic_million_m3_After Competition Groups_4 | Recommissioning | 9.246% | 3.4543 | 252.3014 | Industrial_2039_Economic_million_m3_After Competition Groups_Recommissioning
Industrial | Ind ¦ Recommissioning | 2039 | Technical | million_m3 | After Competition Groups | 252.3014 | 3454309.2706 | 3.4543 | 2758.9332 | 0.091449 | 4 | Industrial_2039_Technical_million_m3_After Competition Groups_4 | Recommissioning | 9.145% | 3.4543 | 252.3014 | Industrial_2039_Technical_million_m3_After Competition Groups_Recommissioning
Industrial | Ind ¦ Improved Controls -Process Heating Gas | 2039 | Achievable | million_m3 | After Competition Groups | 146.7524 | 3112942.5058 | 3.1129 | 2259.7343 | 0.064942 | 5 | Industrial_2039_Achievable_million_m3_After Competition Groups_5 | Improved Controls -Process Heating Gas | 6.494% | 3.1129 | 146.7524 | Industrial_2039_Achievable_million_m3_After Competition Groups_Improved Controls -Process Heating Gas
Industrial | Ind ¦ High Efficiency Burners | 2039 | Economic | million_m3 | After Competition Groups | 173.5853 | 10513954.4491 | 10.514 | 2728.8009 | 0.063612 | 5 | Industrial_2039_Economic_million_m3_After Competition Groups_5 | High Efficiency Burners | 6.361% | 10.514 | 173.5853 | Industrial_2039_Economic_million_m3_After Competition Groups_High Efficiency Burners
Industrial | Ind ¦ High Efficiency Burners | 2039 | Technical | million_m3 | After Competition Groups | 173.5853 | 10513954.4491 | 10.514 | 2758.9332 | 0.062918 | 5 | Industrial_2039_Technical_million_m3_After Competition Groups_5 | High Efficiency Burners | 6.292% | 10.514 | 173.5853 | Industrial_2039_Technical_million_m3_After Competition Groups_High Efficiency Burners
Industrial | Ind ¦ Improved Controls -Process Heating Gas | 2039 | Economic | million_m3 | After Competition Groups | 159.4785 | 3112942.5058 | 3.1129 | 2728.8009 | 0.058443 | 6 | Industrial_2039_Economic_million_m3_After Competition Groups_6 | Improved Controls -Process Heating Gas | 5.844% | 3.1129 | 159.4785 | Industrial_2039_Economic_million_m3_After Competition Groups_Improved Controls -Process Heating Gas
Industrial | Ind ¦ High Efficiency Burners | 2039 | Achievable | million_m3 | After Competition Groups | 131.5015 | 10513954.4491 | 10.514 | 2259.7343 | 0.058193 | 6 | Industrial_2039_Achievable_million_m3_After Competition Groups_6 | High Efficiency Burners | 5.819% | 10.514 | 131.5015 | Industrial_2039_Achievable_million_m3_After Competition Groups_High Efficiency Burners
Industrial | Ind ¦ Improved Controls -Process Heating Gas | 2039 | Technical | million_m3 | After Competition Groups | 159.4785 | 3112942.5058 | 3.1129 | 2758.9332 | 0.057804 | 6 | Industrial_2039_Technical_million_m3_After Competition Groups_6 | Improved Controls -Process Heating Gas | 5.78% | 3.1129 | 159.4785 | Industrial_2039_Technical_million_m3_After Competition Groups_Improved Controls -Process Heating Gas
Industrial | Ind ¦ Greenhouse Envelope Improvements | 2039 | Achievable | million_m3 | After Competition Groups | 94.9593 | 273813.761 | 0.27381 | 2259.7343 | 0.042022 | 7 | Industrial_2039_Achievable_million_m3_After Competition Groups_7 | Greenhouse Envelope Improvements | 4.202% | 0.27381 | 94.9593 | Industrial_2039_Achievable_million_m3_After Competition Groups_Greenhouse Envelope Improvements
Industrial | Ind ¦ Greenhouse Envelope Improvements | 2039 | Economic | million_m3 | After Competition Groups | 108.8223 | 273813.761 | 0.27381 | 2728.8009 | 0.039879 | 7 | Industrial_2039_Economic_million_m3_After Competition Groups_7 | Greenhouse Envelope Improvements | 3.988% | 0.27381 | 108.8223 | Industrial_2039_Economic_million_m3_After Competition Groups_Greenhouse Envelope Improvements
Industrial | Ind ¦ Greenhouse Envelope Improvements | 2039 | Technical | million_m3 | After Competition Groups | 108.8223 | 273813.761 | 0.27381 | 2758.9332 | 0.039444 | 7 | Industrial_2039_Technical_million_m3_After Competition Groups_7 | Greenhouse Envelope Improvements | 3.944% | 0.27381 | 108.8223 | Industrial_2039_Technical_million_m3_After Competition Groups_Greenhouse Envelope Improvements
Industrial | Ind ¦ Insulation - Steam | 2039 | Achievable | million_m3 | After Competition Groups | 44.3749 | 479134.9853 | 0.47913 | 2259.7343 | 0.019637 | 8 | Industrial_2039_Achievable_million_m3_After Competition Groups_8 | Insulation - Steam | 1.964% | 0.47913 | 44.3749 | Industrial_2039_Achievable_million_m3_After Competition Groups_Insulation - Steam
Industrial | Ind ¦ Boiler Tune Up | 2039 | Economic | million_m3 | After Competition Groups | 49.6965 | 5745911.5287 | 5.7459 | 2728.8009 | 0.018212 | 8 | Industrial_2039_Economic_million_m3_After Competition Groups_8 | Boiler Tune Up | 1.821% | 5.7459 | 49.6965 | Industrial_2039_Economic_million_m3_After Competition Groups_Boiler Tune Up
Industrial | Ind ¦ Boiler Tune Up | 2039 | Technical | million_m3 | After Competition Groups | 49.6965 | 5745911.5287 | 5.7459 | 2758.9332 | 0.018013 | 8 | Industrial_2039_Technical_million_m3_After Competition Groups_8 | Boiler Tune Up | 1.801% | 5.7459 | 49.6965 | Industrial_2039_Technical_million_m3_After Competition Groups_Boiler Tune Up
Industrial | Ind ¦ High Efficiency HVAC Fans (Gas) | 2039 | Achievable | million_m3 | After Competition Groups | 39.9059 | 2257680.6943 | 2.2577 | 2259.7343 | 0.01766 | 9 | Industrial_2039_Achievable_million_m3_After Competition Groups_9 | High Efficiency HVAC Fans (Gas) | 1.766% | 2.2577 | 39.9059 | Industrial_2039_Achievable_million_m3_After Competition Groups_High Efficiency HVAC Fans (Gas)
Industrial | Ind ¦ Insulation - Steam | 2039 | Economic | million_m3 | After Competition Groups | 47.7841 | 479134.9853 | 0.47913 | 2728.8009 | 0.017511 | 9 | Industrial_2039_Economic_million_m3_After Competition Groups_9 | Insulation - Steam | 1.751% | 0.47913 | 47.7841 | Industrial_2039_Economic_million_m3_After Competition Groups_Insulation - Steam
Industrial | Ind ¦ Insulation - Steam | 2039 | Technical | million_m3 | After Competition Groups | 47.7841 | 479134.9853 | 0.47913 | 2758.9332 | 0.01732 | 9 | Industrial_2039_Technical_million_m3_After Competition Groups_9 | Insulation - Steam | 1.732% | 0.47913 | 47.7841 | Industrial_2039_Technical_million_m3_After Competition Groups_Insulation - Steam
Industrial | Ind ¦ High Efficiency HVAC Fans (Gas) | 2039 | Economic | million_m3 | After Competition Groups | 46.7161 | 2257680.6943 | 2.2577 | 2728.8009 | 0.01712 | 10 | Industrial_2039_Economic_million_m3_After Competition Groups_10 | High Efficiency HVAC Fans (Gas) | 1.712% | 2.2577 | 46.7161 | Industrial_2039_Economic_million_m3_After Competition Groups_High Efficiency HVAC Fans (Gas)
Industrial | Ind ¦ High Efficiency HVAC Fans (Gas) | 2039 | Technical | million_m3 | After Competition Groups | 46.7161 | 2257680.6943 | 2.2577 | 2758.9332 | 0.016933 | 10 | Industrial_2039_Technical_million_m3_After Competition Groups_10 | High Efficiency HVAC Fans (Gas) | 1.693% | 2.2577 | 46.7161 | Industrial_2039_Technical_million_m3_After Competition Groups_High Efficiency HVAC Fans (Gas)
Industrial | Ind ¦ VAV Conversion Project (Gas) | 2039 | Achievable | million_m3 | After Competition Groups | 38.2138 | 2317531.0105 | 2.3175 | 2259.7343 | 0.016911 | 10 | Industrial_2039_Achievable_million_m3_After Competition Groups_10 | VAV Conversion Project (Gas) | 1.691% | 2.3175 | 38.2138 | Industrial_2039_Achievable_million_m3_After Competition Groups_VAV Conversion Project (Gas)
Industrial | Ind ¦ VAV Conversion Project (Gas) | 2039 | Economic | million_m3 | After Competition Groups | 41.4806 | 2317531.0105 | 2.3175 | 2728.8009 | 0.015201 | 11 | Industrial_2039_Economic_million_m3_After Competition Groups_11 | VAV Conversion Project (Gas) | 1.52% | 2.3175 | 41.4806 | Industrial_2039_Economic_million_m3_After Competition Groups_VAV Conversion Project (Gas)
Industrial | Ind ¦ VAV Conversion Project (Gas) | 2039 | Technical | million_m3 | After Competition Groups | 41.4806 | 2317531.0105 | 2.3175 | 2758.9332 | 0.015035 | 11 | Industrial_2039_Technical_million_m3_After Competition Groups_11 | VAV Conversion Project (Gas) | 1.504% | 2.3175 | 41.4806 | Industrial_2039_Technical_million_m3_After Competition Groups_VAV Conversion Project (Gas)
Industrial | Ind ¦ HE HVAC Controls | 2039 | Achievable | million_m3 | After Competition Groups | 25.6484 | 1450634.8002 | 1.4506 | 2259.7343 | 0.01135 | 11 | Industrial_2039_Achievable_million_m3_After Competition Groups_11 | HE HVAC Controls | 1.135% | 1.4506 | 25.6484 | Industrial_2039_Achievable_million_m3_After Competition Groups_HE HVAC Controls
Industrial | Ind ¦ Direct Contact Water Heaters | 2039 | Achievable | million_m3 | After Competition Groups | 25.6288 | 0 | 0 | 2259.7343 | 0.011342 | 12 | Industrial_2039_Achievable_million_m3_After Competition Groups_12 | Direct Contact Water Heaters | 1.134% | 0 | 25.6288 | Industrial_2039_Achievable_million_m3_After Competition Groups_Direct Contact Water Heaters
Industrial | Ind ¦ Direct Contact Water Heaters | 2039 | Economic | million_m3 | After Competition Groups | 30.9148 | 0 | 0 | 2728.8009 | 0.011329 | 12 | Industrial_2039_Economic_million_m3_After Competition Groups_12 | Direct Contact Water Heaters | 1.133% | 0 | 30.9148 | Industrial_2039_Economic_million_m3_After Competition Groups_Direct Contact Water Heaters
Industrial | Ind ¦ Direct Contact Water Heaters | 2039 | Technical | million_m3 | After Competition Groups | 30.9148 | 0 | 0 | 2758.9332 | 0.011205 | 12 | Industrial_2039_Technical_million_m3_After Competition Groups_12 | Direct Contact Water Heaters | 1.121% | 0 | 30.9148 | Industrial_2039_Technical_million_m3_After Competition Groups_Direct Contact Water Heaters
Industrial | Ind ¦ Loading Dock Seals | 2039 | Achievable | million_m3 | After Competition Groups | 25.1517 | 3155611.2978 | 3.1556 | 2259.7343 | 0.01113 | 13 | Industrial_2039_Achievable_million_m3_After Competition Groups_13 | Loading Dock Seals | 1.113% | 3.1556 | 25.1517 | Industrial_2039_Achievable_million_m3_After Competition Groups_Loading Dock Seals
Industrial | Ind ¦ Steam Leak Repairs | 2039 | Technical | million_m3 | After Competition Groups | 30.1322 | 0 | 0 | 2758.9332 | 0.010922 | 13 | Industrial_2039_Technical_million_m3_After Competition Groups_13 | Steam Leak Repairs | 1.092% | 0 | 30.1322 | Industrial_2039_Technical_million_m3_After Competition Groups_Steam Leak Repairs
Industrial | Ind ¦ HE HVAC Controls | 2039 | Economic | million_m3 | After Competition Groups | 27.1925 | 1450634.8002 | 1.4506 | 2728.8009 | 0.009965 | 13 | Industrial_2039_Economic_million_m3_After Competition Groups_13 | HE HVAC Controls | 0.9965% | 1.4506 | 27.1925 | Industrial_2039_Economic_million_m3_After Competition Groups_HE HVAC Controls
Industrial | Ind ¦ Loading Dock Seals | 2039 | Economic | million_m3 | After Competition Groups | 27.1925 | 3155611.2978 | 3.1556 | 2728.8009 | 0.009965 | 14 | Industrial_2039_Economic_million_m3_After Competition Groups_14 | Loading Dock Seals | 0.9965% | 3.1556 | 27.1925 | Industrial_2039_Economic_million_m3_After Competition Groups_Loading Dock Seals
Industrial | Ind ¦ HE HVAC Controls | 2039 | Technical | million_m3 | After Competition Groups | 27.1925 | 1450634.8002 | 1.4506 | 2758.9332 | 0.0098561 | 14 | Industrial_2039_Technical_million_m3_After Competition Groups_14 | HE HVAC Controls | 0.9856% | 1.4506 | 27.1925 | Industrial_2039_Technical_million_m3_After Competition Groups_HE HVAC Controls
Industrial | Ind ¦ Loading Dock Seals | 2039 | Technical | million_m3 | After Competition Groups | 27.1925 | 3155611.2978 | 3.1556 | 2758.9332 | 0.0098561 | 15 | Industrial_2039_Technical_million_m3_After Competition Groups_15 | Loading Dock Seals | 0.9856% | 3.1556 | 27.1925 | Industrial_2039_Technical_million_m3_After Competition Groups_Loading Dock Seals
Industrial | Ind ¦ Insulation - Steam (AG) | 2039 | Achievable | million_m3 | After Competition Groups | 21.7562 | 181398.2276 | 0.1814 | 2259.7343 | 0.0096277 | 14 | Industrial_2039_Achievable_million_m3_After Competition Groups_14 | Insulation - Steam (AG) | 0.9628% | 0.1814 | 21.7562 | Industrial_2039_Achievable_million_m3_After Competition Groups_Insulation - Steam (AG)
Industrial | Ind ¦ Steam Trap Repair | 2039 | Achievable | million_m3 | After Competition Groups | 21.2042 | 1155861.3956 | 1.1559 | 2259.7343 | 0.0093835 | 15 | Industrial_2039_Achievable_million_m3_After Competition Groups_15 | Steam Trap Repair | 0.9383% | 1.1559 | 21.2042 | Industrial_2039_Achievable_million_m3_After Competition Groups_Steam Trap Repair
Industrial | Ind ¦ Steam Trap Repair | 2039 | Economic | million_m3 | After Competition Groups | 22.8723 | 1155861.3956 | 1.1559 | 2728.8009 | 0.0083818 | 15 | Industrial_2039_Economic_million_m3_After Competition Groups_15 | Steam Trap Repair | 0.8382% | 1.1559 | 22.8723 | Industrial_2039_Economic_million_m3_After Competition Groups_Steam Trap Repair
Industrial | Ind ¦ Steam Trap Repair | 2039 | Technical | million_m3 | After Competition Groups | 22.8723 | 1155861.3956 | 1.1559 | 2758.9332 | 0.0082903 | 16 | Industrial_2039_Technical_million_m3_After Competition Groups_16 | Steam Trap Repair | 0.829% | 1.1559 | 22.8723 | Industrial_2039_Technical_million_m3_After Competition Groups_Steam Trap Repair
Industrial | Ind ¦ Insulation - Steam (AG) | 2039 | Economic | million_m3 | After Competition Groups | 20.5226 | 181398.2276 | 0.1814 | 2728.8009 | 0.0075207 | 16 | Industrial_2039_Economic_million_m3_After Competition Groups_16 | Insulation - Steam (AG) | 0.7521% | 0.1814 | 20.5226 | Industrial_2039_Economic_million_m3_After Competition Groups_Insulation - Steam (AG)
Industrial | Ind ¦ Insulation - Steam (AG) | 2039 | Technical | million_m3 | After Competition Groups | 20.5226 | 181398.2276 | 0.1814 | 2758.9332 | 0.0074386 | 17 | Industrial_2039_Technical_million_m3_After Competition Groups_17 | Insulation - Steam (AG) | 0.7439% | 0.1814 | 20.5226 | Industrial_2039_Technical_million_m3_After Competition Groups_Insulation - Steam (AG)
Industrial | Ind ¦ High Efficiency Furnaces | 2039 | Economic | million_m3 | After Competition Groups | 19.9818 | 3932821.3216 | 3.9328 | 2728.8009 | 0.0073226 | 17 | Industrial_2039_Economic_million_m3_After Competition Groups_17 | High Efficiency Furnaces | 0.7323% | 3.9328 | 19.9818 | Industrial_2039_Economic_million_m3_After Competition Groups_High Efficiency Furnaces
Industrial | Ind ¦ High Efficiency Furnaces | 2039 | Technical | million_m3 | After Competition Groups | 19.9818 | 3932821.3216 | 3.9328 | 2758.9332 | 0.0072426 | 18 | Industrial_2039_Technical_million_m3_After Competition Groups_18 | High Efficiency Furnaces | 0.7243% | 3.9328 | 19.9818 | Industrial_2039_Technical_million_m3_After Competition Groups_High Efficiency Furnaces
Industrial | Ind ¦ Air Compressor Heat Recovery | 2039 | Achievable | million_m3 | After Competition Groups | 16.3414 | 403373.7359 | 0.40337 | 2259.7343 | 0.0072316 | 16 | Industrial_2039_Achievable_million_m3_After Competition Groups_16 | Air Compressor Heat Recovery | 0.7232% | 0.40337 | 16.3414 | Industrial_2039_Achievable_million_m3_After Competition Groups_Air Compressor Heat Recovery
Industrial | Ind ¦ High Efficiency Furnaces | 2039 | Achievable | million_m3 | After Competition Groups | 15.0144 | 3932821.3216 | 3.9328 | 2259.7343 | 0.0066443 | 17 | Industrial_2039_Achievable_million_m3_After Competition Groups_17 | High Efficiency Furnaces | 0.6644% | 3.9328 | 15.0144 | Industrial_2039_Achievable_million_m3_After Competition Groups_High Efficiency Furnaces
Industrial | Ind ¦ Air Compressor Heat Recovery | 2039 | Economic | million_m3 | After Competition Groups | 17.5168 | 403373.7359 | 0.40337 | 2728.8009 | 0.0064192 | 18 | Industrial_2039_Economic_million_m3_After Competition Groups_18 | Air Compressor Heat Recovery | 0.6419% | 0.40337 | 17.5168 | Industrial_2039_Economic_million_m3_After Competition Groups_Air Compressor Heat Recovery
Industrial | Ind ¦ Air Compressor Heat Recovery | 2039 | Technical | million_m3 | After Competition Groups | 17.5168 | 403373.7359 | 0.40337 | 2758.9332 | 0.0063491 | 19 | Industrial_2039_Technical_million_m3_After Competition Groups_19 | Air Compressor Heat Recovery | 0.6349% | 0.40337 | 17.5168 | Industrial_2039_Technical_million_m3_After Competition Groups_Air Compressor Heat Recovery
Industrial | Ind ¦ Boiler Tune Up | 2039 | Achievable | million_m3 | After Competition Groups | 12.7495 | 5745911.5287 | 5.7459 | 2259.7343 | 0.0056421 | 18 | Industrial_2039_Achievable_million_m3_After Competition Groups_18 | Boiler Tune Up | 0.5642% | 5.7459 | 12.7495 | Industrial_2039_Achievable_million_m3_After Competition Groups_Boiler Tune Up
Industrial | Ind ¦ Steam Turbine Optimization | 2039 | Achievable | million_m3 | After Competition Groups | 10.2446 | 358381.6815 | 0.35838 | 2259.7343 | 0.0045335 | 19 | Industrial_2039_Achievable_million_m3_After Competition Groups_19 | Steam Turbine Optimization | 0.4534% | 0.35838 | 10.2446 | Industrial_2039_Achievable_million_m3_After Competition Groups_Steam Turbine Optimization
Industrial | Ind ¦ Steam Turbine Optimization | 2039 | Economic | million_m3 | After Competition Groups | 11.2353 | 358381.6815 | 0.35838 | 2728.8009 | 0.0041173 | 19 | Industrial_2039_Economic_million_m3_After Competition Groups_19 | Steam Turbine Optimization | 0.4117% | 0.35838 | 11.2353 | Industrial_2039_Economic_million_m3_After Competition Groups_Steam Turbine Optimization
Industrial | Ind ¦ Steam Turbine Optimization | 2039 | Technical | million_m3 | After Competition Groups | 11.2353 | 358381.6815 | 0.35838 | 2758.9332 | 0.0040723 | 20 | Industrial_2039_Technical_million_m3_After Competition Groups_20 | Steam Turbine Optimization | 0.4072% | 0.35838 | 11.2353 | Industrial_2039_Technical_million_m3_After Competition Groups_Steam Turbine Optimization
Industrial | Ind ¦ Process Optimization (Gas) | 2039 | Economic | million_m3 | After Competition Groups | 10.2948 | 172738.178 | 0.17274 | 2728.8009 | 0.0037726 | 20 | Industrial_2039_Economic_million_m3_After Competition Groups_20 | Process Optimization (Gas) | 0.3773% | 0.17274 | 10.2948 | Industrial_2039_Economic_million_m3_After Competition Groups_Process Optimization (Gas)
Industrial | Ind ¦ Process Optimization (Gas) | 2039 | Technical | million_m3 | After Competition Groups | 10.2948 | 172738.178 | 0.17274 | 2758.9332 | 0.0037314 | 21 | Industrial_2039_Technical_million_m3_After Competition Groups_21 | Process Optimization (Gas) | 0.3731% | 0.17274 | 10.2948 | Industrial_2039_Technical_million_m3_After Competition Groups_Process Optimization (Gas)
Industrial | Ind ¦ HE Stock Tank | 2039 | Economic | million_m3 | After Competition Groups | 9.6013 | 141353.0522 | 0.14135 | 2728.8009 | 0.0035185 | 21 | Industrial_2039_Economic_million_m3_After Competition Groups_21 | HE Stock Tank | 0.3519% | 0.14135 | 9.6013 | Industrial_2039_Economic_million_m3_After Competition Groups_HE Stock Tank
Industrial | Ind ¦ HE Stock Tank | 2039 | Technical | million_m3 | After Competition Groups | 9.6013 | 141353.0522 | 0.14135 | 2758.9332 | 0.0034801 | 22 | Industrial_2039_Technical_million_m3_After Competition Groups_22 | HE Stock Tank | 0.348% | 0.14135 | 9.6013 | Industrial_2039_Technical_million_m3_After Competition Groups_HE Stock Tank
Industrial | Ind ¦ Gas Turbine Optimization | 2039 | Achievable | million_m3 | After Competition Groups | 7.6834 | 268786.2612 | 0.26879 | 2259.7343 | 0.0034001 | 20 | Industrial_2039_Achievable_million_m3_After Competition Groups_20 | Gas Turbine Optimization | 0.34% | 0.26879 | 7.6834 | Industrial_2039_Achievable_million_m3_After Competition Groups_Gas Turbine Optimization
Industrial | Ind ¦ HE Stock Tank | 2039 | Achievable | million_m3 | After Competition Groups | 7.191 | 141353.0522 | 0.14135 | 2259.7343 | 0.0031822 | 21 | Industrial_2039_Achievable_million_m3_After Competition Groups_21 | HE Stock Tank | 0.3182% | 0.14135 | 7.191 | Industrial_2039_Achievable_million_m3_After Competition Groups_HE Stock Tank
Industrial | Ind ¦ Gas Turbine Optimization | 2039 | Economic | million_m3 | After Competition Groups | 8.4265 | 268786.2612 | 0.26879 | 2728.8009 | 0.003088 | 22 | Industrial_2039_Economic_million_m3_After Competition Groups_22 | Gas Turbine Optimization | 0.3088% | 0.26879 | 8.4265 | Industrial_2039_Economic_million_m3_After Competition Groups_Gas Turbine Optimization
Industrial | Ind ¦ Gas Turbine Optimization | 2039 | Technical | million_m3 | After Competition Groups | 8.4265 | 268786.2612 | 0.26879 | 2758.9332 | 0.0030542 | 23 | Industrial_2039_Technical_million_m3_After Competition Groups_23 | Gas Turbine Optimization | 0.3054% | 0.26879 | 8.4265 | Industrial_2039_Technical_million_m3_After Competition Groups_Gas Turbine Optimization
Industrial | Ind ¦ Solar Walls | 2039 | Achievable | million_m3 | After Competition Groups | 5.1546 | 529407.8867 | 0.52941 | 2259.7343 | 0.0022811 | 22 | Industrial_2039_Achievable_million_m3_After Competition Groups_22 | Solar Walls | 0.2281% | 0.52941 | 5.1546 | Industrial_2039_Achievable_million_m3_After Competition Groups_Solar Walls
Industrial | Ind ¦ Ventilation Optimization (Gas) | 2039 | Achievable | million_m3 | After Competition Groups | 5.1235 | 0 | 0 | 2259.7343 | 0.0022673 | 23 | Industrial_2039_Achievable_million_m3_After Competition Groups_23 | Ventilation Optimization (Gas) | 0.2267% | 0 | 5.1235 | Industrial_2039_Achievable_million_m3_After Competition Groups_Ventilation Optimization (Gas)
Industrial | Ind ¦ Solar Walls | 2039 | Economic | million_m3 | After Competition Groups | 5.5953 | 529407.8867 | 0.52941 | 2728.8009 | 0.0020505 | 23 | Industrial_2039_Economic_million_m3_After Competition Groups_23 | Solar Walls | 0.205% | 0.52941 | 5.5953 | Industrial_2039_Economic_million_m3_After Competition Groups_Solar Walls
Industrial | Ind ¦ Solar Walls | 2039 | Technical | million_m3 | After Competition Groups | 5.5953 | 529407.8867 | 0.52941 | 2758.9332 | 0.0020281 | 24 | Industrial_2039_Technical_million_m3_After Competition Groups_24 | Solar Walls | 0.2028% | 0.52941 | 5.5953 | Industrial_2039_Technical_million_m3_After Competition Groups_Solar Walls
Industrial | Ind ¦ Ventilation Optimization (Gas) | 2039 | Economic | million_m3 | After Competition Groups | 5.4508 | 0 | 0 | 2728.8009 | 0.0019975 | 24 | Industrial_2039_Economic_million_m3_After Competition Groups_24 | Ventilation Optimization (Gas) | 0.1998% | 0 | 5.4508 | Industrial_2039_Economic_million_m3_After Competition Groups_Ventilation Optimization (Gas)
Industrial | Ind ¦ Ventilation Optimization (Gas) | 2039 | Technical | million_m3 | After Competition Groups | 5.4508 | 0 | 0 | 2758.9332 | 0.0019757 | 25 | Industrial_2039_Technical_million_m3_After Competition Groups_25 | Ventilation Optimization (Gas) | 0.1976% | 0 | 5.4508 | Industrial_2039_Technical_million_m3_After Competition Groups_Ventilation Optimization (Gas)
Industrial | Ind ¦ Process Optimization (Gas) | 2039 | Achievable | million_m3 | After Competition Groups | 2.6665 | 172738.178 | 0.17274 | 2259.7343 | 0.00118 | 24 | Industrial_2039_Achievable_million_m3_After Competition Groups_24 | Process Optimization (Gas) | 0.118% | 0.17274 | 2.6665 | Industrial_2039_Achievable_million_m3_After Competition Groups_Process Optimization (Gas)
Industrial | Ind ¦ HE HVAC Units | 2039 | Economic | million_m3 | After Competition Groups | 2.2002 | 255891.0464 | 0.25589 | 2728.8009 | 0.0008063 | 25 | Industrial_2039_Economic_million_m3_After Competition Groups_25 | HE HVAC Units | 0.08063% | 0.25589 | 2.2002 | Industrial_2039_Economic_million_m3_After Competition Groups_HE HVAC Units
Industrial | Ind ¦ HE HVAC Units | 2039 | Achievable | million_m3 | After Competition Groups | 1.8043 | 255891.0464 | 0.25589 | 2259.7343 | 0.00079846 | 25 | Industrial_2039_Achievable_million_m3_After Competition Groups_25 | HE HVAC Units | 0.07985% | 0.25589 | 1.8043 | Industrial_2039_Achievable_million_m3_After Competition Groups_HE HVAC Units
Industrial | Ind ¦ HE HVAC Units | 2039 | Technical | million_m3 | After Competition Groups | 2.2002 | 255891.0464 | 0.25589 | 2758.9332 | 0.00079749 | 26 | Industrial_2039_Technical_million_m3_After Competition Groups_26 | HE HVAC Units | 0.07975% | 0.25589 | 2.2002 | Industrial_2039_Technical_million_m3_After Competition Groups_HE HVAC Units
Industrial | Ind ¦ Boiler Tune Up - Direct | 2039 | Economic | million_m3 | After Competition Groups | 1.6921 | 187885.8166 | 0.18789 | 2728.8009 | 0.00062008 | 26 | Industrial_2039_Economic_million_m3_After Competition Groups_26 | Boiler Tune Up - Direct | 0.06201% | 0.18789 | 1.6921 | Industrial_2039_Economic_million_m3_After Competition Groups_Boiler Tune Up - Direct
Industrial | Ind ¦ Boiler Tune Up - Direct | 2039 | Technical | million_m3 | After Competition Groups | 1.6921 | 187885.8166 | 0.18789 | 2758.9332 | 0.00061331 | 27 | Industrial_2039_Technical_million_m3_After Competition Groups_27 | Boiler Tune Up - Direct | 0.06133% | 0.18789 | 1.6921 | Industrial_2039_Technical_million_m3_After Competition Groups_Boiler Tune Up - Direct
Industrial | Ind ¦ Process Heat Recovery (Gas) - HVAC | 2039 | Achievable | million_m3 | After Competition Groups | 1.1044 | 31791.9004 | 0.031792 | 2259.7343 | 0.00048874 | 26 | Industrial_2039_Achievable_million_m3_After Competition Groups_26 | Process Heat Recovery (Gas) - HVAC | 0.04887% | 0.031792 | 1.1044 | Industrial_2039_Achievable_million_m3_After Competition Groups_Process Heat Recovery (Gas) - HVAC
Industrial | Ind ¦ Process Heat Recovery (Gas) - HVAC | 2039 | Economic | million_m3 | After Competition Groups | 1.1616 | 31791.9004 | 0.031792 | 2728.8009 | 0.00042567 | 27 | Industrial_2039_Economic_million_m3_After Competition Groups_27 | Process Heat Recovery (Gas) - HVAC | 0.04257% | 0.031792 | 1.1616 | Industrial_2039_Economic_million_m3_After Competition Groups_Process Heat Recovery (Gas) - HVAC
Industrial | Ind ¦ Process Heat Recovery (Gas) - HVAC | 2039 | Technical | million_m3 | After Competition Groups | 1.1616 | 31791.9004 | 0.031792 | 2758.9332 | 0.00042102 | 28 | Industrial_2039_Technical_million_m3_After Competition Groups_28 | Process Heat Recovery (Gas) - HVAC | 0.0421% | 0.031792 | 1.1616 | Industrial_2039_Technical_million_m3_After Competition Groups_Process Heat Recovery (Gas) - HVAC
Industrial | Ind ¦ Insulation - Steam - Direct | 2039 | Achievable | million_m3 | After Competition Groups | 0.70584 | 8887.9439 | 0.0088879 | 2259.7343 | 0.00031236 | 27 | Industrial_2039_Achievable_million_m3_After Competition Groups_27 | Insulation - Steam - Direct | 0.03124% | 0.0088879 | 0.70584 | Industrial_2039_Achievable_million_m3_After Competition Groups_Insulation - Steam - Direct
Industrial | Ind ¦ Insulation - Steam - Direct | 2039 | Economic | million_m3 | After Competition Groups | 0.77438 | 8887.9439 | 0.0088879 | 2728.8009 | 0.00028378 | 28 | Industrial_2039_Economic_million_m3_After Competition Groups_28 | Insulation - Steam - Direct | 0.02838% | 0.0088879 | 0.77438 | Industrial_2039_Economic_million_m3_After Competition Groups_Insulation - Steam - Direct
Industrial | Ind ¦ Insulation - Steam - Direct | 2039 | Technical | million_m3 | After Competition Groups | 0.77438 | 8887.9439 | 0.0088879 | 2758.9332 | 0.00028068 | 29 | Industrial_2039_Technical_million_m3_After Competition Groups_29 | Insulation - Steam - Direct | 0.02807% | 0.0088879 | 0.77438 | Industrial_2039_Technical_million_m3_After Competition Groups_Insulation - Steam - Direct
Industrial | Ind ¦ Boiler Tune Up - Direct | 2039 | Achievable | million_m3 | After Competition Groups | 0.4174 | 187885.8166 | 0.18789 | 2259.7343 | 0.00018471 | 28 | Industrial_2039_Achievable_million_m3_After Competition Groups_28 | Boiler Tune Up - Direct | 0.01847% | 0.18789 | 0.4174 | Industrial_2039_Achievable_million_m3_After Competition Groups_Boiler Tune Up - Direct
Industrial | Ind ¦ Insulation - Steam - HVAC | 2039 | Achievable | million_m3 | After Competition Groups | 0.15312 | 1276.6866 | 0.0012767 | 2259.7343 | 6.776e-05 | 29 | Industrial_2039_Achievable_million_m3_After Competition Groups_29 | Insulation - Steam - HVAC | 0.006776% | 0.0012767 | 0.15312 | Industrial_2039_Achievable_million_m3_After Competition Groups_Insulation - Steam - HVAC
Industrial | Ind ¦ Insulation - Steam - HVAC | 2039 | Economic | million_m3 | After Competition Groups | 0.16104 | 1276.6866 | 0.0012767 | 2728.8009 | 5.9016e-05 | 29 | Industrial_2039_Economic_million_m3_After Competition Groups_29 | Insulation - Steam - HVAC | 0.005902% | 0.0012767 | 0.16104 | Industrial_2039_Economic_million_m3_After Competition Groups_Insulation - Steam - HVAC
Industrial | Ind ¦ Insulation - Steam - HVAC | 2039 | Technical | million_m3 | After Competition Groups | 0.16104 | 1276.6866 | 0.0012767 | 2758.9332 | 5.8371e-05 | 30 | Industrial_2039_Technical_million_m3_After Competition Groups_30 | Insulation - Steam - HVAC | 0.005837% | 0.0012767 | 0.16104 | Industrial_2039_Technical_million_m3_After Competition Groups_Insulation - Steam - HVAC
Industrial | Ind ¦ Boiler Tune Up - HVAC | 2039 | Economic | million_m3 | After Competition Groups | 0.14641 | 18933.7593 | 0.018934 | 2728.8009 | 5.3654e-05 | 30 | Industrial_2039_Economic_million_m3_After Competition Groups_30 | Boiler Tune Up - HVAC | 0.005365% | 0.018934 | 0.14641 | Industrial_2039_Economic_million_m3_After Competition Groups_Boiler Tune Up - HVAC
Industrial | Ind ¦ Boiler Tune Up - HVAC | 2039 | Technical | million_m3 | After Competition Groups | 0.14641 | 18933.7593 | 0.018934 | 2758.9332 | 5.3068e-05 | 31 | Industrial_2039_Technical_million_m3_After Competition Groups_31 | Boiler Tune Up - HVAC | 0.005307% | 0.018934 | 0.14641 | Industrial_2039_Technical_million_m3_After Competition Groups_Boiler Tune Up - HVAC
Industrial | Ind ¦ Boiler Tune Up - HVAC | 2039 | Achievable | million_m3 | After Competition Groups | 0.042437 | 18933.7593 | 0.018934 | 2259.7343 | 1.878e-05 | 30 | Industrial_2039_Achievable_million_m3_After Competition Groups_30 | Boiler Tune Up - HVAC | 0.001878% | 0.018934 | 0.042437 | Industrial_2039_Achievable_million_m3_After Competition Groups_Boiler Tune Up - HVAC
Industrial | Ind ¦ Process Heat Improvements | 2040 | Economic | million_m3 | After Competition Groups | 933.8893 | 32452362.1125 | 32.4524 | 2755.0292 | 0.33898 | 1 | Industrial_2040_Economic_million_m3_After Competition Groups_1 | Process Heat Improvements | 33.9% | 32.4524 | 933.8893 | Industrial_2040_Economic_million_m3_After Competition Groups_Process Heat Improvements
Industrial | Ind ¦ Process Heat Improvements | 2040 | Technical | million_m3 | After Competition Groups | 933.8893 | 32452362.1125 | 32.4524 | 2785.1615 | 0.33531 | 1 | Industrial_2040_Technical_million_m3_After Competition Groups_1 | Process Heat Improvements | 33.53% | 32.4524 | 933.8893 | Industrial_2040_Technical_million_m3_After Competition Groups_Process Heat Improvements
Industrial | Ind ¦ Process Heat Improvements | 2040 | Achievable | million_m3 | After Competition Groups | 719.224 | 32452362.1125 | 32.4524 | 2324.7121 | 0.30938 | 1 | Industrial_2040_Achievable_million_m3_After Competition Groups_1 | Process Heat Improvements | 30.94% | 32.4524 | 719.224 | Industrial_2040_Achievable_million_m3_After Competition Groups_Process Heat Improvements
Industrial | Ind ¦ Process Heat Recovery (Gas) | 2040 | Achievable | million_m3 | After Competition Groups | 326.3124 | 10362733.8466 | 10.3627 | 2324.7121 | 0.14037 | 2 | Industrial_2040_Achievable_million_m3_After Competition Groups_2 | Process Heat Recovery (Gas) | 14.04% | 10.3627 | 326.3124 | Industrial_2040_Achievable_million_m3_After Competition Groups_Process Heat Recovery (Gas)
Industrial | Ind ¦ Boiler Upgrade | 2040 | Achievable | million_m3 | After Competition Groups | 319.4848 | 17518984.0344 | 17.519 | 2324.7121 | 0.13743 | 3 | Industrial_2040_Achievable_million_m3_After Competition Groups_3 | Boiler Upgrade | 13.74% | 17.519 | 319.4848 | Industrial_2040_Achievable_million_m3_After Competition Groups_Boiler Upgrade
Industrial | Ind ¦ Boiler Upgrade | 2040 | Economic | million_m3 | After Competition Groups | 364.8594 | 17518984.0344 | 17.519 | 2755.0292 | 0.13243 | 2 | Industrial_2040_Economic_million_m3_After Competition Groups_2 | Boiler Upgrade | 13.24% | 17.519 | 364.8594 | Industrial_2040_Economic_million_m3_After Competition Groups_Boiler Upgrade
Industrial | Ind ¦ Boiler Upgrade | 2040 | Technical | million_m3 | After Competition Groups | 364.8594 | 17518984.0344 | 17.519 | 2785.1615 | 0.131 | 2 | Industrial_2040_Technical_million_m3_After Competition Groups_2 | Boiler Upgrade | 13.1% | 17.519 | 364.8594 | Industrial_2040_Technical_million_m3_After Competition Groups_Boiler Upgrade
Industrial | Ind ¦ Process Heat Recovery (Gas) | 2040 | Economic | million_m3 | After Competition Groups | 347.5632 | 10362733.8466 | 10.3627 | 2755.0292 | 0.12616 | 3 | Industrial_2040_Economic_million_m3_After Competition Groups_3 | Process Heat Recovery (Gas) | 12.62% | 10.3627 | 347.5632 | Industrial_2040_Economic_million_m3_After Competition Groups_Process Heat Recovery (Gas)
Industrial | Ind ¦ Process Heat Recovery (Gas) | 2040 | Technical | million_m3 | After Competition Groups | 347.5632 | 10362733.8466 | 10.3627 | 2785.1615 | 0.12479 | 3 | Industrial_2040_Technical_million_m3_After Competition Groups_3 | Process Heat Recovery (Gas) | 12.48% | 10.3627 | 347.5632 | Industrial_2040_Technical_million_m3_After Competition Groups_Process Heat Recovery (Gas)
Industrial | Ind ¦ Recommissioning | 2040 | Achievable | million_m3 | After Competition Groups | 237.7098 | 2786784.2805 | 2.7868 | 2324.7121 | 0.10225 | 4 | Industrial_2040_Achievable_million_m3_After Competition Groups_4 | Recommissioning | 10.23% | 2.7868 | 237.7098 | Industrial_2040_Achievable_million_m3_After Competition Groups_Recommissioning
Industrial | Ind ¦ Recommissioning | 2040 | Economic | million_m3 | After Competition Groups | 252.3014 | 2786784.2805 | 2.7868 | 2755.0292 | 0.091578 | 4 | Industrial_2040_Economic_million_m3_After Competition Groups_4 | Recommissioning | 9.158% | 2.7868 | 252.3014 | Industrial_2040_Economic_million_m3_After Competition Groups_Recommissioning
Industrial | Ind ¦ Recommissioning | 2040 | Technical | million_m3 | After Competition Groups | 252.3014 | 2786784.2805 | 2.7868 | 2785.1615 | 0.090588 | 4 | Industrial_2040_Technical_million_m3_After Competition Groups_4 | Recommissioning | 9.059% | 2.7868 | 252.3014 | Industrial_2040_Technical_million_m3_After Competition Groups_Recommissioning
Industrial | Ind ¦ Improved Controls -Process Heating Gas | 2040 | Achievable | million_m3 | After Competition Groups | 149.6091 | 2525818.3247 | 2.5258 | 2324.7121 | 0.064356 | 5 | Industrial_2040_Achievable_million_m3_After Competition Groups_5 | Improved Controls -Process Heating Gas | 6.436% | 2.5258 | 149.6091 | Industrial_2040_Achievable_million_m3_After Competition Groups_Improved Controls -Process Heating Gas
Industrial | Ind ¦ High Efficiency Burners | 2040 | Economic | million_m3 | After Competition Groups | 176.2508 | 9556377.5694 | 9.5564 | 2755.0292 | 0.063974 | 5 | Industrial_2040_Economic_million_m3_After Competition Groups_5 | High Efficiency Burners | 6.397% | 9.5564 | 176.2508 | Industrial_2040_Economic_million_m3_After Competition Groups_High Efficiency Burners
Industrial | Ind ¦ High Efficiency Burners | 2040 | Technical | million_m3 | After Competition Groups | 176.2508 | 9556377.5694 | 9.5564 | 2785.1615 | 0.063282 | 5 | Industrial_2040_Technical_million_m3_After Competition Groups_5 | High Efficiency Burners | 6.328% | 9.5564 | 176.2508 | Industrial_2040_Technical_million_m3_After Competition Groups_High Efficiency Burners
Industrial | Ind ¦ High Efficiency Burners | 2040 | Achievable | million_m3 | After Competition Groups | 136.2609 | 9556377.5694 | 9.5564 | 2324.7121 | 0.058614 | 6 | Industrial_2040_Achievable_million_m3_After Competition Groups_6 | High Efficiency Burners | 5.861% | 9.5564 | 136.2609 | Industrial_2040_Achievable_million_m3_After Competition Groups_High Efficiency Burners
Industrial | Ind ¦ Improved Controls -Process Heating Gas | 2040 | Economic | million_m3 | After Competition Groups | 159.4785 | 2525818.3247 | 2.5258 | 2755.0292 | 0.057886 | 6 | Industrial_2040_Economic_million_m3_After Competition Groups_6 | Improved Controls -Process Heating Gas | 5.789% | 2.5258 | 159.4785 | Industrial_2040_Economic_million_m3_After Competition Groups_Improved Controls -Process Heating Gas
Industrial | Ind ¦ Improved Controls -Process Heating Gas | 2040 | Technical | million_m3 | After Competition Groups | 159.4785 | 2525818.3247 | 2.5258 | 2785.1615 | 0.05726 | 6 | Industrial_2040_Technical_million_m3_After Competition Groups_6 | Improved Controls -Process Heating Gas | 5.726% | 2.5258 | 159.4785 | Industrial_2040_Technical_million_m3_After Competition Groups_Improved Controls -Process Heating Gas
Industrial | Ind ¦ Greenhouse Envelope Improvements | 2040 | Achievable | million_m3 | After Competition Groups | 97.3102 | 252232.8093 | 0.25223 | 2324.7121 | 0.041859 | 7 | Industrial_2040_Achievable_million_m3_After Competition Groups_7 | Greenhouse Envelope Improvements | 4.186% | 0.25223 | 97.3102 | Industrial_2040_Achievable_million_m3_After Competition Groups_Greenhouse Envelope Improvements
Industrial | Ind ¦ Greenhouse Envelope Improvements | 2040 | Economic | million_m3 | After Competition Groups | 110.6306 | 252232.8093 | 0.25223 | 2755.0292 | 0.040156 | 7 | Industrial_2040_Economic_million_m3_After Competition Groups_7 | Greenhouse Envelope Improvements | 4.016% | 0.25223 | 110.6306 | Industrial_2040_Economic_million_m3_After Competition Groups_Greenhouse Envelope Improvements
Industrial | Ind ¦ Greenhouse Envelope Improvements | 2040 | Technical | million_m3 | After Competition Groups | 110.6306 | 252232.8093 | 0.25223 | 2785.1615 | 0.039721 | 7 | Industrial_2040_Technical_million_m3_After Competition Groups_7 | Greenhouse Envelope Improvements | 3.972% | 0.25223 | 110.6306 | Industrial_2040_Technical_million_m3_After Competition Groups_Greenhouse Envelope Improvements
Industrial | Ind ¦ Insulation - Steam | 2040 | Achievable | million_m3 | After Competition Groups | 45.1646 | 384465.2505 | 0.38447 | 2324.7121 | 0.019428 | 8 | Industrial_2040_Achievable_million_m3_After Competition Groups_8 | Insulation - Steam | 1.943% | 0.38447 | 45.1646 | Industrial_2040_Achievable_million_m3_After Competition Groups_Insulation - Steam
Industrial | Ind ¦ Boiler Tune Up | 2040 | Economic | million_m3 | After Competition Groups | 49.6965 | 6043643.1963 | 6.0436 | 2755.0292 | 0.018038 | 8 | Industrial_2040_Economic_million_m3_After Competition Groups_8 | Boiler Tune Up | 1.804% | 6.0436 | 49.6965 | Industrial_2040_Economic_million_m3_After Competition Groups_Boiler Tune Up
Industrial | Ind ¦ Boiler Tune Up | 2040 | Technical | million_m3 | After Competition Groups | 49.6965 | 6043643.1963 | 6.0436 | 2785.1615 | 0.017843 | 8 | Industrial_2040_Technical_million_m3_After Competition Groups_8 | Boiler Tune Up | 1.784% | 6.0436 | 49.6965 | Industrial_2040_Technical_million_m3_After Competition Groups_Boiler Tune Up
Industrial | Ind ¦ High Efficiency HVAC Fans (Gas) | 2040 | Achievable | million_m3 | After Competition Groups | 40.9463 | 2061079.81 | 2.0611 | 2324.7121 | 0.017614 | 9 | Industrial_2040_Achievable_million_m3_After Competition Groups_9 | High Efficiency HVAC Fans (Gas) | 1.761% | 2.0611 | 40.9463 | Industrial_2040_Achievable_million_m3_After Competition Groups_High Efficiency HVAC Fans (Gas)
Industrial | Ind ¦ Insulation - Steam | 2040 | Economic | million_m3 | After Competition Groups | 47.7841 | 384465.2505 | 0.38447 | 2755.0292 | 0.017344 | 9 | Industrial_2040_Economic_million_m3_After Competition Groups_9 | Insulation - Steam | 1.734% | 0.38447 | 47.7841 | Industrial_2040_Economic_million_m3_After Competition Groups_Insulation - Steam
Industrial | Ind ¦ High Efficiency HVAC Fans (Gas) | 2040 | Economic | million_m3 | After Competition Groups | 47.2747 | 2061079.81 | 2.0611 | 2755.0292 | 0.017159 | 10 | Industrial_2040_Economic_million_m3_After Competition Groups_10 | High Efficiency HVAC Fans (Gas) | 1.716% | 2.0611 | 47.2747 | Industrial_2040_Economic_million_m3_After Competition Groups_High Efficiency HVAC Fans (Gas)
Industrial | Ind ¦ Insulation - Steam | 2040 | Technical | million_m3 | After Competition Groups | 47.7841 | 384465.2505 | 0.38447 | 2785.1615 | 0.017157 | 9 | Industrial_2040_Technical_million_m3_After Competition Groups_9 | Insulation - Steam | 1.716% | 0.38447 | 47.7841 | Industrial_2040_Technical_million_m3_After Competition Groups_Insulation - Steam
Industrial | Ind ¦ High Efficiency HVAC Fans (Gas) | 2040 | Technical | million_m3 | After Competition Groups | 47.2747 | 2061079.81 | 2.0611 | 2785.1615 | 0.016974 | 10 | Industrial_2040_Technical_million_m3_After Competition Groups_10 | High Efficiency HVAC Fans (Gas) | 1.697% | 2.0611 | 47.2747 | Industrial_2040_Technical_million_m3_After Competition Groups_High Efficiency HVAC Fans (Gas)
Industrial | Ind ¦ VAV Conversion Project (Gas) | 2040 | Achievable | million_m3 | After Competition Groups | 38.8204 | 1835669.8116 | 1.8357 | 2324.7121 | 0.016699 | 10 | Industrial_2040_Achievable_million_m3_After Competition Groups_10 | VAV Conversion Project (Gas) | 1.67% | 1.8357 | 38.8204 | Industrial_2040_Achievable_million_m3_After Competition Groups_VAV Conversion Project (Gas)
Industrial | Ind ¦ VAV Conversion Project (Gas) | 2040 | Economic | million_m3 | After Competition Groups | 41.5145 | 1835669.8116 | 1.8357 | 2755.0292 | 0.015069 | 11 | Industrial_2040_Economic_million_m3_After Competition Groups_11 | VAV Conversion Project (Gas) | 1.507% | 1.8357 | 41.5145 | Industrial_2040_Economic_million_m3_After Competition Groups_VAV Conversion Project (Gas)
Industrial | Ind ¦ VAV Conversion Project (Gas) | 2040 | Technical | million_m3 | After Competition Groups | 41.5145 | 1835669.8116 | 1.8357 | 2785.1615 | 0.014906 | 11 | Industrial_2040_Technical_million_m3_After Competition Groups_11 | VAV Conversion Project (Gas) | 1.491% | 1.8357 | 41.5145 | Industrial_2040_Technical_million_m3_After Competition Groups_VAV Conversion Project (Gas)
Industrial | Ind ¦ Direct Contact Water Heaters | 2040 | Economic | million_m3 | After Competition Groups | 31.4043 | 0 | 0 | 2755.0292 | 0.011399 | 12 | Industrial_2040_Economic_million_m3_After Competition Groups_12 | Direct Contact Water Heaters | 1.14% | 0 | 31.4043 | Industrial_2040_Economic_million_m3_After Competition Groups_Direct Contact Water Heaters
Industrial | Ind ¦ Direct Contact Water Heaters | 2040 | Achievable | million_m3 | After Competition Groups | 26.4221 | 0 | 0 | 2324.7121 | 0.011366 | 11 | Industrial_2040_Achievable_million_m3_After Competition Groups_11 | Direct Contact Water Heaters | 1.137% | 0 | 26.4221 | Industrial_2040_Achievable_million_m3_After Competition Groups_Direct Contact Water Heaters
Industrial | Ind ¦ Direct Contact Water Heaters | 2040 | Technical | million_m3 | After Competition Groups | 31.4043 | 0 | 0 | 2785.1615 | 0.011276 | 12 | Industrial_2040_Technical_million_m3_After Competition Groups_12 | Direct Contact Water Heaters | 1.128% | 0 | 31.4043 | Industrial_2040_Technical_million_m3_After Competition Groups_Direct Contact Water Heaters
Industrial | Ind ¦ HE HVAC Controls | 2040 | Achievable | million_m3 | After Competition Groups | 26.0282 | 1138547.3513 | 1.1385 | 2324.7121 | 0.011196 | 12 | Industrial_2040_Achievable_million_m3_After Competition Groups_12 | HE HVAC Controls | 1.12% | 1.1385 | 26.0282 | Industrial_2040_Achievable_million_m3_After Competition Groups_HE HVAC Controls
Industrial | Ind ¦ Loading Dock Seals | 2040 | Achievable | million_m3 | After Competition Groups | 25.6446 | 2504487.8072 | 2.5045 | 2324.7121 | 0.011031 | 13 | Industrial_2040_Achievable_million_m3_After Competition Groups_13 | Loading Dock Seals | 1.103% | 2.5045 | 25.6446 | Industrial_2040_Achievable_million_m3_After Competition Groups_Loading Dock Seals
Industrial | Ind ¦ Steam Leak Repairs | 2040 | Technical | million_m3 | After Competition Groups | 30.1322 | 0 | 0 | 2785.1615 | 0.010819 | 13 | Industrial_2040_Technical_million_m3_After Competition Groups_13 | Steam Leak Repairs | 1.082% | 0 | 30.1322 | Industrial_2040_Technical_million_m3_After Competition Groups_Steam Leak Repairs
Industrial | Ind ¦ HE HVAC Controls | 2040 | Economic | million_m3 | After Competition Groups | 27.1925 | 1138547.3513 | 1.1385 | 2755.0292 | 0.0098701 | 13 | Industrial_2040_Economic_million_m3_After Competition Groups_13 | HE HVAC Controls | 0.987% | 1.1385 | 27.1925 | Industrial_2040_Economic_million_m3_After Competition Groups_HE HVAC Controls
Industrial | Ind ¦ Loading Dock Seals | 2040 | Economic | million_m3 | After Competition Groups | 27.1925 | 2504487.8072 | 2.5045 | 2755.0292 | 0.0098701 | 14 | Industrial_2040_Economic_million_m3_After Competition Groups_14 | Loading Dock Seals | 0.987% | 2.5045 | 27.1925 | Industrial_2040_Economic_million_m3_After Competition Groups_Loading Dock Seals
Industrial | Ind ¦ HE HVAC Controls | 2040 | Technical | million_m3 | After Competition Groups | 27.1925 | 1138547.3513 | 1.1385 | 2785.1615 | 0.0097633 | 14 | Industrial_2040_Technical_million_m3_After Competition Groups_14 | HE HVAC Controls | 0.9763% | 1.1385 | 27.1925 | Industrial_2040_Technical_million_m3_After Competition Groups_HE HVAC Controls
Industrial | Ind ¦ Loading Dock Seals | 2040 | Technical | million_m3 | After Competition Groups | 27.1925 | 2504487.8072 | 2.5045 | 2785.1615 | 0.0097633 | 15 | Industrial_2040_Technical_million_m3_After Competition Groups_15 | Loading Dock Seals | 0.9763% | 2.5045 | 27.1925 | Industrial_2040_Technical_million_m3_After Competition Groups_Loading Dock Seals
Industrial | Ind ¦ Insulation - Steam (AG) | 2040 | Achievable | million_m3 | After Competition Groups | 22.0444 | 140327.1147 | 0.14033 | 2324.7121 | 0.0094826 | 14 | Industrial_2040_Achievable_million_m3_After Competition Groups_14 | Insulation - Steam (AG) | 0.9483% | 0.14033 | 22.0444 | Industrial_2040_Achievable_million_m3_After Competition Groups_Insulation - Steam (AG)
Industrial | Ind ¦ Steam Trap Repair | 2040 | Achievable | million_m3 | After Competition Groups | 21.5885 | 929376.9822 | 0.92938 | 2324.7121 | 0.0092865 | 15 | Industrial_2040_Achievable_million_m3_After Competition Groups_15 | Steam Trap Repair | 0.9287% | 0.92938 | 21.5885 | Industrial_2040_Achievable_million_m3_After Competition Groups_Steam Trap Repair
Industrial | Ind ¦ Steam Trap Repair | 2040 | Economic | million_m3 | After Competition Groups | 22.8723 | 929376.9822 | 0.92938 | 2755.0292 | 0.008302 | 15 | Industrial_2040_Economic_million_m3_After Competition Groups_15 | Steam Trap Repair | 0.8302% | 0.92938 | 22.8723 | Industrial_2040_Economic_million_m3_After Competition Groups_Steam Trap Repair
Industrial | Ind ¦ Steam Trap Repair | 2040 | Technical | million_m3 | After Competition Groups | 22.8723 | 929376.9822 | 0.92938 | 2785.1615 | 0.0082122 | 16 | Industrial_2040_Technical_million_m3_After Competition Groups_16 | Steam Trap Repair | 0.8212% | 0.92938 | 22.8723 | Industrial_2040_Technical_million_m3_After Competition Groups_Steam Trap Repair
Industrial | Ind ¦ Insulation - Steam (AG) | 2040 | Economic | million_m3 | After Competition Groups | 20.4136 | 140327.1147 | 0.14033 | 2755.0292 | 0.0074096 | 16 | Industrial_2040_Economic_million_m3_After Competition Groups_16 | Insulation - Steam (AG) | 0.741% | 0.14033 | 20.4136 | Industrial_2040_Economic_million_m3_After Competition Groups_Insulation - Steam (AG)
Industrial | Ind ¦ High Efficiency Furnaces | 2040 | Economic | million_m3 | After Competition Groups | 20.2886 | 3574083.6661 | 3.5741 | 2755.0292 | 0.0073642 | 17 | Industrial_2040_Economic_million_m3_After Competition Groups_17 | High Efficiency Furnaces | 0.7364% | 3.5741 | 20.2886 | Industrial_2040_Economic_million_m3_After Competition Groups_High Efficiency Furnaces
Industrial | Ind ¦ Insulation - Steam (AG) | 2040 | Technical | million_m3 | After Competition Groups | 20.4136 | 140327.1147 | 0.14033 | 2785.1615 | 0.0073294 | 17 | Industrial_2040_Technical_million_m3_After Competition Groups_17 | Insulation - Steam (AG) | 0.7329% | 0.14033 | 20.4136 | Industrial_2040_Technical_million_m3_After Competition Groups_Insulation - Steam (AG)
Industrial | Ind ¦ High Efficiency Furnaces | 2040 | Technical | million_m3 | After Competition Groups | 20.2886 | 3574083.6661 | 3.5741 | 2785.1615 | 0.0072845 | 18 | Industrial_2040_Technical_million_m3_After Competition Groups_18 | High Efficiency Furnaces | 0.7285% | 3.5741 | 20.2886 | Industrial_2040_Technical_million_m3_After Competition Groups_High Efficiency Furnaces
Industrial | Ind ¦ Air Compressor Heat Recovery | 2040 | Achievable | million_m3 | After Competition Groups | 16.6179 | 321795.7668 | 0.3218 | 2324.7121 | 0.0071484 | 16 | Industrial_2040_Achievable_million_m3_After Competition Groups_16 | Air Compressor Heat Recovery | 0.7148% | 0.3218 | 16.6179 | Industrial_2040_Achievable_million_m3_After Competition Groups_Air Compressor Heat Recovery
Industrial | Ind ¦ Boiler Tune Up | 2040 | Achievable | million_m3 | After Competition Groups | 16.4042 | 6043643.1963 | 6.0436 | 2324.7121 | 0.0070565 | 17 | Industrial_2040_Achievable_million_m3_After Competition Groups_17 | Boiler Tune Up | 0.7056% | 6.0436 | 16.4042 | Industrial_2040_Achievable_million_m3_After Competition Groups_Boiler Tune Up
Industrial | Ind ¦ High Efficiency Furnaces | 2040 | Achievable | million_m3 | After Competition Groups | 15.5672 | 3574083.6661 | 3.5741 | 2324.7121 | 0.0066964 | 18 | Industrial_2040_Achievable_million_m3_After Competition Groups_18 | High Efficiency Furnaces | 0.6696% | 3.5741 | 15.5672 | Industrial_2040_Achievable_million_m3_After Competition Groups_High Efficiency Furnaces
Industrial | Ind ¦ Air Compressor Heat Recovery | 2040 | Economic | million_m3 | After Competition Groups | 17.5168 | 321795.7668 | 0.3218 | 2755.0292 | 0.0063581 | 18 | Industrial_2040_Economic_million_m3_After Competition Groups_18 | Air Compressor Heat Recovery | 0.6358% | 0.3218 | 17.5168 | Industrial_2040_Economic_million_m3_After Competition Groups_Air Compressor Heat Recovery
Industrial | Ind ¦ Air Compressor Heat Recovery | 2040 | Technical | million_m3 | After Competition Groups | 17.5168 | 321795.7668 | 0.3218 | 2785.1615 | 0.0062893 | 19 | Industrial_2040_Technical_million_m3_After Competition Groups_19 | Air Compressor Heat Recovery | 0.6289% | 0.3218 | 17.5168 | Industrial_2040_Technical_million_m3_After Competition Groups_Air Compressor Heat Recovery
Industrial | Ind ¦ Steam Turbine Optimization | 2040 | Achievable | million_m3 | After Competition Groups | 10.4521 | 292192.5064 | 0.29219 | 2324.7121 | 0.0044961 | 19 | Industrial_2040_Achievable_million_m3_After Competition Groups_19 | Steam Turbine Optimization | 0.4496% | 0.29219 | 10.4521 | Industrial_2040_Achievable_million_m3_After Competition Groups_Steam Turbine Optimization
Industrial | Ind ¦ Steam Turbine Optimization | 2040 | Economic | million_m3 | After Competition Groups | 11.2378 | 292192.5064 | 0.29219 | 2755.0292 | 0.004079 | 19 | Industrial_2040_Economic_million_m3_After Competition Groups_19 | Steam Turbine Optimization | 0.4079% | 0.29219 | 11.2378 | Industrial_2040_Economic_million_m3_After Competition Groups_Steam Turbine Optimization
Industrial | Ind ¦ Steam Turbine Optimization | 2040 | Technical | million_m3 | After Competition Groups | 11.2378 | 292192.5064 | 0.29219 | 2785.1615 | 0.0040349 | 20 | Industrial_2040_Technical_million_m3_After Competition Groups_20 | Steam Turbine Optimization | 0.4035% | 0.29219 | 11.2378 | Industrial_2040_Technical_million_m3_After Competition Groups_Steam Turbine Optimization
Industrial | Ind ¦ Process Optimization (Gas) | 2040 | Economic | million_m3 | After Competition Groups | 10.2948 | 183594.2985 | 0.18359 | 2755.0292 | 0.0037367 | 20 | Industrial_2040_Economic_million_m3_After Competition Groups_20 | Process Optimization (Gas) | 0.3737% | 0.18359 | 10.2948 | Industrial_2040_Economic_million_m3_After Competition Groups_Process Optimization (Gas)
Industrial | Ind ¦ Process Optimization (Gas) | 2040 | Technical | million_m3 | After Competition Groups | 10.2948 | 183594.2985 | 0.18359 | 2785.1615 | 0.0036963 | 21 | Industrial_2040_Technical_million_m3_After Competition Groups_21 | Process Optimization (Gas) | 0.3696% | 0.18359 | 10.2948 | Industrial_2040_Technical_million_m3_After Competition Groups_Process Optimization (Gas)
Industrial | Ind ¦ HE Stock Tank | 2040 | Economic | million_m3 | After Competition Groups | 9.7383 | 128134.2378 | 0.12813 | 2755.0292 | 0.0035347 | 21 | Industrial_2040_Economic_million_m3_After Competition Groups_21 | HE Stock Tank | 0.3535% | 0.12813 | 9.7383 | Industrial_2040_Economic_million_m3_After Competition Groups_HE Stock Tank
Industrial | Ind ¦ HE Stock Tank | 2040 | Technical | million_m3 | After Competition Groups | 9.7383 | 128134.2378 | 0.12813 | 2785.1615 | 0.0034965 | 22 | Industrial_2040_Technical_million_m3_After Competition Groups_22 | HE Stock Tank | 0.3496% | 0.12813 | 9.7383 | Industrial_2040_Technical_million_m3_After Competition Groups_HE Stock Tank
Industrial | Ind ¦ Gas Turbine Optimization | 2040 | Achievable | million_m3 | After Competition Groups | 7.8391 | 219144.3798 | 0.21914 | 2324.7121 | 0.0033721 | 20 | Industrial_2040_Achievable_million_m3_After Competition Groups_20 | Gas Turbine Optimization | 0.3372% | 0.21914 | 7.8391 | Industrial_2040_Achievable_million_m3_After Competition Groups_Gas Turbine Optimization
Industrial | Ind ¦ HE Stock Tank | 2040 | Achievable | million_m3 | After Competition Groups | 7.4577 | 128134.2378 | 0.12813 | 2324.7121 | 0.003208 | 21 | Industrial_2040_Achievable_million_m3_After Competition Groups_21 | HE Stock Tank | 0.3208% | 0.12813 | 7.4577 | Industrial_2040_Achievable_million_m3_After Competition Groups_HE Stock Tank
Industrial | Ind ¦ Gas Turbine Optimization | 2040 | Economic | million_m3 | After Competition Groups | 8.4283 | 219144.3798 | 0.21914 | 2755.0292 | 0.0030592 | 22 | Industrial_2040_Economic_million_m3_After Competition Groups_22 | Gas Turbine Optimization | 0.3059% | 0.21914 | 8.4283 | Industrial_2040_Economic_million_m3_After Competition Groups_Gas Turbine Optimization
Industrial | Ind ¦ Gas Turbine Optimization | 2040 | Technical | million_m3 | After Competition Groups | 8.4283 | 219144.3798 | 0.21914 | 2785.1615 | 0.0030262 | 23 | Industrial_2040_Technical_million_m3_After Competition Groups_23 | Gas Turbine Optimization | 0.3026% | 0.21914 | 8.4283 | Industrial_2040_Technical_million_m3_After Competition Groups_Gas Turbine Optimization
Industrial | Ind ¦ Solar Walls | 2040 | Achievable | million_m3 | After Competition Groups | 5.2364 | 419339.2883 | 0.41934 | 2324.7121 | 0.0022525 | 22 | Industrial_2040_Achievable_million_m3_After Competition Groups_22 | Solar Walls | 0.2253% | 0.41934 | 5.2364 | Industrial_2040_Achievable_million_m3_After Competition Groups_Solar Walls
Industrial | Ind ¦ Ventilation Optimization (Gas) | 2040 | Achievable | million_m3 | After Competition Groups | 5.2029 | 0 | 0 | 2324.7121 | 0.0022381 | 23 | Industrial_2040_Achievable_million_m3_After Competition Groups_23 | Ventilation Optimization (Gas) | 0.2238% | 0 | 5.2029 | Industrial_2040_Achievable_million_m3_After Competition Groups_Ventilation Optimization (Gas)
Industrial | Ind ¦ Solar Walls | 2040 | Economic | million_m3 | After Competition Groups | 5.5999 | 419339.2883 | 0.41934 | 2755.0292 | 0.0020326 | 23 | Industrial_2040_Economic_million_m3_After Competition Groups_23 | Solar Walls | 0.2033% | 0.41934 | 5.5999 | Industrial_2040_Economic_million_m3_After Competition Groups_Solar Walls
Industrial | Ind ¦ Solar Walls | 2040 | Technical | million_m3 | After Competition Groups | 5.5999 | 419339.2883 | 0.41934 | 2785.1615 | 0.0020106 | 24 | Industrial_2040_Technical_million_m3_After Competition Groups_24 | Solar Walls | 0.2011% | 0.41934 | 5.5999 | Industrial_2040_Technical_million_m3_After Competition Groups_Solar Walls
Industrial | Ind ¦ Ventilation Optimization (Gas) | 2040 | Economic | million_m3 | After Competition Groups | 5.4508 | 0 | 0 | 2755.0292 | 0.0019785 | 24 | Industrial_2040_Economic_million_m3_After Competition Groups_24 | Ventilation Optimization (Gas) | 0.1979% | 0 | 5.4508 | Industrial_2040_Economic_million_m3_After Competition Groups_Ventilation Optimization (Gas)
Industrial | Ind ¦ Ventilation Optimization (Gas) | 2040 | Technical | million_m3 | After Competition Groups | 5.4508 | 0 | 0 | 2785.1615 | 0.0019571 | 25 | Industrial_2040_Technical_million_m3_After Competition Groups_25 | Ventilation Optimization (Gas) | 0.1957% | 0 | 5.4508 | Industrial_2040_Technical_million_m3_After Competition Groups_Ventilation Optimization (Gas)
Industrial | Ind ¦ Process Optimization (Gas) | 2040 | Achievable | million_m3 | After Competition Groups | 2.9216 | 183594.2985 | 0.18359 | 2324.7121 | 0.0012568 | 24 | Industrial_2040_Achievable_million_m3_After Competition Groups_24 | Process Optimization (Gas) | 0.1257% | 0.18359 | 2.9216 | Industrial_2040_Achievable_million_m3_After Competition Groups_Process Optimization (Gas)
Industrial | Ind ¦ HE HVAC Units | 2040 | Economic | million_m3 | After Competition Groups | 2.2203 | 231933.8605 | 0.23193 | 2755.0292 | 0.00080592 | 25 | Industrial_2040_Economic_million_m3_After Competition Groups_25 | HE HVAC Units | 0.08059% | 0.23193 | 2.2203 | Industrial_2040_Economic_million_m3_After Competition Groups_HE HVAC Units
Industrial | Ind ¦ HE HVAC Units | 2040 | Achievable | million_m3 | After Competition Groups | 1.856 | 231933.8605 | 0.23193 | 2324.7121 | 0.00079839 | 25 | Industrial_2040_Achievable_million_m3_After Competition Groups_25 | HE HVAC Units | 0.07984% | 0.23193 | 1.856 | Industrial_2040_Achievable_million_m3_After Competition Groups_HE HVAC Units
Industrial | Ind ¦ HE HVAC Units | 2040 | Technical | million_m3 | After Competition Groups | 2.2203 | 231933.8605 | 0.23193 | 2785.1615 | 0.0007972 | 26 | Industrial_2040_Technical_million_m3_After Competition Groups_26 | HE HVAC Units | 0.07972% | 0.23193 | 2.2203 | Industrial_2040_Technical_million_m3_After Competition Groups_HE HVAC Units
Industrial | Ind ¦ Boiler Tune Up - Direct | 2040 | Economic | million_m3 | After Competition Groups | 1.6921 | 198129.9301 | 0.19813 | 2755.0292 | 0.00061418 | 26 | Industrial_2040_Economic_million_m3_After Competition Groups_26 | Boiler Tune Up - Direct | 0.06142% | 0.19813 | 1.6921 | Industrial_2040_Economic_million_m3_After Competition Groups_Boiler Tune Up - Direct
Industrial | Ind ¦ Boiler Tune Up - Direct | 2040 | Technical | million_m3 | After Competition Groups | 1.6921 | 198129.9301 | 0.19813 | 2785.1615 | 0.00060753 | 27 | Industrial_2040_Technical_million_m3_After Competition Groups_27 | Boiler Tune Up - Direct | 0.06075% | 0.19813 | 1.6921 | Industrial_2040_Technical_million_m3_After Competition Groups_Boiler Tune Up - Direct
Industrial | Ind ¦ Process Heat Recovery (Gas) - HVAC | 2040 | Achievable | million_m3 | After Competition Groups | 1.1191 | 24593.9751 | 0.024594 | 2324.7121 | 0.00048137 | 26 | Industrial_2040_Achievable_million_m3_After Competition Groups_26 | Process Heat Recovery (Gas) - HVAC | 0.04814% | 0.024594 | 1.1191 | Industrial_2040_Achievable_million_m3_After Competition Groups_Process Heat Recovery (Gas) - HVAC
Industrial | Ind ¦ Process Heat Recovery (Gas) - HVAC | 2040 | Economic | million_m3 | After Competition Groups | 1.1616 | 24593.9751 | 0.024594 | 2755.0292 | 0.00042162 | 27 | Industrial_2040_Economic_million_m3_After Competition Groups_27 | Process Heat Recovery (Gas) - HVAC | 0.04216% | 0.024594 | 1.1616 | Industrial_2040_Economic_million_m3_After Competition Groups_Process Heat Recovery (Gas) - HVAC
Industrial | Ind ¦ Process Heat Recovery (Gas) - HVAC | 2040 | Technical | million_m3 | After Competition Groups | 1.1616 | 24593.9751 | 0.024594 | 2785.1615 | 0.00041705 | 28 | Industrial_2040_Technical_million_m3_After Competition Groups_28 | Process Heat Recovery (Gas) - HVAC | 0.04171% | 0.024594 | 1.1616 | Industrial_2040_Technical_million_m3_After Competition Groups_Process Heat Recovery (Gas) - HVAC
Industrial | Ind ¦ Insulation - Steam - Direct | 2040 | Achievable | million_m3 | After Competition Groups | 0.7208 | 7284.8283 | 0.0072848 | 2324.7121 | 0.00031006 | 27 | Industrial_2040_Achievable_million_m3_After Competition Groups_27 | Insulation - Steam - Direct | 0.03101% | 0.0072848 | 0.7208 | Industrial_2040_Achievable_million_m3_After Competition Groups_Insulation - Steam - Direct
Industrial | Ind ¦ Insulation - Steam - Direct | 2040 | Economic | million_m3 | After Competition Groups | 0.77438 | 7284.8283 | 0.0072848 | 2755.0292 | 0.00028108 | 28 | Industrial_2040_Economic_million_m3_After Competition Groups_28 | Insulation - Steam - Direct | 0.02811% | 0.0072848 | 0.77438 | Industrial_2040_Economic_million_m3_After Competition Groups_Insulation - Steam - Direct
Industrial | Ind ¦ Insulation - Steam - Direct | 2040 | Technical | million_m3 | After Competition Groups | 0.77438 | 7284.8283 | 0.0072848 | 2785.1615 | 0.00027804 | 29 | Industrial_2040_Technical_million_m3_After Competition Groups_29 | Insulation - Steam - Direct | 0.0278% | 0.0072848 | 0.77438 | Industrial_2040_Technical_million_m3_After Competition Groups_Insulation - Steam - Direct
Industrial | Ind ¦ Boiler Tune Up - Direct | 2040 | Achievable | million_m3 | After Competition Groups | 0.53721 | 198129.9301 | 0.19813 | 2324.7121 | 0.00023109 | 28 | Industrial_2040_Achievable_million_m3_After Competition Groups_28 | Boiler Tune Up - Direct | 0.02311% | 0.19813 | 0.53721 | Industrial_2040_Achievable_million_m3_After Competition Groups_Boiler Tune Up - Direct
Industrial | Ind ¦ Insulation - Steam - HVAC | 2040 | Achievable | million_m3 | After Competition Groups | 0.15515 | 987.6268 | 0.00098763 | 2324.7121 | 6.6739e-05 | 29 | Industrial_2040_Achievable_million_m3_After Competition Groups_29 | Insulation - Steam - HVAC | 0.006674% | 0.00098763 | 0.15515 | Industrial_2040_Achievable_million_m3_After Competition Groups_Insulation - Steam - HVAC
Industrial | Ind ¦ Insulation - Steam - HVAC | 2040 | Economic | million_m3 | After Competition Groups | 0.16104 | 987.6268 | 0.00098763 | 2755.0292 | 5.8454e-05 | 29 | Industrial_2040_Economic_million_m3_After Competition Groups_29 | Insulation - Steam - HVAC | 0.005845% | 0.00098763 | 0.16104 | Industrial_2040_Economic_million_m3_After Competition Groups_Insulation - Steam - HVAC
Industrial | Ind ¦ Insulation - Steam - HVAC | 2040 | Technical | million_m3 | After Competition Groups | 0.16104 | 987.6268 | 0.00098763 | 2785.1615 | 5.7822e-05 | 30 | Industrial_2040_Technical_million_m3_After Competition Groups_30 | Insulation - Steam - HVAC | 0.005782% | 0.00098763 | 0.16104 | Industrial_2040_Technical_million_m3_After Competition Groups_Insulation - Steam - HVAC
Industrial | Ind ¦ Boiler Tune Up - HVAC | 2040 | Economic | million_m3 | After Competition Groups | 0.14641 | 19575.9306 | 0.019576 | 2755.0292 | 5.3144e-05 | 30 | Industrial_2040_Economic_million_m3_After Competition Groups_30 | Boiler Tune Up - HVAC | 0.005314% | 0.019576 | 0.14641 | Industrial_2040_Economic_million_m3_After Competition Groups_Boiler Tune Up - HVAC
Industrial | Ind ¦ Boiler Tune Up - HVAC | 2040 | Technical | million_m3 | After Competition Groups | 0.14641 | 19575.9306 | 0.019576 | 2785.1615 | 5.2569e-05 | 31 | Industrial_2040_Technical_million_m3_After Competition Groups_31 | Boiler Tune Up - HVAC | 0.005257% | 0.019576 | 0.14641 | Industrial_2040_Technical_million_m3_After Competition Groups_Boiler Tune Up - HVAC
Industrial | Ind ¦ Boiler Tune Up - HVAC | 2040 | Achievable | million_m3 | After Competition Groups | 0.054275 | 19575.9306 | 0.019576 | 2324.7121 | 2.3347e-05 | 30 | Industrial_2040_Achievable_million_m3_After Competition Groups_30 | Boiler Tune Up - HVAC | 0.002335% | 0.019576 | 0.054275 | Industrial_2040_Achievable_million_m3_After Competition Groups_Boiler Tune Up - HVAC
Industrial | Ind ¦ Process Heat Improvements | 2041 | Economic | million_m3 | After Competition Groups | 947.4384 | 29718963.8776 | 29.719 | 2780.2674 | 0.34077 | 1 | Industrial_2041_Economic_million_m3_After Competition Groups_1 | Process Heat Improvements | 34.08% | 29.719 | 947.4384 | Industrial_2041_Economic_million_m3_After Competition Groups_Process Heat Improvements
Industrial | Ind ¦ Process Heat Improvements | 2041 | Technical | million_m3 | After Competition Groups | 947.4384 | 29718963.8776 | 29.719 | 2810.3996 | 0.33712 | 1 | Industrial_2041_Technical_million_m3_After Competition Groups_1 | Process Heat Improvements | 33.71% | 29.719 | 947.4384 | Industrial_2041_Technical_million_m3_After Competition Groups_Process Heat Improvements
Industrial | Ind ¦ Process Heat Improvements | 2041 | Achievable | million_m3 | After Competition Groups | 741.9676 | 29718963.8776 | 29.719 | 2381.5278 | 0.31155 | 1 | Industrial_2041_Achievable_million_m3_After Competition Groups_1 | Process Heat Improvements | 31.16% | 29.719 | 741.9676 | Industrial_2041_Achievable_million_m3_After Competition Groups_Process Heat Improvements
Industrial | Ind ¦ Process Heat Recovery (Gas) | 2041 | Achievable | million_m3 | After Competition Groups | 331.1644 | 8318081.1138 | 8.3181 | 2381.5278 | 0.13906 | 2 | Industrial_2041_Achievable_million_m3_After Competition Groups_2 | Process Heat Recovery (Gas) | 13.91% | 8.3181 | 331.1644 | Industrial_2041_Achievable_million_m3_After Competition Groups_Process Heat Recovery (Gas)
Industrial | Ind ¦ Boiler Upgrade | 2041 | Achievable | million_m3 | After Competition Groups | 327.2752 | 16021445.9536 | 16.0214 | 2381.5278 | 0.13742 | 3 | Industrial_2041_Achievable_million_m3_After Competition Groups_3 | Boiler Upgrade | 13.74% | 16.0214 | 327.2752 | Industrial_2041_Achievable_million_m3_After Competition Groups_Boiler Upgrade
Industrial | Ind ¦ Boiler Upgrade | 2041 | Economic | million_m3 | After Competition Groups | 370.8296 | 16021445.9536 | 16.0214 | 2780.2674 | 0.13338 | 2 | Industrial_2041_Economic_million_m3_After Competition Groups_2 | Boiler Upgrade | 13.34% | 16.0214 | 370.8296 | Industrial_2041_Economic_million_m3_After Competition Groups_Boiler Upgrade
Industrial | Ind ¦ Boiler Upgrade | 2041 | Technical | million_m3 | After Competition Groups | 370.8296 | 16021445.9536 | 16.0214 | 2810.3996 | 0.13195 | 2 | Industrial_2041_Technical_million_m3_After Competition Groups_2 | Boiler Upgrade | 13.19% | 16.0214 | 370.8296 | Industrial_2041_Technical_million_m3_After Competition Groups_Boiler Upgrade
Industrial | Ind ¦ Process Heat Recovery (Gas) | 2041 | Economic | million_m3 | After Competition Groups | 347.5632 | 8318081.1138 | 8.3181 | 2780.2674 | 0.12501 | 3 | Industrial_2041_Economic_million_m3_After Competition Groups_3 | Process Heat Recovery (Gas) | 12.5% | 8.3181 | 347.5632 | Industrial_2041_Economic_million_m3_After Competition Groups_Process Heat Recovery (Gas)
Industrial | Ind ¦ Process Heat Recovery (Gas) | 2041 | Technical | million_m3 | After Competition Groups | 347.5632 | 8318081.1138 | 8.3181 | 2810.3996 | 0.12367 | 3 | Industrial_2041_Technical_million_m3_After Competition Groups_3 | Process Heat Recovery (Gas) | 12.37% | 8.3181 | 347.5632 | Industrial_2041_Technical_million_m3_After Competition Groups_Process Heat Recovery (Gas)
Industrial | Ind ¦ Recommissioning | 2041 | Achievable | million_m3 | After Competition Groups | 241.081 | 2226802.0649 | 2.2268 | 2381.5278 | 0.10123 | 4 | Industrial_2041_Achievable_million_m3_After Competition Groups_4 | Recommissioning | 10.12% | 2.2268 | 241.081 | Industrial_2041_Achievable_million_m3_After Competition Groups_Recommissioning
Industrial | Ind ¦ Recommissioning | 2041 | Economic | million_m3 | After Competition Groups | 252.3014 | 2226802.0649 | 2.2268 | 2780.2674 | 0.090747 | 4 | Industrial_2041_Economic_million_m3_After Competition Groups_4 | Recommissioning | 9.075% | 2.2268 | 252.3014 | Industrial_2041_Economic_million_m3_After Competition Groups_Recommissioning
Industrial | Ind ¦ Recommissioning | 2041 | Technical | million_m3 | After Competition Groups | 252.3014 | 2226802.0649 | 2.2268 | 2810.3996 | 0.089774 | 4 | Industrial_2041_Technical_million_m3_After Competition Groups_4 | Recommissioning | 8.977% | 2.2268 | 252.3014 | Industrial_2041_Technical_million_m3_After Competition Groups_Recommissioning
Industrial | Ind ¦ High Efficiency Burners | 2041 | Economic | million_m3 | After Competition Groups | 178.8079 | 8756075.5876 | 8.7561 | 2780.2674 | 0.064313 | 5 | Industrial_2041_Economic_million_m3_After Competition Groups_5 | High Efficiency Burners | 6.431% | 8.7561 | 178.8079 | Industrial_2041_Economic_million_m3_After Competition Groups_High Efficiency Burners
Industrial | Ind ¦ Improved Controls -Process Heating Gas | 2041 | Achievable | million_m3 | After Competition Groups | 151.859 | 2029026.938 | 2.029 | 2381.5278 | 0.063765 | 5 | Industrial_2041_Achievable_million_m3_After Competition Groups_5 | Improved Controls -Process Heating Gas | 6.377% | 2.029 | 151.859 | Industrial_2041_Achievable_million_m3_After Competition Groups_Improved Controls -Process Heating Gas
Industrial | Ind ¦ High Efficiency Burners | 2041 | Technical | million_m3 | After Competition Groups | 178.8079 | 8756075.5876 | 8.7561 | 2810.3996 | 0.063624 | 5 | Industrial_2041_Technical_million_m3_After Competition Groups_5 | High Efficiency Burners | 6.362% | 8.7561 | 178.8079 | Industrial_2041_Technical_million_m3_After Competition Groups_High Efficiency Burners
Industrial | Ind ¦ High Efficiency Burners | 2041 | Achievable | million_m3 | After Competition Groups | 140.5362 | 8756075.5876 | 8.7561 | 2381.5278 | 0.059011 | 6 | Industrial_2041_Achievable_million_m3_After Competition Groups_6 | High Efficiency Burners | 5.901% | 8.7561 | 140.5362 | Industrial_2041_Achievable_million_m3_After Competition Groups_High Efficiency Burners
Industrial | Ind ¦ Improved Controls -Process Heating Gas | 2041 | Economic | million_m3 | After Competition Groups | 159.4785 | 2029026.938 | 2.029 | 2780.2674 | 0.057361 | 6 | Industrial_2041_Economic_million_m3_After Competition Groups_6 | Improved Controls -Process Heating Gas | 5.736% | 2.029 | 159.4785 | Industrial_2041_Economic_million_m3_After Competition Groups_Improved Controls -Process Heating Gas
Industrial | Ind ¦ Improved Controls -Process Heating Gas | 2041 | Technical | million_m3 | After Competition Groups | 159.4785 | 2029026.938 | 2.029 | 2810.3996 | 0.056746 | 6 | Industrial_2041_Technical_million_m3_After Competition Groups_6 | Improved Controls -Process Heating Gas | 5.675% | 2.029 | 159.4785 | Industrial_2041_Technical_million_m3_After Competition Groups_Improved Controls -Process Heating Gas
Industrial | Ind ¦ Greenhouse Envelope Improvements | 2041 | Achievable | million_m3 | After Competition Groups | 99.4689 | 236237.5997 | 0.23624 | 2381.5278 | 0.041767 | 7 | Industrial_2041_Achievable_million_m3_After Competition Groups_7 | Greenhouse Envelope Improvements | 4.177% | 0.23624 | 99.4689 | Industrial_2041_Achievable_million_m3_After Competition Groups_Greenhouse Envelope Improvements
Industrial | Ind ¦ Greenhouse Envelope Improvements | 2041 | Economic | million_m3 | After Competition Groups | 112.4079 | 236237.5997 | 0.23624 | 2780.2674 | 0.040431 | 7 | Industrial_2041_Economic_million_m3_After Competition Groups_7 | Greenhouse Envelope Improvements | 4.043% | 0.23624 | 112.4079 | Industrial_2041_Economic_million_m3_After Competition Groups_Greenhouse Envelope Improvements
Industrial | Ind ¦ Greenhouse Envelope Improvements | 2041 | Technical | million_m3 | After Competition Groups | 112.4079 | 236237.5997 | 0.23624 | 2810.3996 | 0.039997 | 7 | Industrial_2041_Technical_million_m3_After Competition Groups_7 | Greenhouse Envelope Improvements | 4% | 0.23624 | 112.4079 | Industrial_2041_Technical_million_m3_After Competition Groups_Greenhouse Envelope Improvements
Industrial | Ind ¦ Insulation - Steam | 2041 | Achievable | million_m3 | After Competition Groups | 45.7799 | 305560.9581 | 0.30556 | 2381.5278 | 0.019223 | 8 | Industrial_2041_Achievable_million_m3_After Competition Groups_8 | Insulation - Steam | 1.922% | 0.30556 | 45.7799 | Industrial_2041_Achievable_million_m3_After Competition Groups_Insulation - Steam
Industrial | Ind ¦ Boiler Tune Up | 2041 | Economic | million_m3 | After Competition Groups | 49.6965 | 6176114.7852 | 6.1761 | 2780.2674 | 0.017875 | 8 | Industrial_2041_Economic_million_m3_After Competition Groups_8 | Boiler Tune Up | 1.787% | 6.1761 | 49.6965 | Industrial_2041_Economic_million_m3_After Competition Groups_Boiler Tune Up
Industrial | Ind ¦ Boiler Tune Up | 2041 | Technical | million_m3 | After Competition Groups | 49.6965 | 6176114.7852 | 6.1761 | 2810.3996 | 0.017683 | 8 | Industrial_2041_Technical_million_m3_After Competition Groups_8 | Boiler Tune Up | 1.768% | 6.1761 | 49.6965 | Industrial_2041_Technical_million_m3_After Competition Groups_Boiler Tune Up
Industrial | Ind ¦ High Efficiency HVAC Fans (Gas) | 2041 | Achievable | million_m3 | After Competition Groups | 41.8558 | 1902088.9388 | 1.9021 | 2381.5278 | 0.017575 | 9 | Industrial_2041_Achievable_million_m3_After Competition Groups_9 | High Efficiency HVAC Fans (Gas) | 1.758% | 1.9021 | 41.8558 | Industrial_2041_Achievable_million_m3_After Competition Groups_High Efficiency HVAC Fans (Gas)
Industrial | Ind ¦ High Efficiency HVAC Fans (Gas) | 2041 | Economic | million_m3 | After Competition Groups | 47.8118 | 1902088.9388 | 1.9021 | 2780.2674 | 0.017197 | 9 | Industrial_2041_Economic_million_m3_After Competition Groups_9 | High Efficiency HVAC Fans (Gas) | 1.72% | 1.9021 | 47.8118 | Industrial_2041_Economic_million_m3_After Competition Groups_High Efficiency HVAC Fans (Gas)
Industrial | Ind ¦ Insulation - Steam | 2041 | Economic | million_m3 | After Competition Groups | 47.7841 | 305560.9581 | 0.30556 | 2780.2674 | 0.017187 | 10 | Industrial_2041_Economic_million_m3_After Competition Groups_10 | Insulation - Steam | 1.719% | 0.30556 | 47.7841 | Industrial_2041_Economic_million_m3_After Competition Groups_Insulation - Steam
Industrial | Ind ¦ High Efficiency HVAC Fans (Gas) | 2041 | Technical | million_m3 | After Competition Groups | 47.8118 | 1902088.9388 | 1.9021 | 2810.3996 | 0.017012 | 9 | Industrial_2041_Technical_million_m3_After Competition Groups_9 | High Efficiency HVAC Fans (Gas) | 1.701% | 1.9021 | 47.8118 | Industrial_2041_Technical_million_m3_After Competition Groups_High Efficiency HVAC Fans (Gas)
Industrial | Ind ¦ Insulation - Steam | 2041 | Technical | million_m3 | After Competition Groups | 47.7841 | 305560.9581 | 0.30556 | 2810.3996 | 0.017003 | 10 | Industrial_2041_Technical_million_m3_After Competition Groups_10 | Insulation - Steam | 1.7% | 0.30556 | 47.7841 | Industrial_2041_Technical_million_m3_After Competition Groups_Insulation - Steam
Industrial | Ind ¦ VAV Conversion Project (Gas) | 2041 | Achievable | million_m3 | After Competition Groups | 39.2873 | 1441134.6782 | 1.4411 | 2381.5278 | 0.016497 | 10 | Industrial_2041_Achievable_million_m3_After Competition Groups_10 | VAV Conversion Project (Gas) | 1.65% | 1.4411 | 39.2873 | Industrial_2041_Achievable_million_m3_After Competition Groups_VAV Conversion Project (Gas)
Industrial | Ind ¦ VAV Conversion Project (Gas) | 2041 | Economic | million_m3 | After Competition Groups | 41.5481 | 1441134.6782 | 1.4411 | 2780.2674 | 0.014944 | 11 | Industrial_2041_Economic_million_m3_After Competition Groups_11 | VAV Conversion Project (Gas) | 1.494% | 1.4411 | 41.5481 | Industrial_2041_Economic_million_m3_After Competition Groups_VAV Conversion Project (Gas)
Industrial | Ind ¦ VAV Conversion Project (Gas) | 2041 | Technical | million_m3 | After Competition Groups | 41.5481 | 1441134.6782 | 1.4411 | 2810.3996 | 0.014784 | 11 | Industrial_2041_Technical_million_m3_After Competition Groups_11 | VAV Conversion Project (Gas) | 1.478% | 1.4411 | 41.5481 | Industrial_2041_Technical_million_m3_After Competition Groups_VAV Conversion Project (Gas)
Industrial | Ind ¦ Direct Contact Water Heaters | 2041 | Economic | million_m3 | After Competition Groups | 31.8741 | 0 | 0 | 2780.2674 | 0.011464 | 12 | Industrial_2041_Economic_million_m3_After Competition Groups_12 | Direct Contact Water Heaters | 1.146% | 0 | 31.8741 | Industrial_2041_Economic_million_m3_After Competition Groups_Direct Contact Water Heaters
Industrial | Ind ¦ Direct Contact Water Heaters | 2041 | Achievable | million_m3 | After Competition Groups | 27.1317 | 0 | 0 | 2381.5278 | 0.011393 | 11 | Industrial_2041_Achievable_million_m3_After Competition Groups_11 | Direct Contact Water Heaters | 1.139% | 0 | 27.1317 | Industrial_2041_Achievable_million_m3_After Competition Groups_Direct Contact Water Heaters
Industrial | Ind ¦ Direct Contact Water Heaters | 2041 | Technical | million_m3 | After Competition Groups | 31.8741 | 0 | 0 | 2810.3996 | 0.011341 | 12 | Industrial_2041_Technical_million_m3_After Competition Groups_12 | Direct Contact Water Heaters | 1.134% | 0 | 31.8741 | Industrial_2041_Technical_million_m3_After Competition Groups_Direct Contact Water Heaters
Industrial | Ind ¦ HE HVAC Controls | 2041 | Achievable | million_m3 | After Competition Groups | 26.3178 | 885838.6653 | 0.88584 | 2381.5278 | 0.011051 | 12 | Industrial_2041_Achievable_million_m3_After Competition Groups_12 | HE HVAC Controls | 1.105% | 0.88584 | 26.3178 | Industrial_2041_Achievable_million_m3_After Competition Groups_HE HVAC Controls
Industrial | Ind ¦ Loading Dock Seals | 2041 | Achievable | million_m3 | After Competition Groups | 26.0238 | 1965610.8591 | 1.9656 | 2381.5278 | 0.010927 | 13 | Industrial_2041_Achievable_million_m3_After Competition Groups_13 | Loading Dock Seals | 1.093% | 1.9656 | 26.0238 | Industrial_2041_Achievable_million_m3_After Competition Groups_Loading Dock Seals
Industrial | Ind ¦ Steam Leak Repairs | 2041 | Technical | million_m3 | After Competition Groups | 30.1322 | 0 | 0 | 2810.3996 | 0.010722 | 13 | Industrial_2041_Technical_million_m3_After Competition Groups_13 | Steam Leak Repairs | 1.072% | 0 | 30.1322 | Industrial_2041_Technical_million_m3_After Competition Groups_Steam Leak Repairs
Industrial | Ind ¦ HE HVAC Controls | 2041 | Economic | million_m3 | After Competition Groups | 27.1925 | 885838.6653 | 0.88584 | 2780.2674 | 0.0097805 | 13 | Industrial_2041_Economic_million_m3_After Competition Groups_13 | HE HVAC Controls | 0.9781% | 0.88584 | 27.1925 | Industrial_2041_Economic_million_m3_After Competition Groups_HE HVAC Controls
Industrial | Ind ¦ Loading Dock Seals | 2041 | Economic | million_m3 | After Competition Groups | 27.1925 | 1965610.8591 | 1.9656 | 2780.2674 | 0.0097805 | 14 | Industrial_2041_Economic_million_m3_After Competition Groups_14 | Loading Dock Seals | 0.9781% | 1.9656 | 27.1925 | Industrial_2041_Economic_million_m3_After Competition Groups_Loading Dock Seals
Industrial | Ind ¦ HE HVAC Controls | 2041 | Technical | million_m3 | After Competition Groups | 27.1925 | 885838.6653 | 0.88584 | 2810.3996 | 0.0096757 | 14 | Industrial_2041_Technical_million_m3_After Competition Groups_14 | HE HVAC Controls | 0.9676% | 0.88584 | 27.1925 | Industrial_2041_Technical_million_m3_After Competition Groups_HE HVAC Controls
Industrial | Ind ¦ Loading Dock Seals | 2041 | Technical | million_m3 | After Competition Groups | 27.1925 | 1965610.8591 | 1.9656 | 2810.3996 | 0.0096757 | 15 | Industrial_2041_Technical_million_m3_After Competition Groups_15 | Loading Dock Seals | 0.9676% | 1.9656 | 27.1925 | Industrial_2041_Technical_million_m3_After Competition Groups_Loading Dock Seals
Industrial | Ind ¦ Insulation - Steam (AG) | 2041 | Achievable | million_m3 | After Competition Groups | 22.2611 | 107634.7926 | 0.10763 | 2381.5278 | 0.0093474 | 14 | Industrial_2041_Achievable_million_m3_After Competition Groups_14 | Insulation - Steam (AG) | 0.9347% | 0.10763 | 22.2611 | Industrial_2041_Achievable_million_m3_After Competition Groups_Insulation - Steam (AG)
Industrial | Ind ¦ Steam Trap Repair | 2041 | Achievable | million_m3 | After Competition Groups | 21.8885 | 740062.0001 | 0.74006 | 2381.5278 | 0.009191 | 15 | Industrial_2041_Achievable_million_m3_After Competition Groups_15 | Steam Trap Repair | 0.9191% | 0.74006 | 21.8885 | Industrial_2041_Achievable_million_m3_After Competition Groups_Steam Trap Repair
Industrial | Ind ¦ Boiler Tune Up | 2041 | Achievable | million_m3 | After Competition Groups | 20.0658 | 6176114.7852 | 6.1761 | 2381.5278 | 0.0084256 | 16 | Industrial_2041_Achievable_million_m3_After Competition Groups_16 | Boiler Tune Up | 0.8426% | 6.1761 | 20.0658 | Industrial_2041_Achievable_million_m3_After Competition Groups_Boiler Tune Up
Industrial | Ind ¦ Steam Trap Repair | 2041 | Economic | million_m3 | After Competition Groups | 22.8723 | 740062.0001 | 0.74006 | 2780.2674 | 0.0082266 | 15 | Industrial_2041_Economic_million_m3_After Competition Groups_15 | Steam Trap Repair | 0.8227% | 0.74006 | 22.8723 | Industrial_2041_Economic_million_m3_After Competition Groups_Steam Trap Repair
Industrial | Ind ¦ Steam Trap Repair | 2041 | Technical | million_m3 | After Competition Groups | 22.8723 | 740062.0001 | 0.74006 | 2810.3996 | 0.0081384 | 16 | Industrial_2041_Technical_million_m3_After Competition Groups_16 | Steam Trap Repair | 0.8138% | 0.74006 | 22.8723 | Industrial_2041_Technical_million_m3_After Competition Groups_Steam Trap Repair
Industrial | Ind ¦ High Efficiency Furnaces | 2041 | Economic | million_m3 | After Competition Groups | 20.583 | 3271823.0296 | 3.2718 | 2780.2674 | 0.0074032 | 16 | Industrial_2041_Economic_million_m3_After Competition Groups_16 | High Efficiency Furnaces | 0.7403% | 3.2718 | 20.583 | Industrial_2041_Economic_million_m3_After Competition Groups_High Efficiency Furnaces
Industrial | Ind ¦ High Efficiency Furnaces | 2041 | Technical | million_m3 | After Competition Groups | 20.583 | 3271823.0296 | 3.2718 | 2810.3996 | 0.0073239 | 17 | Industrial_2041_Technical_million_m3_After Competition Groups_17 | High Efficiency Furnaces | 0.7324% | 3.2718 | 20.583 | Industrial_2041_Technical_million_m3_After Competition Groups_High Efficiency Furnaces
Industrial | Ind ¦ Insulation - Steam (AG) | 2041 | Economic | million_m3 | After Competition Groups | 20.3058 | 107634.7926 | 0.10763 | 2780.2674 | 0.0073036 | 17 | Industrial_2041_Economic_million_m3_After Competition Groups_17 | Insulation - Steam (AG) | 0.7304% | 0.10763 | 20.3058 | Industrial_2041_Economic_million_m3_After Competition Groups_Insulation - Steam (AG)
Industrial | Ind ¦ Insulation - Steam (AG) | 2041 | Technical | million_m3 | After Competition Groups | 20.3058 | 107634.7926 | 0.10763 | 2810.3996 | 0.0072252 | 18 | Industrial_2041_Technical_million_m3_After Competition Groups_18 | Insulation - Steam (AG) | 0.7225% | 0.10763 | 20.3058 | Industrial_2041_Technical_million_m3_After Competition Groups_Insulation - Steam (AG)
Industrial | Ind ¦ Air Compressor Heat Recovery | 2041 | Achievable | million_m3 | After Competition Groups | 16.8322 | 254343.0443 | 0.25434 | 2381.5278 | 0.0070678 | 17 | Industrial_2041_Achievable_million_m3_After Competition Groups_17 | Air Compressor Heat Recovery | 0.7068% | 0.25434 | 16.8322 | Industrial_2041_Achievable_million_m3_After Competition Groups_Air Compressor Heat Recovery
Industrial | Ind ¦ High Efficiency Furnaces | 2041 | Achievable | million_m3 | After Competition Groups | 16.0633 | 3271823.0296 | 3.2718 | 2381.5278 | 0.006745 | 18 | Industrial_2041_Achievable_million_m3_After Competition Groups_18 | High Efficiency Furnaces | 0.6745% | 3.2718 | 16.0633 | Industrial_2041_Achievable_million_m3_After Competition Groups_High Efficiency Furnaces
Industrial | Ind ¦ Air Compressor Heat Recovery | 2041 | Economic | million_m3 | After Competition Groups | 17.5168 | 254343.0443 | 0.25434 | 2780.2674 | 0.0063004 | 18 | Industrial_2041_Economic_million_m3_After Competition Groups_18 | Air Compressor Heat Recovery | 0.63% | 0.25434 | 17.5168 | Industrial_2041_Economic_million_m3_After Competition Groups_Air Compressor Heat Recovery
Industrial | Ind ¦ Air Compressor Heat Recovery | 2041 | Technical | million_m3 | After Competition Groups | 17.5168 | 254343.0443 | 0.25434 | 2810.3996 | 0.0062328 | 19 | Industrial_2041_Technical_million_m3_After Competition Groups_19 | Air Compressor Heat Recovery | 0.6233% | 0.25434 | 17.5168 | Industrial_2041_Technical_million_m3_After Competition Groups_Air Compressor Heat Recovery
Industrial | Ind ¦ Steam Turbine Optimization | 2041 | Achievable | million_m3 | After Competition Groups | 10.6163 | 235801.0057 | 0.2358 | 2381.5278 | 0.0044578 | 19 | Industrial_2041_Achievable_million_m3_After Competition Groups_19 | Steam Turbine Optimization | 0.4458% | 0.2358 | 10.6163 | Industrial_2041_Achievable_million_m3_After Competition Groups_Steam Turbine Optimization
Industrial | Ind ¦ Steam Turbine Optimization | 2041 | Economic | million_m3 | After Competition Groups | 11.2402 | 235801.0057 | 0.2358 | 2780.2674 | 0.0040429 | 19 | Industrial_2041_Economic_million_m3_After Competition Groups_19 | Steam Turbine Optimization | 0.4043% | 0.2358 | 11.2402 | Industrial_2041_Economic_million_m3_After Competition Groups_Steam Turbine Optimization
Industrial | Ind ¦ Steam Turbine Optimization | 2041 | Technical | million_m3 | After Competition Groups | 11.2402 | 235801.0057 | 0.2358 | 2810.3996 | 0.0039995 | 20 | Industrial_2041_Technical_million_m3_After Competition Groups_20 | Steam Turbine Optimization | 0.4% | 0.2358 | 11.2402 | Industrial_2041_Technical_million_m3_After Competition Groups_Steam Turbine Optimization
Industrial | Ind ¦ Process Optimization (Gas) | 2041 | Economic | million_m3 | After Competition Groups | 10.2948 | 194220.8562 | 0.19422 | 2780.2674 | 0.0037028 | 20 | Industrial_2041_Economic_million_m3_After Competition Groups_20 | Process Optimization (Gas) | 0.3703% | 0.19422 | 10.2948 | Industrial_2041_Economic_million_m3_After Competition Groups_Process Optimization (Gas)
Industrial | Ind ¦ Process Optimization (Gas) | 2041 | Technical | million_m3 | After Competition Groups | 10.2948 | 194220.8562 | 0.19422 | 2810.3996 | 0.0036631 | 21 | Industrial_2041_Technical_million_m3_After Competition Groups_21 | Process Optimization (Gas) | 0.3663% | 0.19422 | 10.2948 | Industrial_2041_Technical_million_m3_After Competition Groups_Process Optimization (Gas)
Industrial | Ind ¦ HE Stock Tank | 2041 | Economic | million_m3 | After Competition Groups | 9.8678 | 116830.9643 | 0.11683 | 2780.2674 | 0.0035492 | 21 | Industrial_2041_Economic_million_m3_After Competition Groups_21 | HE Stock Tank | 0.3549% | 0.11683 | 9.8678 | Industrial_2041_Economic_million_m3_After Competition Groups_HE Stock Tank
Industrial | Ind ¦ HE Stock Tank | 2041 | Technical | million_m3 | After Competition Groups | 9.8678 | 116830.9643 | 0.11683 | 2810.3996 | 0.0035112 | 22 | Industrial_2041_Technical_million_m3_After Competition Groups_22 | HE Stock Tank | 0.3511% | 0.11683 | 9.8678 | Industrial_2041_Technical_million_m3_After Competition Groups_HE Stock Tank
Industrial | Ind ¦ Gas Turbine Optimization | 2041 | Achievable | million_m3 | After Competition Groups | 7.9622 | 176850.7542 | 0.17685 | 2381.5278 | 0.0033433 | 20 | Industrial_2041_Achievable_million_m3_After Competition Groups_20 | Gas Turbine Optimization | 0.3343% | 0.17685 | 7.9622 | Industrial_2041_Achievable_million_m3_After Competition Groups_Gas Turbine Optimization
Industrial | Ind ¦ HE Stock Tank | 2041 | Achievable | million_m3 | After Competition Groups | 7.6961 | 116830.9643 | 0.11683 | 2381.5278 | 0.0032316 | 21 | Industrial_2041_Achievable_million_m3_After Competition Groups_21 | HE Stock Tank | 0.3232% | 0.11683 | 7.6961 | Industrial_2041_Achievable_million_m3_After Competition Groups_HE Stock Tank
Industrial | Ind ¦ Gas Turbine Optimization | 2041 | Economic | million_m3 | After Competition Groups | 8.4302 | 176850.7542 | 0.17685 | 2780.2674 | 0.0030321 | 22 | Industrial_2041_Economic_million_m3_After Competition Groups_22 | Gas Turbine Optimization | 0.3032% | 0.17685 | 8.4302 | Industrial_2041_Economic_million_m3_After Competition Groups_Gas Turbine Optimization
Industrial | Ind ¦ Gas Turbine Optimization | 2041 | Technical | million_m3 | After Competition Groups | 8.4302 | 176850.7542 | 0.17685 | 2810.3996 | 0.0029996 | 23 | Industrial_2041_Technical_million_m3_After Competition Groups_23 | Gas Turbine Optimization | 0.3% | 0.17685 | 8.4302 | Industrial_2041_Technical_million_m3_After Competition Groups_Gas Turbine Optimization
Industrial | Ind ¦ Solar Walls | 2041 | Achievable | million_m3 | After Competition Groups | 5.2994 | 329216.4027 | 0.32922 | 2381.5278 | 0.0022252 | 22 | Industrial_2041_Achievable_million_m3_After Competition Groups_22 | Solar Walls | 0.2225% | 0.32922 | 5.2994 | Industrial_2041_Achievable_million_m3_After Competition Groups_Solar Walls
Industrial | Ind ¦ Ventilation Optimization (Gas) | 2041 | Achievable | million_m3 | After Competition Groups | 5.2637 | 0 | 0 | 2381.5278 | 0.0022102 | 23 | Industrial_2041_Achievable_million_m3_After Competition Groups_23 | Ventilation Optimization (Gas) | 0.221% | 0 | 5.2637 | Industrial_2041_Achievable_million_m3_After Competition Groups_Ventilation Optimization (Gas)
Industrial | Ind ¦ Solar Walls | 2041 | Economic | million_m3 | After Competition Groups | 5.6044 | 329216.4027 | 0.32922 | 2780.2674 | 0.0020158 | 23 | Industrial_2041_Economic_million_m3_After Competition Groups_23 | Solar Walls | 0.2016% | 0.32922 | 5.6044 | Industrial_2041_Economic_million_m3_After Competition Groups_Solar Walls
Industrial | Ind ¦ Solar Walls | 2041 | Technical | million_m3 | After Competition Groups | 5.6044 | 329216.4027 | 0.32922 | 2810.3996 | 0.0019942 | 24 | Industrial_2041_Technical_million_m3_After Competition Groups_24 | Solar Walls | 0.1994% | 0.32922 | 5.6044 | Industrial_2041_Technical_million_m3_After Competition Groups_Solar Walls
Industrial | Ind ¦ Ventilation Optimization (Gas) | 2041 | Economic | million_m3 | After Competition Groups | 5.4508 | 0 | 0 | 2780.2674 | 0.0019605 | 24 | Industrial_2041_Economic_million_m3_After Competition Groups_24 | Ventilation Optimization (Gas) | 0.1961% | 0 | 5.4508 | Industrial_2041_Economic_million_m3_After Competition Groups_Ventilation Optimization (Gas)
Industrial | Ind ¦ Ventilation Optimization (Gas) | 2041 | Technical | million_m3 | After Competition Groups | 5.4508 | 0 | 0 | 2810.3996 | 0.0019395 | 25 | Industrial_2041_Technical_million_m3_After Competition Groups_25 | Ventilation Optimization (Gas) | 0.194% | 0 | 5.4508 | Industrial_2041_Technical_million_m3_After Competition Groups_Ventilation Optimization (Gas)
Industrial | Ind ¦ Process Optimization (Gas) | 2041 | Achievable | million_m3 | After Competition Groups | 3.1863 | 194220.8562 | 0.19422 | 2381.5278 | 0.0013379 | 24 | Industrial_2041_Achievable_million_m3_After Competition Groups_24 | Process Optimization (Gas) | 0.1338% | 0.19422 | 3.1863 | Industrial_2041_Achievable_million_m3_After Competition Groups_Process Optimization (Gas)
Industrial | Ind ¦ HE HVAC Units | 2041 | Economic | million_m3 | After Competition Groups | 2.2393 | 211674.9489 | 0.21167 | 2780.2674 | 0.00080544 | 25 | Industrial_2041_Economic_million_m3_After Competition Groups_25 | HE HVAC Units | 0.08054% | 0.21167 | 2.2393 | Industrial_2041_Economic_million_m3_After Competition Groups_HE HVAC Units
Industrial | Ind ¦ HE HVAC Units | 2041 | Achievable | million_m3 | After Competition Groups | 1.9008 | 211674.9489 | 0.21167 | 2381.5278 | 0.00079814 | 25 | Industrial_2041_Achievable_million_m3_After Competition Groups_25 | HE HVAC Units | 0.07981% | 0.21167 | 1.9008 | Industrial_2041_Achievable_million_m3_After Competition Groups_HE HVAC Units
Industrial | Ind ¦ HE HVAC Units | 2041 | Technical | million_m3 | After Competition Groups | 2.2393 | 211674.9489 | 0.21167 | 2810.3996 | 0.00079681 | 26 | Industrial_2041_Technical_million_m3_After Competition Groups_26 | HE HVAC Units | 0.07968% | 0.21167 | 2.2393 | Industrial_2041_Technical_million_m3_After Competition Groups_HE HVAC Units
Industrial | Ind ¦ Boiler Tune Up - Direct | 2041 | Economic | million_m3 | After Competition Groups | 1.6921 | 203467.606 | 0.20347 | 2780.2674 | 0.0006086 | 26 | Industrial_2041_Economic_million_m3_After Competition Groups_26 | Boiler Tune Up - Direct | 0.06086% | 0.20347 | 1.6921 | Industrial_2041_Economic_million_m3_After Competition Groups_Boiler Tune Up - Direct
Industrial | Ind ¦ Boiler Tune Up - Direct | 2041 | Technical | million_m3 | After Competition Groups | 1.6921 | 203467.606 | 0.20347 | 2810.3996 | 0.00060208 | 27 | Industrial_2041_Technical_million_m3_After Competition Groups_27 | Boiler Tune Up - Direct | 0.06021% | 0.20347 | 1.6921 | Industrial_2041_Technical_million_m3_After Competition Groups_Boiler Tune Up - Direct
Industrial | Ind ¦ Process Heat Recovery (Gas) - HVAC | 2041 | Achievable | million_m3 | After Competition Groups | 1.1301 | 18864.4155 | 0.018864 | 2381.5278 | 0.00047451 | 26 | Industrial_2041_Achievable_million_m3_After Competition Groups_26 | Process Heat Recovery (Gas) - HVAC | 0.04745% | 0.018864 | 1.1301 | Industrial_2041_Achievable_million_m3_After Competition Groups_Process Heat Recovery (Gas) - HVAC
Industrial | Ind ¦ Process Heat Recovery (Gas) - HVAC | 2041 | Economic | million_m3 | After Competition Groups | 1.1616 | 18864.4155 | 0.018864 | 2780.2674 | 0.00041779 | 27 | Industrial_2041_Economic_million_m3_After Competition Groups_27 | Process Heat Recovery (Gas) - HVAC | 0.04178% | 0.018864 | 1.1616 | Industrial_2041_Economic_million_m3_After Competition Groups_Process Heat Recovery (Gas) - HVAC
Industrial | Ind ¦ Process Heat Recovery (Gas) - HVAC | 2041 | Technical | million_m3 | After Competition Groups | 1.1616 | 18864.4155 | 0.018864 | 2810.3996 | 0.00041331 | 28 | Industrial_2041_Technical_million_m3_After Competition Groups_28 | Process Heat Recovery (Gas) - HVAC | 0.04133% | 0.018864 | 1.1616 | Industrial_2041_Technical_million_m3_After Competition Groups_Process Heat Recovery (Gas) - HVAC
Industrial | Ind ¦ Insulation - Steam - Direct | 2041 | Achievable | million_m3 | After Competition Groups | 0.7327 | 5908.269 | 0.0059083 | 2381.5278 | 0.00030766 | 27 | Industrial_2041_Achievable_million_m3_After Competition Groups_27 | Insulation - Steam - Direct | 0.03077% | 0.0059083 | 0.7327 | Industrial_2041_Achievable_million_m3_After Competition Groups_Insulation - Steam - Direct
Industrial | Ind ¦ Insulation - Steam - Direct | 2041 | Economic | million_m3 | After Competition Groups | 0.77438 | 5908.269 | 0.0059083 | 2780.2674 | 0.00027853 | 28 | Industrial_2041_Economic_million_m3_After Competition Groups_28 | Insulation - Steam - Direct | 0.02785% | 0.0059083 | 0.77438 | Industrial_2041_Economic_million_m3_After Competition Groups_Insulation - Steam - Direct
Industrial | Ind ¦ Boiler Tune Up - Direct | 2041 | Achievable | million_m3 | After Competition Groups | 0.65784 | 203467.606 | 0.20347 | 2381.5278 | 0.00027623 | 28 | Industrial_2041_Achievable_million_m3_After Competition Groups_28 | Boiler Tune Up - Direct | 0.02762% | 0.20347 | 0.65784 | Industrial_2041_Achievable_million_m3_After Competition Groups_Boiler Tune Up - Direct
Industrial | Ind ¦ Insulation - Steam - Direct | 2041 | Technical | million_m3 | After Competition Groups | 0.77438 | 5908.269 | 0.0059083 | 2810.3996 | 0.00027554 | 29 | Industrial_2041_Technical_million_m3_After Competition Groups_29 | Insulation - Steam - Direct | 0.02755% | 0.0059083 | 0.77438 | Industrial_2041_Technical_million_m3_After Competition Groups_Insulation - Steam - Direct
Industrial | Ind ¦ Insulation - Steam - HVAC | 2041 | Achievable | million_m3 | After Competition Groups | 0.15667 | 757.5371 | 0.00075754 | 2381.5278 | 6.5787e-05 | 29 | Industrial_2041_Achievable_million_m3_After Competition Groups_29 | Insulation - Steam - HVAC | 0.006579% | 0.00075754 | 0.15667 | Industrial_2041_Achievable_million_m3_After Competition Groups_Insulation - Steam - HVAC
Industrial | Ind ¦ Insulation - Steam - HVAC | 2041 | Economic | million_m3 | After Competition Groups | 0.16104 | 757.5371 | 0.00075754 | 2780.2674 | 5.7923e-05 | 29 | Industrial_2041_Economic_million_m3_After Competition Groups_29 | Insulation - Steam - HVAC | 0.005792% | 0.00075754 | 0.16104 | Industrial_2041_Economic_million_m3_After Competition Groups_Insulation - Steam - HVAC
Industrial | Ind ¦ Insulation - Steam - HVAC | 2041 | Technical | million_m3 | After Competition Groups | 0.16104 | 757.5371 | 0.00075754 | 2810.3996 | 5.7302e-05 | 30 | Industrial_2041_Technical_million_m3_After Competition Groups_30 | Insulation - Steam - HVAC | 0.00573% | 0.00075754 | 0.16104 | Industrial_2041_Technical_million_m3_After Competition Groups_Insulation - Steam - HVAC
Industrial | Ind ¦ Boiler Tune Up - HVAC | 2041 | Economic | million_m3 | After Competition Groups | 0.14641 | 19534.2096 | 0.019534 | 2780.2674 | 5.2661e-05 | 30 | Industrial_2041_Economic_million_m3_After Competition Groups_30 | Boiler Tune Up - HVAC | 0.005266% | 0.019534 | 0.14641 | Industrial_2041_Economic_million_m3_After Competition Groups_Boiler Tune Up - HVAC
Industrial | Ind ¦ Boiler Tune Up - HVAC | 2041 | Technical | million_m3 | After Competition Groups | 0.14641 | 19534.2096 | 0.019534 | 2810.3996 | 5.2096e-05 | 31 | Industrial_2041_Technical_million_m3_After Competition Groups_31 | Boiler Tune Up - HVAC | 0.00521% | 0.019534 | 0.14641 | Industrial_2041_Technical_million_m3_After Competition Groups_Boiler Tune Up - HVAC
Industrial | Ind ¦ Boiler Tune Up - HVAC | 2041 | Achievable | million_m3 | After Competition Groups | 0.065856 | 19534.2096 | 0.019534 | 2381.5278 | 2.7653e-05 | 30 | Industrial_2041_Achievable_million_m3_After Competition Groups_30 | Boiler Tune Up - HVAC | 0.002765% | 0.019534 | 0.065856 | Industrial_2041_Achievable_million_m3_After Competition Groups_Boiler Tune Up - HVAC
Industrial | Ind ¦ Process Heat Improvements | 2042 | Economic | million_m3 | After Competition Groups | 960.4413 | 27364275.6908 | 27.3643 | 2804.5713 | 0.34246 | 1 | Industrial_2042_Economic_million_m3_After Competition Groups_1 | Process Heat Improvements | 34.25% | 27.3643 | 960.4413 | Industrial_2042_Economic_million_m3_After Competition Groups_Process Heat Improvements
Industrial | Ind ¦ Process Heat Improvements | 2042 | Technical | million_m3 | After Competition Groups | 960.4413 | 27364275.6908 | 27.3643 | 2834.7035 | 0.33882 | 1 | Industrial_2042_Technical_million_m3_After Competition Groups_1 | Process Heat Improvements | 33.88% | 27.3643 | 960.4413 | Industrial_2042_Technical_million_m3_After Competition Groups_Process Heat Improvements
Industrial | Ind ¦ Process Heat Improvements | 2042 | Achievable | million_m3 | After Competition Groups | 762.4986 | 27364275.6908 | 27.3643 | 2431.4914 | 0.31359 | 1 | Industrial_2042_Achievable_million_m3_After Competition Groups_1 | Process Heat Improvements | 31.36% | 27.3643 | 762.4986 | Industrial_2042_Achievable_million_m3_After Competition Groups_Process Heat Improvements
Industrial | Ind ¦ Process Heat Recovery (Gas) | 2042 | Achievable | million_m3 | After Competition Groups | 334.9527 | 6624415.4153 | 6.6244 | 2431.4914 | 0.13776 | 2 | Industrial_2042_Achievable_million_m3_After Competition Groups_2 | Process Heat Recovery (Gas) | 13.78% | 6.6244 | 334.9527 | Industrial_2042_Achievable_million_m3_After Competition Groups_Process Heat Recovery (Gas)
Industrial | Ind ¦ Boiler Upgrade | 2042 | Achievable | million_m3 | After Competition Groups | 334.3252 | 14788580.2691 | 14.7886 | 2431.4914 | 0.1375 | 3 | Industrial_2042_Achievable_million_m3_After Competition Groups_3 | Boiler Upgrade | 13.75% | 14.7886 | 334.3252 | Industrial_2042_Achievable_million_m3_After Competition Groups_Boiler Upgrade
Industrial | Ind ¦ Boiler Upgrade | 2042 | Economic | million_m3 | After Competition Groups | 376.596 | 14788580.2691 | 14.7886 | 2804.5713 | 0.13428 | 2 | Industrial_2042_Economic_million_m3_After Competition Groups_2 | Boiler Upgrade | 13.43% | 14.7886 | 376.596 | Industrial_2042_Economic_million_m3_After Competition Groups_Boiler Upgrade
Industrial | Ind ¦ Boiler Upgrade | 2042 | Technical | million_m3 | After Competition Groups | 376.596 | 14788580.2691 | 14.7886 | 2834.7035 | 0.13285 | 2 | Industrial_2042_Technical_million_m3_After Competition Groups_2 | Boiler Upgrade | 13.29% | 14.7886 | 376.596 | Industrial_2042_Technical_million_m3_After Competition Groups_Boiler Upgrade
Industrial | Ind ¦ Process Heat Recovery (Gas) | 2042 | Economic | million_m3 | After Competition Groups | 347.5632 | 6624415.4153 | 6.6244 | 2804.5713 | 0.12393 | 3 | Industrial_2042_Economic_million_m3_After Competition Groups_3 | Process Heat Recovery (Gas) | 12.39% | 6.6244 | 347.5632 | Industrial_2042_Economic_million_m3_After Competition Groups_Process Heat Recovery (Gas)
Industrial | Ind ¦ Process Heat Recovery (Gas) | 2042 | Technical | million_m3 | After Competition Groups | 347.5632 | 6624415.4153 | 6.6244 | 2834.7035 | 0.12261 | 3 | Industrial_2042_Technical_million_m3_After Competition Groups_3 | Process Heat Recovery (Gas) | 12.26% | 6.6244 | 347.5632 | Industrial_2042_Technical_million_m3_After Competition Groups_Process Heat Recovery (Gas)
Industrial | Ind ¦ Recommissioning | 2042 | Achievable | million_m3 | After Competition Groups | 243.7021 | 1765875.3875 | 1.7659 | 2431.4914 | 0.10023 | 4 | Industrial_2042_Achievable_million_m3_After Competition Groups_4 | Recommissioning | 10.02% | 1.7659 | 243.7021 | Industrial_2042_Achievable_million_m3_After Competition Groups_Recommissioning
Industrial | Ind ¦ Recommissioning | 2042 | Economic | million_m3 | After Competition Groups | 252.3014 | 1765875.3875 | 1.7659 | 2804.5713 | 0.089961 | 4 | Industrial_2042_Economic_million_m3_After Competition Groups_4 | Recommissioning | 8.996% | 1.7659 | 252.3014 | Industrial_2042_Economic_million_m3_After Competition Groups_Recommissioning
Industrial | Ind ¦ Recommissioning | 2042 | Technical | million_m3 | After Competition Groups | 252.3014 | 1765875.3875 | 1.7659 | 2834.7035 | 0.089005 | 4 | Industrial_2042_Technical_million_m3_After Competition Groups_4 | Recommissioning | 8.9% | 1.7659 | 252.3014 | Industrial_2042_Technical_million_m3_After Competition Groups_Recommissioning
Industrial | Ind ¦ High Efficiency Burners | 2042 | Economic | million_m3 | After Competition Groups | 181.2619 | 8068533.91 | 8.0685 | 2804.5713 | 0.064631 | 5 | Industrial_2042_Economic_million_m3_After Competition Groups_5 | High Efficiency Burners | 6.463% | 8.0685 | 181.2619 | Industrial_2042_Economic_million_m3_After Competition Groups_High Efficiency Burners
Industrial | Ind ¦ High Efficiency Burners | 2042 | Technical | million_m3 | After Competition Groups | 181.2619 | 8068533.91 | 8.0685 | 2834.7035 | 0.063944 | 5 | Industrial_2042_Technical_million_m3_After Competition Groups_5 | High Efficiency Burners | 6.394% | 8.0685 | 181.2619 | Industrial_2042_Technical_million_m3_After Competition Groups_High Efficiency Burners
Industrial | Ind ¦ Improved Controls -Process Heating Gas | 2042 | Achievable | million_m3 | After Competition Groups | 153.6168 | 1616982.2275 | 1.617 | 2431.4914 | 0.063178 | 5 | Industrial_2042_Achievable_million_m3_After Competition Groups_5 | Improved Controls -Process Heating Gas | 6.318% | 1.617 | 153.6168 | Industrial_2042_Achievable_million_m3_After Competition Groups_Improved Controls -Process Heating Gas
Industrial | Ind ¦ High Efficiency Burners | 2042 | Achievable | million_m3 | After Competition Groups | 144.3986 | 8068533.91 | 8.0685 | 2431.4914 | 0.059387 | 6 | Industrial_2042_Achievable_million_m3_After Competition Groups_6 | High Efficiency Burners | 5.939% | 8.0685 | 144.3986 | Industrial_2042_Achievable_million_m3_After Competition Groups_High Efficiency Burners
Industrial | Ind ¦ Improved Controls -Process Heating Gas | 2042 | Economic | million_m3 | After Competition Groups | 159.4785 | 1616982.2275 | 1.617 | 2804.5713 | 0.056864 | 6 | Industrial_2042_Economic_million_m3_After Competition Groups_6 | Improved Controls -Process Heating Gas | 5.686% | 1.617 | 159.4785 | Industrial_2042_Economic_million_m3_After Competition Groups_Improved Controls -Process Heating Gas
Industrial | Ind ¦ Improved Controls -Process Heating Gas | 2042 | Technical | million_m3 | After Competition Groups | 159.4785 | 1616982.2275 | 1.617 | 2834.7035 | 0.056259 | 6 | Industrial_2042_Technical_million_m3_After Competition Groups_6 | Improved Controls -Process Heating Gas | 5.626% | 1.617 | 159.4785 | Industrial_2042_Technical_million_m3_After Competition Groups_Improved Controls -Process Heating Gas
Industrial | Ind ¦ Greenhouse Envelope Improvements | 2042 | Achievable | million_m3 | After Competition Groups | 101.478 | 224267.6855 | 0.22427 | 2431.4914 | 0.041735 | 7 | Industrial_2042_Achievable_million_m3_After Competition Groups_7 | Greenhouse Envelope Improvements | 4.173% | 0.22427 | 101.478 | Industrial_2042_Achievable_million_m3_After Competition Groups_Greenhouse Envelope Improvements
Industrial | Ind ¦ Greenhouse Envelope Improvements | 2042 | Economic | million_m3 | After Competition Groups | 114.1617 | 224267.6855 | 0.22427 | 2804.5713 | 0.040706 | 7 | Industrial_2042_Economic_million_m3_After Competition Groups_7 | Greenhouse Envelope Improvements | 4.071% | 0.22427 | 114.1617 | Industrial_2042_Economic_million_m3_After Competition Groups_Greenhouse Envelope Improvements
Industrial | Ind ¦ Greenhouse Envelope Improvements | 2042 | Technical | million_m3 | After Competition Groups | 114.1617 | 224267.6855 | 0.22427 | 2834.7035 | 0.040273 | 7 | Industrial_2042_Technical_million_m3_After Competition Groups_7 | Greenhouse Envelope Improvements | 4.027% | 0.22427 | 114.1617 | Industrial_2042_Technical_million_m3_After Competition Groups_Greenhouse Envelope Improvements
Industrial | Ind ¦ Insulation - Steam | 2042 | Achievable | million_m3 | After Competition Groups | 46.2558 | 241024.1884 | 0.24102 | 2431.4914 | 0.019024 | 8 | Industrial_2042_Achievable_million_m3_After Competition Groups_8 | Insulation - Steam | 1.902% | 0.24102 | 46.2558 | Industrial_2042_Achievable_million_m3_After Competition Groups_Insulation - Steam
Industrial | Ind ¦ Boiler Tune Up | 2042 | Economic | million_m3 | After Competition Groups | 49.6965 | 6124448.0395 | 6.1244 | 2804.5713 | 0.01772 | 8 | Industrial_2042_Economic_million_m3_After Competition Groups_8 | Boiler Tune Up | 1.772% | 6.1244 | 49.6965 | Industrial_2042_Economic_million_m3_After Competition Groups_Boiler Tune Up
Industrial | Ind ¦ High Efficiency HVAC Fans (Gas) | 2042 | Achievable | million_m3 | After Competition Groups | 42.6584 | 1769407.4169 | 1.7694 | 2431.4914 | 0.017544 | 9 | Industrial_2042_Achievable_million_m3_After Competition Groups_9 | High Efficiency HVAC Fans (Gas) | 1.754% | 1.7694 | 42.6584 | Industrial_2042_Achievable_million_m3_After Competition Groups_High Efficiency HVAC Fans (Gas)
Industrial | Ind ¦ Boiler Tune Up | 2042 | Technical | million_m3 | After Competition Groups | 49.6965 | 6124448.0395 | 6.1244 | 2834.7035 | 0.017531 | 8 | Industrial_2042_Technical_million_m3_After Competition Groups_8 | Boiler Tune Up | 1.753% | 6.1244 | 49.6965 | Industrial_2042_Technical_million_m3_After Competition Groups_Boiler Tune Up
Industrial | Ind ¦ High Efficiency HVAC Fans (Gas) | 2042 | Economic | million_m3 | After Competition Groups | 48.3292 | 1769407.4169 | 1.7694 | 2804.5713 | 0.017232 | 9 | Industrial_2042_Economic_million_m3_After Competition Groups_9 | High Efficiency HVAC Fans (Gas) | 1.723% | 1.7694 | 48.3292 | Industrial_2042_Economic_million_m3_After Competition Groups_High Efficiency HVAC Fans (Gas)
Industrial | Ind ¦ High Efficiency HVAC Fans (Gas) | 2042 | Technical | million_m3 | After Competition Groups | 48.3292 | 1769407.4169 | 1.7694 | 2834.7035 | 0.017049 | 9 | Industrial_2042_Technical_million_m3_After Competition Groups_9 | High Efficiency HVAC Fans (Gas) | 1.705% | 1.7694 | 48.3292 | Industrial_2042_Technical_million_m3_After Competition Groups_High Efficiency HVAC Fans (Gas)
Industrial | Ind ¦ Insulation - Steam | 2042 | Economic | million_m3 | After Competition Groups | 47.7841 | 241024.1884 | 0.24102 | 2804.5713 | 0.017038 | 10 | Industrial_2042_Economic_million_m3_After Competition Groups_10 | Insulation - Steam | 1.704% | 0.24102 | 47.7841 | Industrial_2042_Economic_million_m3_After Competition Groups_Insulation - Steam
Industrial | Ind ¦ Insulation - Steam | 2042 | Technical | million_m3 | After Competition Groups | 47.7841 | 241024.1884 | 0.24102 | 2834.7035 | 0.016857 | 10 | Industrial_2042_Technical_million_m3_After Competition Groups_10 | Insulation - Steam | 1.686% | 0.24102 | 47.7841 | Industrial_2042_Technical_million_m3_After Competition Groups_Insulation - Steam
Industrial | Ind ¦ VAV Conversion Project (Gas) | 2042 | Achievable | million_m3 | After Competition Groups | 39.6442 | 1123628.9721 | 1.1236 | 2431.4914 | 0.016304 | 10 | Industrial_2042_Achievable_million_m3_After Competition Groups_10 | VAV Conversion Project (Gas) | 1.63% | 1.1236 | 39.6442 | Industrial_2042_Achievable_million_m3_After Competition Groups_VAV Conversion Project (Gas)
Industrial | Ind ¦ VAV Conversion Project (Gas) | 2042 | Economic | million_m3 | After Competition Groups | 41.5813 | 1123628.9721 | 1.1236 | 2804.5713 | 0.014826 | 11 | Industrial_2042_Economic_million_m3_After Competition Groups_11 | VAV Conversion Project (Gas) | 1.483% | 1.1236 | 41.5813 | Industrial_2042_Economic_million_m3_After Competition Groups_VAV Conversion Project (Gas)
Industrial | Ind ¦ VAV Conversion Project (Gas) | 2042 | Technical | million_m3 | After Competition Groups | 41.5813 | 1123628.9721 | 1.1236 | 2834.7035 | 0.014669 | 11 | Industrial_2042_Technical_million_m3_After Competition Groups_11 | VAV Conversion Project (Gas) | 1.467% | 1.1236 | 41.5813 | Industrial_2042_Technical_million_m3_After Competition Groups_VAV Conversion Project (Gas)
Industrial | Ind ¦ Direct Contact Water Heaters | 2042 | Economic | million_m3 | After Competition Groups | 32.325 | 0 | 0 | 2804.5713 | 0.011526 | 12 | Industrial_2042_Economic_million_m3_After Competition Groups_12 | Direct Contact Water Heaters | 1.153% | 0 | 32.325 | Industrial_2042_Economic_million_m3_After Competition Groups_Direct Contact Water Heaters
Industrial | Ind ¦ Direct Contact Water Heaters | 2042 | Achievable | million_m3 | After Competition Groups | 27.7712 | 0 | 0 | 2431.4914 | 0.011421 | 11 | Industrial_2042_Achievable_million_m3_After Competition Groups_11 | Direct Contact Water Heaters | 1.142% | 0 | 27.7712 | Industrial_2042_Achievable_million_m3_After Competition Groups_Direct Contact Water Heaters
Industrial | Ind ¦ Direct Contact Water Heaters | 2042 | Technical | million_m3 | After Competition Groups | 32.325 | 0 | 0 | 2834.7035 | 0.011403 | 12 | Industrial_2042_Technical_million_m3_After Competition Groups_12 | Direct Contact Water Heaters | 1.14% | 0 | 32.325 | Industrial_2042_Technical_million_m3_After Competition Groups_Direct Contact Water Heaters
Industrial | Ind ¦ HE HVAC Controls | 2042 | Achievable | million_m3 | After Competition Groups | 26.5373 | 684611.3976 | 0.68461 | 2431.4914 | 0.010914 | 12 | Industrial_2042_Achievable_million_m3_After Competition Groups_12 | HE HVAC Controls | 1.091% | 0.68461 | 26.5373 | Industrial_2042_Achievable_million_m3_After Competition Groups_HE HVAC Controls
Industrial | Ind ¦ Loading Dock Seals | 2042 | Achievable | million_m3 | After Competition Groups | 26.3131 | 1529295.2144 | 1.5293 | 2431.4914 | 0.010822 | 13 | Industrial_2042_Achievable_million_m3_After Competition Groups_13 | Loading Dock Seals | 1.082% | 1.5293 | 26.3131 | Industrial_2042_Achievable_million_m3_After Competition Groups_Loading Dock Seals
Industrial | Ind ¦ Steam Leak Repairs | 2042 | Technical | million_m3 | After Competition Groups | 30.1322 | 0 | 0 | 2834.7035 | 0.01063 | 13 | Industrial_2042_Technical_million_m3_After Competition Groups_13 | Steam Leak Repairs | 1.063% | 0 | 30.1322 | Industrial_2042_Technical_million_m3_After Competition Groups_Steam Leak Repairs
Industrial | Ind ¦ Boiler Tune Up | 2042 | Achievable | million_m3 | After Competition Groups | 23.6256 | 6124448.0395 | 6.1244 | 2431.4914 | 0.0097165 | 14 | Industrial_2042_Achievable_million_m3_After Competition Groups_14 | Boiler Tune Up | 0.9717% | 6.1244 | 23.6256 | Industrial_2042_Achievable_million_m3_After Competition Groups_Boiler Tune Up
Industrial | Ind ¦ HE HVAC Controls | 2042 | Economic | million_m3 | After Competition Groups | 27.1925 | 684611.3976 | 0.68461 | 2804.5713 | 0.0096958 | 13 | Industrial_2042_Economic_million_m3_After Competition Groups_13 | HE HVAC Controls | 0.9696% | 0.68461 | 27.1925 | Industrial_2042_Economic_million_m3_After Competition Groups_HE HVAC Controls
Industrial | Ind ¦ Loading Dock Seals | 2042 | Economic | million_m3 | After Competition Groups | 27.1925 | 1529295.2144 | 1.5293 | 2804.5713 | 0.0096958 | 14 | Industrial_2042_Economic_million_m3_After Competition Groups_14 | Loading Dock Seals | 0.9696% | 1.5293 | 27.1925 | Industrial_2042_Economic_million_m3_After Competition Groups_Loading Dock Seals
Industrial | Ind ¦ HE HVAC Controls | 2042 | Technical | million_m3 | After Competition Groups | 27.1925 | 684611.3976 | 0.68461 | 2834.7035 | 0.0095927 | 14 | Industrial_2042_Technical_million_m3_After Competition Groups_14 | HE HVAC Controls | 0.9593% | 0.68461 | 27.1925 | Industrial_2042_Technical_million_m3_After Competition Groups_HE HVAC Controls
Industrial | Ind ¦ Loading Dock Seals | 2042 | Technical | million_m3 | After Competition Groups | 27.1925 | 1529295.2144 | 1.5293 | 2834.7035 | 0.0095927 | 15 | Industrial_2042_Technical_million_m3_After Competition Groups_15 | Loading Dock Seals | 0.9593% | 1.5293 | 27.1925 | Industrial_2042_Technical_million_m3_After Competition Groups_Loading Dock Seals
Industrial | Ind ¦ Insulation - Steam (AG) | 2042 | Achievable | million_m3 | After Competition Groups | 22.4231 | 82025.4751 | 0.082025 | 2431.4914 | 0.0092219 | 15 | Industrial_2042_Achievable_million_m3_After Competition Groups_15 | Insulation - Steam (AG) | 0.9222% | 0.082025 | 22.4231 | Industrial_2042_Achievable_million_m3_After Competition Groups_Insulation - Steam (AG)
Industrial | Ind ¦ Steam Trap Repair | 2042 | Achievable | million_m3 | After Competition Groups | 22.121 | 584813.7547 | 0.58481 | 2431.4914 | 0.0090977 | 16 | Industrial_2042_Achievable_million_m3_After Competition Groups_16 | Steam Trap Repair | 0.9098% | 0.58481 | 22.121 | Industrial_2042_Achievable_million_m3_After Competition Groups_Steam Trap Repair
Industrial | Ind ¦ Steam Trap Repair | 2042 | Economic | million_m3 | After Competition Groups | 22.8723 | 584813.7547 | 0.58481 | 2804.5713 | 0.0081554 | 15 | Industrial_2042_Economic_million_m3_After Competition Groups_15 | Steam Trap Repair | 0.8155% | 0.58481 | 22.8723 | Industrial_2042_Economic_million_m3_After Competition Groups_Steam Trap Repair
Industrial | Ind ¦ Steam Trap Repair | 2042 | Technical | million_m3 | After Competition Groups | 22.8723 | 584813.7547 | 0.58481 | 2834.7035 | 0.0080687 | 16 | Industrial_2042_Technical_million_m3_After Competition Groups_16 | Steam Trap Repair | 0.8069% | 0.58481 | 22.8723 | Industrial_2042_Technical_million_m3_After Competition Groups_Steam Trap Repair
Industrial | Ind ¦ High Efficiency Furnaces | 2042 | Economic | million_m3 | After Competition Groups | 20.8655 | 3010690.0712 | 3.0107 | 2804.5713 | 0.0074398 | 16 | Industrial_2042_Economic_million_m3_After Competition Groups_16 | High Efficiency Furnaces | 0.744% | 3.0107 | 20.8655 | Industrial_2042_Economic_million_m3_After Competition Groups_High Efficiency Furnaces
Industrial | Ind ¦ High Efficiency Furnaces | 2042 | Technical | million_m3 | After Competition Groups | 20.8655 | 3010690.0712 | 3.0107 | 2834.7035 | 0.0073607 | 17 | Industrial_2042_Technical_million_m3_After Competition Groups_17 | High Efficiency Furnaces | 0.7361% | 3.0107 | 20.8655 | Industrial_2042_Technical_million_m3_After Competition Groups_High Efficiency Furnaces
Industrial | Ind ¦ Insulation - Steam (AG) | 2042 | Economic | million_m3 | After Competition Groups | 20.1992 | 82025.4751 | 0.082025 | 2804.5713 | 0.0072022 | 17 | Industrial_2042_Economic_million_m3_After Competition Groups_17 | Insulation - Steam (AG) | 0.7202% | 0.082025 | 20.1992 | Industrial_2042_Economic_million_m3_After Competition Groups_Insulation - Steam (AG)
Industrial | Ind ¦ Insulation - Steam (AG) | 2042 | Technical | million_m3 | After Competition Groups | 20.1992 | 82025.4751 | 0.082025 | 2834.7035 | 0.0071257 | 18 | Industrial_2042_Technical_million_m3_After Competition Groups_18 | Insulation - Steam (AG) | 0.7126% | 0.082025 | 20.1992 | Industrial_2042_Technical_million_m3_After Competition Groups_Insulation - Steam (AG)
Industrial | Ind ¦ Air Compressor Heat Recovery | 2042 | Achievable | million_m3 | After Competition Groups | 16.997 | 199573.1391 | 0.19957 | 2431.4914 | 0.0069904 | 17 | Industrial_2042_Achievable_million_m3_After Competition Groups_17 | Air Compressor Heat Recovery | 0.699% | 0.19957 | 16.997 | Industrial_2042_Achievable_million_m3_After Competition Groups_Air Compressor Heat Recovery
Industrial | Ind ¦ High Efficiency Furnaces | 2042 | Achievable | million_m3 | After Competition Groups | 16.5109 | 3010690.0712 | 3.0107 | 2431.4914 | 0.0067904 | 18 | Industrial_2042_Achievable_million_m3_After Competition Groups_18 | High Efficiency Furnaces | 0.679% | 3.0107 | 16.5109 | Industrial_2042_Achievable_million_m3_After Competition Groups_High Efficiency Furnaces
Industrial | Ind ¦ Air Compressor Heat Recovery | 2042 | Economic | million_m3 | After Competition Groups | 17.5168 | 199573.1391 | 0.19957 | 2804.5713 | 0.0062458 | 18 | Industrial_2042_Economic_million_m3_After Competition Groups_18 | Air Compressor Heat Recovery | 0.6246% | 0.19957 | 17.5168 | Industrial_2042_Economic_million_m3_After Competition Groups_Air Compressor Heat Recovery
Industrial | Ind ¦ Air Compressor Heat Recovery | 2042 | Technical | million_m3 | After Competition Groups | 17.5168 | 199573.1391 | 0.19957 | 2834.7035 | 0.0061794 | 19 | Industrial_2042_Technical_million_m3_After Competition Groups_19 | Air Compressor Heat Recovery | 0.6179% | 0.19957 | 17.5168 | Industrial_2042_Technical_million_m3_After Competition Groups_Air Compressor Heat Recovery
Industrial | Ind ¦ Steam Turbine Optimization | 2042 | Achievable | million_m3 | After Competition Groups | 10.7452 | 188735.3185 | 0.18874 | 2431.4914 | 0.0044192 | 19 | Industrial_2042_Achievable_million_m3_After Competition Groups_19 | Steam Turbine Optimization | 0.4419% | 0.18874 | 10.7452 | Industrial_2042_Achievable_million_m3_After Competition Groups_Steam Turbine Optimization
Industrial | Ind ¦ Steam Turbine Optimization | 2042 | Economic | million_m3 | After Competition Groups | 11.2426 | 188735.3185 | 0.18874 | 2804.5713 | 0.0040087 | 19 | Industrial_2042_Economic_million_m3_After Competition Groups_19 | Steam Turbine Optimization | 0.4009% | 0.18874 | 11.2426 | Industrial_2042_Economic_million_m3_After Competition Groups_Steam Turbine Optimization
Industrial | Ind ¦ Steam Turbine Optimization | 2042 | Technical | million_m3 | After Competition Groups | 11.2426 | 188735.3185 | 0.18874 | 2834.7035 | 0.0039661 | 20 | Industrial_2042_Technical_million_m3_After Competition Groups_20 | Steam Turbine Optimization | 0.3966% | 0.18874 | 11.2426 | Industrial_2042_Technical_million_m3_After Competition Groups_Steam Turbine Optimization
Industrial | Ind ¦ Process Optimization (Gas) | 2042 | Economic | million_m3 | After Competition Groups | 10.2948 | 204460.7201 | 0.20446 | 2804.5713 | 0.0036707 | 20 | Industrial_2042_Economic_million_m3_After Competition Groups_20 | Process Optimization (Gas) | 0.3671% | 0.20446 | 10.2948 | Industrial_2042_Economic_million_m3_After Competition Groups_Process Optimization (Gas)
Industrial | Ind ¦ Process Optimization (Gas) | 2042 | Technical | million_m3 | After Competition Groups | 10.2948 | 204460.7201 | 0.20446 | 2834.7035 | 0.0036317 | 21 | Industrial_2042_Technical_million_m3_After Competition Groups_21 | Process Optimization (Gas) | 0.3632% | 0.20446 | 10.2948 | Industrial_2042_Technical_million_m3_After Competition Groups_Process Optimization (Gas)
Industrial | Ind ¦ HE Stock Tank | 2042 | Economic | million_m3 | After Competition Groups | 9.9905 | 106937.7782 | 0.10694 | 2804.5713 | 0.0035622 | 21 | Industrial_2042_Economic_million_m3_After Competition Groups_21 | HE Stock Tank | 0.3562% | 0.10694 | 9.9905 | Industrial_2042_Economic_million_m3_After Competition Groups_HE Stock Tank
Industrial | Ind ¦ HE Stock Tank | 2042 | Technical | million_m3 | After Competition Groups | 9.9905 | 106937.7782 | 0.10694 | 2834.7035 | 0.0035243 | 22 | Industrial_2042_Technical_million_m3_After Competition Groups_22 | HE Stock Tank | 0.3524% | 0.10694 | 9.9905 | Industrial_2042_Technical_million_m3_After Competition Groups_HE Stock Tank
Industrial | Ind ¦ Gas Turbine Optimization | 2042 | Achievable | million_m3 | After Competition Groups | 8.0589 | 141551.4889 | 0.14155 | 2431.4914 | 0.0033144 | 20 | Industrial_2042_Achievable_million_m3_After Competition Groups_20 | Gas Turbine Optimization | 0.3314% | 0.14155 | 8.0589 | Industrial_2042_Achievable_million_m3_After Competition Groups_Gas Turbine Optimization
Industrial | Ind ¦ HE Stock Tank | 2042 | Achievable | million_m3 | After Competition Groups | 7.9101 | 106937.7782 | 0.10694 | 2431.4914 | 0.0032532 | 21 | Industrial_2042_Achievable_million_m3_After Competition Groups_21 | HE Stock Tank | 0.3253% | 0.10694 | 7.9101 | Industrial_2042_Achievable_million_m3_After Competition Groups_HE Stock Tank
Industrial | Ind ¦ Gas Turbine Optimization | 2042 | Economic | million_m3 | After Competition Groups | 8.432 | 141551.4889 | 0.14155 | 2804.5713 | 0.0030065 | 22 | Industrial_2042_Economic_million_m3_After Competition Groups_22 | Gas Turbine Optimization | 0.3007% | 0.14155 | 8.432 | Industrial_2042_Economic_million_m3_After Competition Groups_Gas Turbine Optimization
Industrial | Ind ¦ Gas Turbine Optimization | 2042 | Technical | million_m3 | After Competition Groups | 8.432 | 141551.4889 | 0.14155 | 2834.7035 | 0.0029746 | 23 | Industrial_2042_Technical_million_m3_After Competition Groups_23 | Gas Turbine Optimization | 0.2975% | 0.14155 | 8.432 | Industrial_2042_Technical_million_m3_After Competition Groups_Gas Turbine Optimization
Industrial | Ind ¦ Solar Walls | 2042 | Achievable | million_m3 | After Competition Groups | 5.3476 | 256687.9674 | 0.25669 | 2431.4914 | 0.0021993 | 22 | Industrial_2042_Achievable_million_m3_After Competition Groups_22 | Solar Walls | 0.2199% | 0.25669 | 5.3476 | Industrial_2042_Achievable_million_m3_After Competition Groups_Solar Walls
Industrial | Ind ¦ Ventilation Optimization (Gas) | 2042 | Achievable | million_m3 | After Competition Groups | 5.31 | 0 | 0 | 2431.4914 | 0.0021838 | 23 | Industrial_2042_Achievable_million_m3_After Competition Groups_23 | Ventilation Optimization (Gas) | 0.2184% | 0 | 5.31 | Industrial_2042_Achievable_million_m3_After Competition Groups_Ventilation Optimization (Gas)
Industrial | Ind ¦ Solar Walls | 2042 | Economic | million_m3 | After Competition Groups | 5.6089 | 256687.9674 | 0.25669 | 2804.5713 | 0.0019999 | 23 | Industrial_2042_Economic_million_m3_After Competition Groups_23 | Solar Walls | 0.2% | 0.25669 | 5.6089 | Industrial_2042_Economic_million_m3_After Competition Groups_Solar Walls
Industrial | Ind ¦ Solar Walls | 2042 | Technical | million_m3 | After Competition Groups | 5.6089 | 256687.9674 | 0.25669 | 2834.7035 | 0.0019787 | 24 | Industrial_2042_Technical_million_m3_After Competition Groups_24 | Solar Walls | 0.1979% | 0.25669 | 5.6089 | Industrial_2042_Technical_million_m3_After Competition Groups_Solar Walls
Industrial | Ind ¦ Ventilation Optimization (Gas) | 2042 | Economic | million_m3 | After Competition Groups | 5.4508 | 0 | 0 | 2804.5713 | 0.0019436 | 24 | Industrial_2042_Economic_million_m3_After Competition Groups_24 | Ventilation Optimization (Gas) | 0.1944% | 0 | 5.4508 | Industrial_2042_Economic_million_m3_After Competition Groups_Ventilation Optimization (Gas)
Industrial | Ind ¦ Ventilation Optimization (Gas) | 2042 | Technical | million_m3 | After Competition Groups | 5.4508 | 0 | 0 | 2834.7035 | 0.0019229 | 25 | Industrial_2042_Technical_million_m3_After Competition Groups_25 | Ventilation Optimization (Gas) | 0.1923% | 0 | 5.4508 | Industrial_2042_Technical_million_m3_After Competition Groups_Ventilation Optimization (Gas)
Industrial | Ind ¦ Process Optimization (Gas) | 2042 | Achievable | million_m3 | After Competition Groups | 3.4594 | 204460.7201 | 0.20446 | 2431.4914 | 0.0014227 | 24 | Industrial_2042_Achievable_million_m3_After Competition Groups_24 | Process Optimization (Gas) | 0.1423% | 0.20446 | 3.4594 | Industrial_2042_Achievable_million_m3_After Competition Groups_Process Optimization (Gas)
Industrial | Ind ¦ HE HVAC Units | 2042 | Economic | million_m3 | After Competition Groups | 2.2573 | 194078.2254 | 0.19408 | 2804.5713 | 0.00080488 | 25 | Industrial_2042_Economic_million_m3_After Competition Groups_25 | HE HVAC Units | 0.08049% | 0.19408 | 2.2573 | Industrial_2042_Economic_million_m3_After Competition Groups_HE HVAC Units
Industrial | Ind ¦ HE HVAC Units | 2042 | Achievable | million_m3 | After Competition Groups | 1.9398 | 194078.2254 | 0.19408 | 2431.4914 | 0.00079777 | 25 | Industrial_2042_Achievable_million_m3_After Competition Groups_25 | HE HVAC Units | 0.07978% | 0.19408 | 1.9398 | Industrial_2042_Achievable_million_m3_After Competition Groups_HE HVAC Units
Industrial | Ind ¦ HE HVAC Units | 2042 | Technical | million_m3 | After Competition Groups | 2.2573 | 194078.2254 | 0.19408 | 2834.7035 | 0.00079632 | 26 | Industrial_2042_Technical_million_m3_After Competition Groups_26 | HE HVAC Units | 0.07963% | 0.19408 | 2.2573 | Industrial_2042_Technical_million_m3_After Competition Groups_HE HVAC Units
Industrial | Ind ¦ Boiler Tune Up - Direct | 2042 | Economic | million_m3 | After Competition Groups | 1.6921 | 203224.4392 | 0.20322 | 2804.5713 | 0.00060333 | 26 | Industrial_2042_Economic_million_m3_After Competition Groups_26 | Boiler Tune Up - Direct | 0.06033% | 0.20322 | 1.6921 | Industrial_2042_Economic_million_m3_After Competition Groups_Boiler Tune Up - Direct
Industrial | Ind ¦ Boiler Tune Up - Direct | 2042 | Technical | million_m3 | After Competition Groups | 1.6921 | 203224.4392 | 0.20322 | 2834.7035 | 0.00059692 | 27 | Industrial_2042_Technical_million_m3_After Competition Groups_27 | Boiler Tune Up - Direct | 0.05969% | 0.20322 | 1.6921 | Industrial_2042_Technical_million_m3_After Competition Groups_Boiler Tune Up - Direct
Industrial | Ind ¦ Process Heat Recovery (Gas) - HVAC | 2042 | Achievable | million_m3 | After Competition Groups | 1.1383 | 14376.158 | 0.014376 | 2431.4914 | 0.00046814 | 26 | Industrial_2042_Achievable_million_m3_After Competition Groups_26 | Process Heat Recovery (Gas) - HVAC | 0.04681% | 0.014376 | 1.1383 | Industrial_2042_Achievable_million_m3_After Competition Groups_Process Heat Recovery (Gas) - HVAC
Industrial | Ind ¦ Process Heat Recovery (Gas) - HVAC | 2042 | Economic | million_m3 | After Competition Groups | 1.1616 | 14376.158 | 0.014376 | 2804.5713 | 0.00041417 | 27 | Industrial_2042_Economic_million_m3_After Competition Groups_27 | Process Heat Recovery (Gas) - HVAC | 0.04142% | 0.014376 | 1.1616 | Industrial_2042_Economic_million_m3_After Competition Groups_Process Heat Recovery (Gas) - HVAC
Industrial | Ind ¦ Process Heat Recovery (Gas) - HVAC | 2042 | Technical | million_m3 | After Competition Groups | 1.1616 | 14376.158 | 0.014376 | 2834.7035 | 0.00040977 | 28 | Industrial_2042_Technical_million_m3_After Competition Groups_28 | Process Heat Recovery (Gas) - HVAC | 0.04098% | 0.014376 | 1.1616 | Industrial_2042_Technical_million_m3_After Competition Groups_Process Heat Recovery (Gas) - HVAC
Industrial | Ind ¦ Boiler Tune Up - Direct | 2042 | Achievable | million_m3 | After Competition Groups | 0.77596 | 203224.4392 | 0.20322 | 2431.4914 | 0.00031913 | 27 | Industrial_2042_Achievable_million_m3_After Competition Groups_27 | Boiler Tune Up - Direct | 0.03191% | 0.20322 | 0.77596 | Industrial_2042_Achievable_million_m3_After Competition Groups_Boiler Tune Up - Direct
Industrial | Ind ¦ Insulation - Steam - Direct | 2042 | Achievable | million_m3 | After Competition Groups | 0.74208 | 4751.2227 | 0.0047512 | 2431.4914 | 0.0003052 | 28 | Industrial_2042_Achievable_million_m3_After Competition Groups_28 | Insulation - Steam - Direct | 0.03052% | 0.0047512 | 0.74208 | Industrial_2042_Achievable_million_m3_After Competition Groups_Insulation - Steam - Direct
Industrial | Ind ¦ Insulation - Steam - Direct | 2042 | Economic | million_m3 | After Competition Groups | 0.77438 | 4751.2227 | 0.0047512 | 2804.5713 | 0.00027611 | 28 | Industrial_2042_Economic_million_m3_After Competition Groups_28 | Insulation - Steam - Direct | 0.02761% | 0.0047512 | 0.77438 | Industrial_2042_Economic_million_m3_After Competition Groups_Insulation - Steam - Direct
Industrial | Ind ¦ Insulation - Steam - Direct | 2042 | Technical | million_m3 | After Competition Groups | 0.77438 | 4751.2227 | 0.0047512 | 2834.7035 | 0.00027318 | 29 | Industrial_2042_Technical_million_m3_After Competition Groups_29 | Insulation - Steam - Direct | 0.02732% | 0.0047512 | 0.77438 | Industrial_2042_Technical_million_m3_After Competition Groups_Insulation - Steam - Direct
Industrial | Ind ¦ Insulation - Steam - HVAC | 2042 | Achievable | million_m3 | After Competition Groups | 0.15781 | 577.2979 | 0.0005773 | 2431.4914 | 6.4904e-05 | 29 | Industrial_2042_Achievable_million_m3_After Competition Groups_29 | Insulation - Steam - HVAC | 0.00649% | 0.0005773 | 0.15781 | Industrial_2042_Achievable_million_m3_After Competition Groups_Insulation - Steam - HVAC
Industrial | Ind ¦ Insulation - Steam - HVAC | 2042 | Economic | million_m3 | After Competition Groups | 0.16104 | 577.2979 | 0.0005773 | 2804.5713 | 5.7421e-05 | 29 | Industrial_2042_Economic_million_m3_After Competition Groups_29 | Insulation - Steam - HVAC | 0.005742% | 0.0005773 | 0.16104 | Industrial_2042_Economic_million_m3_After Competition Groups_Insulation - Steam - HVAC
Industrial | Ind ¦ Insulation - Steam - HVAC | 2042 | Technical | million_m3 | After Competition Groups | 0.16104 | 577.2979 | 0.0005773 | 2834.7035 | 5.6811e-05 | 30 | Industrial_2042_Technical_million_m3_After Competition Groups_30 | Insulation - Steam - HVAC | 0.005681% | 0.0005773 | 0.16104 | Industrial_2042_Technical_million_m3_After Competition Groups_Insulation - Steam - HVAC
Industrial | Ind ¦ Boiler Tune Up - HVAC | 2042 | Economic | million_m3 | After Competition Groups | 0.14641 | 18791.336 | 0.018791 | 2804.5713 | 5.2205e-05 | 30 | Industrial_2042_Economic_million_m3_After Competition Groups_30 | Boiler Tune Up - HVAC | 0.00522% | 0.018791 | 0.14641 | Industrial_2042_Economic_million_m3_After Competition Groups_Boiler Tune Up - HVAC
Industrial | Ind ¦ Boiler Tune Up - HVAC | 2042 | Technical | million_m3 | After Competition Groups | 0.14641 | 18791.336 | 0.018791 | 2834.7035 | 5.165e-05 | 31 | Industrial_2042_Technical_million_m3_After Competition Groups_31 | Boiler Tune Up - HVAC | 0.005165% | 0.018791 | 0.14641 | Industrial_2042_Technical_million_m3_After Competition Groups_Boiler Tune Up - HVAC
Industrial | Ind ¦ Boiler Tune Up - HVAC | 2042 | Achievable | million_m3 | After Competition Groups | 0.076778 | 18791.336 | 0.018791 | 2431.4914 | 3.1577e-05 | 30 | Industrial_2042_Achievable_million_m3_After Competition Groups_30 | Boiler Tune Up - HVAC | 0.003158% | 0.018791 | 0.076778 | Industrial_2042_Achievable_million_m3_After Competition Groups_Boiler Tune Up - HVAC
Industrial | Ind ¦ Air Leak Survey and Repair | 2023 | Economic | MW | After Competition Groups | 71.4065 | 0 | 0 | 369.3637 | 0.19332 | 1 | Industrial_2023_Economic_MW_After Competition Groups_1 | Air Leak Survey and Repair | 19.33% | 0 | 71.4065 | Industrial_2023_Economic_MW_After Competition Groups_Air Leak Survey and Repair
Industrial | Ind ¦ Pump System Optimization | 2023 | Achievable | MW | After Competition Groups | 3.5492 | 0 | 0 | 22.8993 | 0.15499 | 1 | Industrial_2023_Achievable_MW_After Competition Groups_1 | Pump System Optimization | 15.5% | 0 | 3.5492 | Industrial_2023_Achievable_MW_After Competition Groups_Pump System Optimization
Industrial | Ind ¦ Recommissioning | 2023 | Economic | MW | After Competition Groups | 55.6979 | 0 | 0 | 369.3637 | 0.15079 | 2 | Industrial_2023_Economic_MW_After Competition Groups_2 | Recommissioning | 15.08% | 0 | 55.6979 | Industrial_2023_Economic_MW_After Competition Groups_Recommissioning
Industrial | Ind ¦ SEM | 2023 | Economic | MW | After Competition Groups | 55.6979 | 0 | 0 | 369.3637 | 0.15079 | 3 | Industrial_2023_Economic_MW_After Competition Groups_3 | SEM | 15.08% | 0 | 55.6979 | Industrial_2023_Economic_MW_After Competition Groups_SEM
Industrial | Ind ¦ Air Leak Survey and Repair | 2023 | Achievable | MW | After Competition Groups | 3.0943 | 0 | 0 | 22.8993 | 0.13513 | 2 | Industrial_2023_Achievable_MW_After Competition Groups_2 | Air Leak Survey and Repair | 13.51% | 0 | 3.0943 | Industrial_2023_Achievable_MW_After Competition Groups_Air Leak Survey and Repair
Industrial | Ind ¦ Air Compressor Optimization | 2023 | Achievable | MW | After Competition Groups | 2.7339 | 0 | 0 | 22.8993 | 0.11939 | 3 | Industrial_2023_Achievable_MW_After Competition Groups_3 | Air Compressor Optimization | 11.94% | 0 | 2.7339 | Industrial_2023_Achievable_MW_After Competition Groups_Air Compressor Optimization
Industrial | Ind ¦ Air Leak Survey and Repair | 2023 | Technical | MW | After Competition Groups | 71.4065 | 0 | 0 | 605.9672 | 0.11784 | 1 | Industrial_2023_Technical_MW_After Competition Groups_1 | Air Leak Survey and Repair | 11.78% | 0 | 71.4065 | Industrial_2023_Technical_MW_After Competition Groups_Air Leak Survey and Repair
Industrial | Ind ¦ Recommissioning | 2023 | Achievable | MW | After Competition Groups | 2.4251 | 0 | 0 | 22.8993 | 0.1059 | 4 | Industrial_2023_Achievable_MW_After Competition Groups_4 | Recommissioning | 10.59% | 0 | 2.4251 | Industrial_2023_Achievable_MW_After Competition Groups_Recommissioning
Industrial | Ind ¦ SEM | 2023 | Achievable | MW | After Competition Groups | 2.4251 | 0 | 0 | 22.8993 | 0.1059 | 5 | Industrial_2023_Achievable_MW_After Competition Groups_5 | SEM | 10.59% | 0 | 2.4251 | Industrial_2023_Achievable_MW_After Competition Groups_SEM
Industrial | Ind ¦ Pump System Optimization | 2023 | Technical | MW | After Competition Groups | 61.6357 | 0 | 0 | 605.9672 | 0.10171 | 2 | Industrial_2023_Technical_MW_After Competition Groups_2 | Pump System Optimization | 10.17% | 0 | 61.6357 | Industrial_2023_Technical_MW_After Competition Groups_Pump System Optimization
Industrial | Ind ¦ Air Compressor Optimization | 2023 | Economic | MW | After Competition Groups | 36.6106 | 0 | 0 | 369.3637 | 0.099118 | 4 | Industrial_2023_Economic_MW_After Competition Groups_4 | Air Compressor Optimization | 9.912% | 0 | 36.6106 | Industrial_2023_Economic_MW_After Competition Groups_Air Compressor Optimization
Industrial | Ind ¦ HE Lighting | 2023 | Technical | MW | After Competition Groups | 57.9038 | 0 | 0 | 605.9672 | 0.095556 | 3 | Industrial_2023_Technical_MW_After Competition Groups_3 | HE Lighting | 9.556% | 0 | 57.9038 | Industrial_2023_Technical_MW_After Competition Groups_HE Lighting
Industrial | Ind ¦ Recommissioning | 2023 | Technical | MW | After Competition Groups | 55.6979 | 0 | 0 | 605.9672 | 0.091916 | 4 | Industrial_2023_Technical_MW_After Competition Groups_4 | Recommissioning | 9.192% | 0 | 55.6979 | Industrial_2023_Technical_MW_After Competition Groups_Recommissioning
Industrial | Ind ¦ SEM | 2023 | Technical | MW | After Competition Groups | 55.6979 | 0 | 0 | 605.9672 | 0.091916 | 5 | Industrial_2023_Technical_MW_After Competition Groups_5 | SEM | 9.192% | 0 | 55.6979 | Industrial_2023_Technical_MW_After Competition Groups_SEM
Industrial | Ind ¦ Efficient Compressed Air Nozzles | 2023 | Economic | MW | After Competition Groups | 30.9474 | 0 | 0 | 369.3637 | 0.083786 | 5 | Industrial_2023_Economic_MW_After Competition Groups_5 | Efficient Compressed Air Nozzles | 8.379% | 0 | 30.9474 | Industrial_2023_Economic_MW_After Competition Groups_Efficient Compressed Air Nozzles
Industrial | Ind ¦ Pump Equipment Upgrade | 2023 | Achievable | MW | After Competition Groups | 1.6669 | 0 | 0 | 22.8993 | 0.072792 | 6 | Industrial_2023_Achievable_MW_After Competition Groups_6 | Pump Equipment Upgrade | 7.279% | 0 | 1.6669 | Industrial_2023_Achievable_MW_After Competition Groups_Pump Equipment Upgrade
Industrial | Ind ¦ Air Compressor Optimization | 2023 | Technical | MW | After Competition Groups | 36.6106 | 0 | 0 | 605.9672 | 0.060417 | 6 | Industrial_2023_Technical_MW_After Competition Groups_6 | Air Compressor Optimization | 6.042% | 0 | 36.6106 | Industrial_2023_Technical_MW_After Competition Groups_Air Compressor Optimization
Industrial | Ind ¦ High Efficiency HVAC Fans | 2023 | Achievable | MW | After Competition Groups | 1.3703 | 0 | 0 | 22.8993 | 0.059839 | 7 | Industrial_2023_Achievable_MW_After Competition Groups_7 | High Efficiency HVAC Fans | 5.984% | 0 | 1.3703 | Industrial_2023_Achievable_MW_After Competition Groups_High Efficiency HVAC Fans
Industrial | Ind ¦ High Efficiency HVAC Fans | 2023 | Economic | MW | After Competition Groups | 20.9286 | 0 | 0 | 369.3637 | 0.056661 | 6 | Industrial_2023_Economic_MW_After Competition Groups_6 | High Efficiency HVAC Fans | 5.666% | 0 | 20.9286 | Industrial_2023_Economic_MW_After Competition Groups_High Efficiency HVAC Fans
Industrial | Ind ¦ Process Optimization (Elec) | 2023 | Economic | MW | After Competition Groups | 20.5956 | 0 | 0 | 369.3637 | 0.05576 | 7 | Industrial_2023_Economic_MW_After Competition Groups_7 | Process Optimization (Elec) | 5.576% | 0 | 20.5956 | Industrial_2023_Economic_MW_After Competition Groups_Process Optimization (Elec)
Industrial | Ind ¦ Greenhouse Grow Lights | 2023 | Technical | MW | After Competition Groups | 32.0201 | 0 | 0 | 605.9672 | 0.052841 | 7 | Industrial_2023_Technical_MW_After Competition Groups_7 | Greenhouse Grow Lights | 5.284% | 0 | 32.0201 | Industrial_2023_Technical_MW_After Competition Groups_Greenhouse Grow Lights
Industrial | Ind ¦ Efficient Compressed Air Nozzles | 2023 | Achievable | MW | After Competition Groups | 1.1981 | 0 | 0 | 22.8993 | 0.052319 | 8 | Industrial_2023_Achievable_MW_After Competition Groups_8 | Efficient Compressed Air Nozzles | 5.232% | 0 | 1.1981 | Industrial_2023_Achievable_MW_After Competition Groups_Efficient Compressed Air Nozzles
Industrial | Ind ¦ Pump Equipment Upgrade | 2023 | Technical | MW | After Competition Groups | 31.3996 | 0 | 0 | 605.9672 | 0.051817 | 8 | Industrial_2023_Technical_MW_After Competition Groups_8 | Pump Equipment Upgrade | 5.182% | 0 | 31.3996 | Industrial_2023_Technical_MW_After Competition Groups_Pump Equipment Upgrade
Industrial | Ind ¦ Efficient Compressed Air Nozzles | 2023 | Technical | MW | After Competition Groups | 30.9474 | 0 | 0 | 605.9672 | 0.051071 | 9 | Industrial_2023_Technical_MW_After Competition Groups_9 | Efficient Compressed Air Nozzles | 5.107% | 0 | 30.9474 | Industrial_2023_Technical_MW_After Competition Groups_Efficient Compressed Air Nozzles
Industrial | Ind ¦ Improved Controls - Process Cooling | 2023 | Economic | MW | After Competition Groups | 15.8778 | 0 | 0 | 369.3637 | 0.042987 | 8 | Industrial_2023_Economic_MW_After Competition Groups_8 | Improved Controls - Process Cooling | 4.299% | 0 | 15.8778 | Industrial_2023_Economic_MW_After Competition Groups_Improved Controls - Process Cooling
Industrial | Ind ¦ Greenhouse Grow Lights | 2023 | Achievable | MW | After Competition Groups | 0.92862 | 0 | 0 | 22.8993 | 0.040552 | 9 | Industrial_2023_Achievable_MW_After Competition Groups_9 | Greenhouse Grow Lights | 4.055% | 0 | 0.92862 | Industrial_2023_Achievable_MW_After Competition Groups_Greenhouse Grow Lights
Industrial | Ind ¦ Fan System Optimization | 2023 | Achievable | MW | After Competition Groups | 0.92792 | 0 | 0 | 22.8993 | 0.040522 | 10 | Industrial_2023_Achievable_MW_After Competition Groups_10 | Fan System Optimization | 4.052% | 0 | 0.92792 | Industrial_2023_Achievable_MW_After Competition Groups_Fan System Optimization
Industrial | Ind ¦ Fan System Optimization | 2023 | Economic | MW | After Competition Groups | 14.7364 | 0 | 0 | 369.3637 | 0.039897 | 9 | Industrial_2023_Economic_MW_After Competition Groups_9 | Fan System Optimization | 3.99% | 0 | 14.7364 | Industrial_2023_Economic_MW_After Competition Groups_Fan System Optimization
Industrial | Ind ¦ High Efficiency HVAC Fans | 2023 | Technical | MW | After Competition Groups | 20.9286 | 0 | 0 | 605.9672 | 0.034537 | 10 | Industrial_2023_Technical_MW_After Competition Groups_10 | High Efficiency HVAC Fans | 3.454% | 0 | 20.9286 | Industrial_2023_Technical_MW_After Competition Groups_High Efficiency HVAC Fans
Industrial | Ind ¦ Process Optimization (Elec) | 2023 | Technical | MW | After Competition Groups | 20.5956 | 0 | 0 | 605.9672 | 0.033988 | 11 | Industrial_2023_Technical_MW_After Competition Groups_11 | Process Optimization (Elec) | 3.399% | 0 | 20.5956 | Industrial_2023_Technical_MW_After Competition Groups_Process Optimization (Elec)
Industrial | Ind ¦ Improved Controls - Process Cooling | 2023 | Achievable | MW | After Competition Groups | 0.69228 | 0 | 0 | 22.8993 | 0.030232 | 11 | Industrial_2023_Achievable_MW_After Competition Groups_11 | Improved Controls - Process Cooling | 3.023% | 0 | 0.69228 | Industrial_2023_Achievable_MW_After Competition Groups_Improved Controls - Process Cooling
Industrial | Ind ¦ Improved Controls - Process Cooling | 2023 | Technical | MW | After Competition Groups | 15.8778 | 0 | 0 | 605.9672 | 0.026202 | 12 | Industrial_2023_Technical_MW_After Competition Groups_12 | Improved Controls - Process Cooling | 2.62% | 0 | 15.8778 | Industrial_2023_Technical_MW_After Competition Groups_Improved Controls - Process Cooling
Industrial | Ind ¦ Pump System Optimization | 2023 | Economic | MW | After Competition Groups | 9.6312 | 0 | 0 | 369.3637 | 0.026075 | 10 | Industrial_2023_Economic_MW_After Competition Groups_10 | Pump System Optimization | 2.608% | 0 | 9.6312 | Industrial_2023_Economic_MW_After Competition Groups_Pump System Optimization
Industrial | Ind ¦ Premium Efficient Motors | 2023 | Technical | MW | After Competition Groups | 15.1354 | 0 | 0 | 605.9672 | 0.024977 | 13 | Industrial_2023_Technical_MW_After Competition Groups_13 | Premium Efficient Motors | 2.498% | 0 | 15.1354 | Industrial_2023_Technical_MW_After Competition Groups_Premium Efficient Motors
Industrial | Ind ¦ Fan System Optimization | 2023 | Technical | MW | After Competition Groups | 14.7364 | 0 | 0 | 605.9672 | 0.024319 | 14 | Industrial_2023_Technical_MW_After Competition Groups_14 | Fan System Optimization | 2.432% | 0 | 14.7364 | Industrial_2023_Technical_MW_After Competition Groups_Fan System Optimization
Industrial | Ind ¦ Pulp and Paper Process Improvements | 2023 | Economic | MW | After Competition Groups | 7.5583 | 0 | 0 | 369.3637 | 0.020463 | 11 | Industrial_2023_Economic_MW_After Competition Groups_11 | Pulp and Paper Process Improvements | 2.046% | 0 | 7.5583 | Industrial_2023_Economic_MW_After Competition Groups_Pulp and Paper Process Improvements
Industrial | Ind ¦ Material Handling Improvements | 2023 | Achievable | MW | After Competition Groups | 0.38433 | 0 | 0 | 22.8993 | 0.016784 | 12 | Industrial_2023_Achievable_MW_After Competition Groups_12 | Material Handling Improvements | 1.678% | 0 | 0.38433 | Industrial_2023_Achievable_MW_After Competition Groups_Material Handling Improvements
Industrial | Ind ¦ HE HVAC Controls | 2023 | Technical | MW | After Competition Groups | 8.3313 | 0 | 0 | 605.9672 | 0.013749 | 15 | Industrial_2023_Technical_MW_After Competition Groups_15 | HE HVAC Controls | 1.375% | 0 | 8.3313 | Industrial_2023_Technical_MW_After Competition Groups_HE HVAC Controls
Industrial | Ind ¦ Pulp and Paper Process Improvements | 2023 | Achievable | MW | After Competition Groups | 0.31177 | 0 | 0 | 22.8993 | 0.013615 | 13 | Industrial_2023_Achievable_MW_After Competition Groups_13 | Pulp and Paper Process Improvements | 1.361% | 0 | 0.31177 | Industrial_2023_Achievable_MW_After Competition Groups_Pulp and Paper Process Improvements
Industrial | Ind ¦ Pulp and Paper Process Improvements | 2023 | Technical | MW | After Competition Groups | 7.5583 | 0 | 0 | 605.9672 | 0.012473 | 16 | Industrial_2023_Technical_MW_After Competition Groups_16 | Pulp and Paper Process Improvements | 1.247% | 0 | 7.5583 | Industrial_2023_Technical_MW_After Competition Groups_Pulp and Paper Process Improvements
Industrial | Ind ¦ Material Handling Improvements | 2023 | Economic | MW | After Competition Groups | 4.3566 | 0 | 0 | 369.3637 | 0.011795 | 12 | Industrial_2023_Economic_MW_After Competition Groups_12 | Material Handling Improvements | 1.179% | 0 | 4.3566 | Industrial_2023_Economic_MW_After Competition Groups_Material Handling Improvements
Industrial | Ind ¦ Free Cooling | 2023 | Technical | MW | After Competition Groups | 6.8384 | 0 | 0 | 605.9672 | 0.011285 | 17 | Industrial_2023_Technical_MW_After Competition Groups_17 | Free Cooling | 1.129% | 0 | 6.8384 | Industrial_2023_Technical_MW_After Competition Groups_Free Cooling
Industrial | Ind ¦ Greenhouse Grow Lights | 2023 | Economic | MW | After Competition Groups | 4.0865 | 0 | 0 | 369.3637 | 0.011064 | 13 | Industrial_2023_Economic_MW_After Competition Groups_13 | Greenhouse Grow Lights | 1.106% | 0 | 4.0865 | Industrial_2023_Economic_MW_After Competition Groups_Greenhouse Grow Lights
Industrial | Ind ¦ VAV Conversion Project | 2023 | Economic | MW | After Competition Groups | 4.0002 | 0 | 0 | 369.3637 | 0.01083 | 14 | Industrial_2023_Economic_MW_After Competition Groups_14 | VAV Conversion Project | 1.083% | 0 | 4.0002 | Industrial_2023_Economic_MW_After Competition Groups_VAV Conversion Project
Industrial | Ind ¦ Refiner Plate Improvements | 2023 | Economic | MW | After Competition Groups | 3.8976 | 0 | 0 | 369.3637 | 0.010552 | 15 | Industrial_2023_Economic_MW_After Competition Groups_15 | Refiner Plate Improvements | 1.055% | 0 | 3.8976 | Industrial_2023_Economic_MW_After Competition Groups_Refiner Plate Improvements
Industrial | Ind ¦ Ventilation Optimization | 2023 | Technical | MW | After Competition Groups | 6.1716 | 0 | 0 | 605.9672 | 0.010185 | 18 | Industrial_2023_Technical_MW_After Competition Groups_18 | Ventilation Optimization | 1.018% | 0 | 6.1716 | Industrial_2023_Technical_MW_After Competition Groups_Ventilation Optimization
Industrial | Ind ¦ Chiller Optimization | 2023 | Technical | MW | After Competition Groups | 5.3564 | 0 | 0 | 605.9672 | 0.0088394 | 19 | Industrial_2023_Technical_MW_After Competition Groups_19 | Chiller Optimization | 0.8839% | 0 | 5.3564 | Industrial_2023_Technical_MW_After Competition Groups_Chiller Optimization
Industrial | Ind ¦ HE HVAC Units | 2023 | Technical | MW | After Competition Groups | 5.2721 | 0 | 0 | 605.9672 | 0.0087002 | 20 | Industrial_2023_Technical_MW_After Competition Groups_20 | HE HVAC Units | 0.87% | 0 | 5.2721 | Industrial_2023_Technical_MW_After Competition Groups_HE HVAC Units
Industrial | Ind ¦ Pump Equipment Upgrade | 2023 | Economic | MW | After Competition Groups | 3.0999 | 0 | 0 | 369.3637 | 0.0083925 | 16 | Industrial_2023_Economic_MW_After Competition Groups_16 | Pump Equipment Upgrade | 0.8392% | 0 | 3.0999 | Industrial_2023_Economic_MW_After Competition Groups_Pump Equipment Upgrade
Industrial | Ind ¦ HVLS Fans | 2023 | Technical | MW | After Competition Groups | 4.8836 | 0 | 0 | 605.9672 | 0.0080592 | 21 | Industrial_2023_Technical_MW_After Competition Groups_21 | HVLS Fans | 0.8059% | 0 | 4.8836 | Industrial_2023_Technical_MW_After Competition Groups_HVLS Fans
Industrial | Ind ¦ Cold Storage Retrofit | 2023 | Technical | MW | After Competition Groups | 4.8668 | 0 | 0 | 605.9672 | 0.0080315 | 22 | Industrial_2023_Technical_MW_After Competition Groups_22 | Cold Storage Retrofit | 0.8032% | 0 | 4.8668 | Industrial_2023_Technical_MW_After Competition Groups_Cold Storage Retrofit
Industrial | Ind ¦ VAV Conversion Project | 2023 | Achievable | MW | After Competition Groups | 0.17589 | 0 | 0 | 22.8993 | 0.0076811 | 14 | Industrial_2023_Achievable_MW_After Competition Groups_14 | VAV Conversion Project | 0.7681% | 0 | 0.17589 | Industrial_2023_Achievable_MW_After Competition Groups_VAV Conversion Project
Industrial | Ind ¦ Ventilation Optimization | 2023 | Achievable | MW | After Competition Groups | 0.16767 | 0 | 0 | 22.8993 | 0.0073219 | 15 | Industrial_2023_Achievable_MW_After Competition Groups_15 | Ventilation Optimization | 0.7322% | 0 | 0.16767 | Industrial_2023_Achievable_MW_After Competition Groups_Ventilation Optimization
Industrial | Ind ¦ Material Handling Improvements | 2023 | Technical | MW | After Competition Groups | 4.3566 | 0 | 0 | 605.9672 | 0.0071896 | 23 | Industrial_2023_Technical_MW_After Competition Groups_23 | Material Handling Improvements | 0.719% | 0 | 4.3566 | Industrial_2023_Technical_MW_After Competition Groups_Material Handling Improvements
Industrial | Ind ¦ Process Optimization (Elec) | 2023 | Achievable | MW | After Competition Groups | 0.16386 | 0 | 0 | 22.8993 | 0.0071558 | 16 | Industrial_2023_Achievable_MW_After Competition Groups_16 | Process Optimization (Elec) | 0.7156% | 0 | 0.16386 | Industrial_2023_Achievable_MW_After Competition Groups_Process Optimization (Elec)
Industrial | Ind ¦ Process Heat Recovery | 2023 | Economic | MW | After Competition Groups | 2.5691 | 0 | 0 | 369.3637 | 0.0069556 | 17 | Industrial_2023_Economic_MW_After Competition Groups_17 | Process Heat Recovery | 0.6956% | 0 | 2.5691 | Industrial_2023_Economic_MW_After Competition Groups_Process Heat Recovery
Industrial | Ind ¦ Cooling Tower Optimization | 2023 | Technical | MW | After Competition Groups | 4.061 | 0 | 0 | 605.9672 | 0.0067017 | 24 | Industrial_2023_Technical_MW_After Competition Groups_24 | Cooling Tower Optimization | 0.6702% | 0 | 4.061 | Industrial_2023_Technical_MW_After Competition Groups_Cooling Tower Optimization
Industrial | Ind ¦ VAV Conversion Project | 2023 | Technical | MW | After Competition Groups | 4.0002 | 0 | 0 | 605.9672 | 0.0066013 | 25 | Industrial_2023_Technical_MW_After Competition Groups_25 | VAV Conversion Project | 0.6601% | 0 | 4.0002 | Industrial_2023_Technical_MW_After Competition Groups_VAV Conversion Project
Industrial | Ind ¦ Refiner Plate Improvements | 2023 | Achievable | MW | After Competition Groups | 0.14847 | 0 | 0 | 22.8993 | 0.0064834 | 17 | Industrial_2023_Achievable_MW_After Competition Groups_17 | Refiner Plate Improvements | 0.6483% | 0 | 0.14847 | Industrial_2023_Achievable_MW_After Competition Groups_Refiner Plate Improvements
Industrial | Ind ¦ Refiner Plate Improvements | 2023 | Technical | MW | After Competition Groups | 3.8976 | 0 | 0 | 605.9672 | 0.006432 | 26 | Industrial_2023_Technical_MW_After Competition Groups_26 | Refiner Plate Improvements | 0.6432% | 0 | 3.8976 | Industrial_2023_Technical_MW_After Competition Groups_Refiner Plate Improvements
Industrial | Ind ¦ Efficient Irrigation | 2023 | Technical | MW | After Competition Groups | 3.6968 | 0 | 0 | 605.9672 | 0.0061007 | 27 | Industrial_2023_Technical_MW_After Competition Groups_27 | Efficient Irrigation | 0.6101% | 0 | 3.6968 | Industrial_2023_Technical_MW_After Competition Groups_Efficient Irrigation
Industrial | Ind ¦ Process Improvements | 2023 | Economic | MW | After Competition Groups | 2.0911 | 0 | 0 | 369.3637 | 0.0056614 | 18 | Industrial_2023_Economic_MW_After Competition Groups_18 | Process Improvements | 0.5661% | 0 | 2.0911 | Industrial_2023_Economic_MW_After Competition Groups_Process Improvements
Industrial | Ind ¦ High Efficiency Battery Charger | 2023 | Economic | MW | After Competition Groups | 1.8278 | 0 | 0 | 369.3637 | 0.0049484 | 19 | Industrial_2023_Economic_MW_After Competition Groups_19 | High Efficiency Battery Charger | 0.4948% | 0 | 1.8278 | Industrial_2023_Economic_MW_After Competition Groups_High Efficiency Battery Charger
Industrial | Ind ¦ High Efficiency Battery Charger | 2023 | Achievable | MW | After Competition Groups | 0.10843 | 0 | 0 | 22.8993 | 0.004735 | 18 | Industrial_2023_Achievable_MW_After Competition Groups_18 | High Efficiency Battery Charger | 0.4735% | 0 | 0.10843 | Industrial_2023_Achievable_MW_After Competition Groups_High Efficiency Battery Charger
Industrial | Ind ¦ Process Heat Recovery | 2023 | Achievable | MW | After Competition Groups | 0.10838 | 0 | 0 | 22.8993 | 0.0047331 | 19 | Industrial_2023_Achievable_MW_After Competition Groups_19 | Process Heat Recovery | 0.4733% | 0 | 0.10838 | Industrial_2023_Achievable_MW_After Competition Groups_Process Heat Recovery
Industrial | Ind ¦ Process Heat Recovery | 2023 | Technical | MW | After Competition Groups | 2.5691 | 0 | 0 | 605.9672 | 0.0042397 | 28 | Industrial_2023_Technical_MW_After Competition Groups_28 | Process Heat Recovery | 0.424% | 0 | 2.5691 | Industrial_2023_Technical_MW_After Competition Groups_Process Heat Recovery
Industrial | Ind ¦ Synchronous Belts | 2023 | Technical | MW | After Competition Groups | 2.5323 | 0 | 0 | 605.9672 | 0.004179 | 29 | Industrial_2023_Technical_MW_After Competition Groups_29 | Synchronous Belts | 0.4179% | 0 | 2.5323 | Industrial_2023_Technical_MW_After Competition Groups_Synchronous Belts
Industrial | Ind ¦ Process Improvements | 2023 | Achievable | MW | After Competition Groups | 0.090164 | 0 | 0 | 22.8993 | 0.0039374 | 20 | Industrial_2023_Achievable_MW_After Competition Groups_20 | Process Improvements | 0.3937% | 0 | 0.090164 | Industrial_2023_Achievable_MW_After Competition Groups_Process Improvements
Industrial | Ind ¦ Process Improvements | 2023 | Technical | MW | After Competition Groups | 2.0911 | 0 | 0 | 605.9672 | 0.0034509 | 30 | Industrial_2023_Technical_MW_After Competition Groups_30 | Process Improvements | 0.3451% | 0 | 2.0911 | Industrial_2023_Technical_MW_After Competition Groups_Process Improvements
Industrial | Ind ¦ Improved Controls - Process Heating | 2023 | Economic | MW | After Competition Groups | 1.2573 | 0 | 0 | 369.3637 | 0.003404 | 20 | Industrial_2023_Economic_MW_After Competition Groups_20 | Improved Controls - Process Heating | 0.3404% | 0 | 1.2573 | Industrial_2023_Economic_MW_After Competition Groups_Improved Controls - Process Heating
Industrial | Ind ¦ High Efficiency Battery Charger | 2023 | Technical | MW | After Competition Groups | 1.8278 | 0 | 0 | 605.9672 | 0.0030163 | 31 | Industrial_2023_Technical_MW_After Competition Groups_31 | High Efficiency Battery Charger | 0.3016% | 0 | 1.8278 | Industrial_2023_Technical_MW_After Competition Groups_High Efficiency Battery Charger
Industrial | Ind ¦ Refrigeration Compressor VFD | 2023 | Achievable | MW | After Competition Groups | 0.067479 | 0 | 0 | 22.8993 | 0.0029468 | 21 | Industrial_2023_Achievable_MW_After Competition Groups_21 | Refrigeration Compressor VFD | 0.2947% | 0 | 0.067479 | Industrial_2023_Achievable_MW_After Competition Groups_Refrigeration Compressor VFD
Industrial | Ind ¦ Improved Controls - Process Heating | 2023 | Achievable | MW | After Competition Groups | 0.055662 | 0 | 0 | 22.8993 | 0.0024307 | 22 | Industrial_2023_Achievable_MW_After Competition Groups_22 | Improved Controls - Process Heating | 0.2431% | 0 | 0.055662 | Industrial_2023_Achievable_MW_After Competition Groups_Improved Controls - Process Heating
Industrial | Ind ¦ Engine Block Heater Timer | 2023 | Economic | MW | After Competition Groups | 0.8233 | 0 | 0 | 369.3637 | 0.002229 | 21 | Industrial_2023_Economic_MW_After Competition Groups_21 | Engine Block Heater Timer | 0.2229% | 0 | 0.8233 | Industrial_2023_Economic_MW_After Competition Groups_Engine Block Heater Timer
Industrial | Ind ¦ Improved Controls - Process Heating | 2023 | Technical | MW | After Competition Groups | 1.2573 | 0 | 0 | 605.9672 | 0.0020749 | 32 | Industrial_2023_Technical_MW_After Competition Groups_32 | Improved Controls - Process Heating | 0.2075% | 0 | 1.2573 | Industrial_2023_Technical_MW_After Competition Groups_Improved Controls - Process Heating
Industrial | Ind ¦ Refrigeration Compressor VFD | 2023 | Technical | MW | After Competition Groups | 1.0809 | 0 | 0 | 605.9672 | 0.0017838 | 33 | Industrial_2023_Technical_MW_After Competition Groups_33 | Refrigeration Compressor VFD | 0.1784% | 0 | 1.0809 | Industrial_2023_Technical_MW_After Competition Groups_Refrigeration Compressor VFD
Industrial | Ind ¦ Dairy Pre-Cooler | 2023 | Technical | MW | After Competition Groups | 0.95683 | 0 | 0 | 605.9672 | 0.001579 | 34 | Industrial_2023_Technical_MW_After Competition Groups_34 | Dairy Pre-Cooler | 0.1579% | 0 | 0.95683 | Industrial_2023_Technical_MW_After Competition Groups_Dairy Pre-Cooler
Industrial | Ind ¦ Engine Block Heater Timer | 2023 | Achievable | MW | After Competition Groups | 0.03526 | 0 | 0 | 22.8993 | 0.0015398 | 23 | Industrial_2023_Achievable_MW_After Competition Groups_23 | Engine Block Heater Timer | 0.154% | 0 | 0.03526 | Industrial_2023_Achievable_MW_After Competition Groups_Engine Block Heater Timer
Industrial | Ind ¦ Efficient Transformer | 2023 | Technical | MW | After Competition Groups | 0.91696 | 0 | 0 | 605.9672 | 0.0015132 | 35 | Industrial_2023_Technical_MW_After Competition Groups_35 | Efficient Transformer | 0.1513% | 0 | 0.91696 | Industrial_2023_Technical_MW_After Competition Groups_Efficient Transformer
Industrial | Ind ¦ Dairy Pre-Cooler | 2023 | Achievable | MW | After Competition Groups | 0.031798 | 0 | 0 | 22.8993 | 0.0013886 | 24 | Industrial_2023_Achievable_MW_After Competition Groups_24 | Dairy Pre-Cooler | 0.1389% | 0 | 0.031798 | Industrial_2023_Achievable_MW_After Competition Groups_Dairy Pre-Cooler
Industrial | Ind ¦ Engine Block Heater Timer | 2023 | Technical | MW | After Competition Groups | 0.8233 | 0 | 0 | 605.9672 | 0.0013587 | 36 | Industrial_2023_Technical_MW_After Competition Groups_36 | Engine Block Heater Timer | 0.1359% | 0 | 0.8233 | Industrial_2023_Technical_MW_After Competition Groups_Engine Block Heater Timer
Industrial | Ind ¦ High Efficiency Welders | 2023 | Technical | MW | After Competition Groups | 0.79437 | 0 | 0 | 605.9672 | 0.0013109 | 37 | Industrial_2023_Technical_MW_After Competition Groups_37 | High Efficiency Welders | 0.1311% | 0 | 0.79437 | Industrial_2023_Technical_MW_After Competition Groups_High Efficiency Welders
Industrial | Ind ¦ Ventilation Optimization | 2023 | Economic | MW | After Competition Groups | 0.4471 | 0 | 0 | 369.3637 | 0.0012105 | 22 | Industrial_2023_Economic_MW_After Competition Groups_22 | Ventilation Optimization | 0.121% | 0 | 0.4471 | Industrial_2023_Economic_MW_After Competition Groups_Ventilation Optimization
Industrial | Ind ¦ Efficient Irrigation | 2023 | Economic | MW | After Competition Groups | 0.446 | 0 | 0 | 369.3637 | 0.0012075 | 23 | Industrial_2023_Economic_MW_After Competition Groups_23 | Efficient Irrigation | 0.1207% | 0 | 0.446 | Industrial_2023_Economic_MW_After Competition Groups_Efficient Irrigation
Industrial | Ind ¦ Efficient Refrigeration Compressor | 2023 | Achievable | MW | After Competition Groups | 0.024108 | 0 | 0 | 22.8993 | 0.0010528 | 25 | Industrial_2023_Achievable_MW_After Competition Groups_25 | Efficient Refrigeration Compressor | 0.1053% | 0 | 0.024108 | Industrial_2023_Achievable_MW_After Competition Groups_Efficient Refrigeration Compressor
Industrial | Ind ¦ Air Compressor Heat Recovery | 2023 | Economic | MW | After Competition Groups | 0.33166 | 0 | 0 | 369.3637 | 0.00089792 | 24 | Industrial_2023_Economic_MW_After Competition Groups_24 | Air Compressor Heat Recovery | 0.08979% | 0 | 0.33166 | Industrial_2023_Economic_MW_After Competition Groups_Air Compressor Heat Recovery
Industrial | Ind ¦ Air Compressor Heat Recovery | 2023 | Achievable | MW | After Competition Groups | 0.014429 | 0 | 0 | 22.8993 | 0.00063009 | 26 | Industrial_2023_Achievable_MW_After Competition Groups_26 | Air Compressor Heat Recovery | 0.06301% | 0 | 0.014429 | Industrial_2023_Achievable_MW_After Competition Groups_Air Compressor Heat Recovery
Industrial | Ind ¦ Air Compressor Heat Recovery | 2023 | Technical | MW | After Competition Groups | 0.33166 | 0 | 0 | 605.9672 | 0.00054732 | 38 | Industrial_2023_Technical_MW_After Competition Groups_38 | Air Compressor Heat Recovery | 0.05473% | 0 | 0.33166 | Industrial_2023_Technical_MW_After Competition Groups_Air Compressor Heat Recovery
Industrial | Ind ¦ Efficient Refrigeration Compressor | 2023 | Economic | MW | After Competition Groups | 0.19395 | 0 | 0 | 369.3637 | 0.00052509 | 25 | Industrial_2023_Economic_MW_After Competition Groups_25 | Efficient Refrigeration Compressor | 0.05251% | 0 | 0.19395 | Industrial_2023_Economic_MW_After Competition Groups_Efficient Refrigeration Compressor
Industrial | Ind ¦ Creep Heat Controller | 2023 | Technical | MW | After Competition Groups | 0.29175 | 0 | 0 | 605.9672 | 0.00048147 | 39 | Industrial_2023_Technical_MW_After Competition Groups_39 | Creep Heat Controller | 0.04815% | 0 | 0.29175 | Industrial_2023_Technical_MW_After Competition Groups_Creep Heat Controller
Industrial | Ind ¦ Optimize Compressed Air Dryer | 2023 | Technical | MW | After Competition Groups | 0.23985 | 0 | 0 | 605.9672 | 0.00039582 | 40 | Industrial_2023_Technical_MW_After Competition Groups_40 | Optimize Compressed Air Dryer | 0.03958% | 0 | 0.23985 | Industrial_2023_Technical_MW_After Competition Groups_Optimize Compressed Air Dryer
Industrial | Ind ¦ Dairy Pre-Cooler | 2023 | Economic | MW | After Competition Groups | 0.1394 | 0 | 0 | 369.3637 | 0.0003774 | 26 | Industrial_2023_Economic_MW_After Competition Groups_26 | Dairy Pre-Cooler | 0.03774% | 0 | 0.1394 | Industrial_2023_Economic_MW_After Competition Groups_Dairy Pre-Cooler
Industrial | Ind ¦ Efficient Refrigeration Compressor | 2023 | Technical | MW | After Competition Groups | 0.19395 | 0 | 0 | 605.9672 | 0.00032007 | 41 | Industrial_2023_Technical_MW_After Competition Groups_41 | Efficient Refrigeration Compressor | 0.03201% | 0 | 0.19395 | Industrial_2023_Technical_MW_After Competition Groups_Efficient Refrigeration Compressor
Industrial | Ind ¦ Refrigeration Compressor VFD | 2023 | Economic | MW | After Competition Groups | 0.10811 | 0 | 0 | 369.3637 | 0.00029269 | 27 | Industrial_2023_Economic_MW_After Competition Groups_27 | Refrigeration Compressor VFD | 0.02927% | 0 | 0.10811 | Industrial_2023_Economic_MW_After Competition Groups_Refrigeration Compressor VFD
Industrial | Ind ¦ Heat Lamps/Heat Pad | 2023 | Technical | MW | After Competition Groups | 0.17602 | 0 | 0 | 605.9672 | 0.00029048 | 42 | Industrial_2023_Technical_MW_After Competition Groups_42 | Heat Lamps/Heat Pad | 0.02905% | 0 | 0.17602 | Industrial_2023_Technical_MW_After Competition Groups_Heat Lamps/Heat Pad
Industrial | Ind ¦ Cooling Tower Optimization | 2023 | Achievable | MW | After Competition Groups | 0 | 0 | 0 | 22.8993 | 0 | 27 | Industrial_2023_Achievable_MW_After Competition Groups_27 | Cooling Tower Optimization | 0% | 0 | 0 | Industrial_2023_Achievable_MW_After Competition Groups_Cooling Tower Optimization
Industrial | Ind ¦ Cooling Tower Optimization | 2023 | Economic | MW | After Competition Groups | 0 | 0 | 0 | 369.3637 | 0 | 28 | Industrial_2023_Economic_MW_After Competition Groups_28 | Cooling Tower Optimization | 0% | 0 | 0 | Industrial_2023_Economic_MW_After Competition Groups_Cooling Tower Optimization
Industrial | Ind ¦ Creep Heat Controller | 2023 | Achievable | MW | After Competition Groups | 0 | 0 | 0 | 22.8993 | 0 | 28 | Industrial_2023_Achievable_MW_After Competition Groups_28 | Creep Heat Controller | 0% | 0 | 0 | Industrial_2023_Achievable_MW_After Competition Groups_Creep Heat Controller
Industrial | Ind ¦ Creep Heat Controller | 2023 | Economic | MW | After Competition Groups | 0 | 0 | 0 | 369.3637 | 0 | 29 | Industrial_2023_Economic_MW_After Competition Groups_29 | Creep Heat Controller | 0% | 0 | 0 | Industrial_2023_Economic_MW_After Competition Groups_Creep Heat Controller
Industrial | Ind ¦ Efficient Irrigation | 2023 | Achievable | MW | After Competition Groups | 0 | 0 | 0 | 22.8993 | 0 | 29 | Industrial_2023_Achievable_MW_After Competition Groups_29 | Efficient Irrigation | 0% | 0 | 0 | Industrial_2023_Achievable_MW_After Competition Groups_Efficient Irrigation
Industrial | Ind ¦ Efficient Transformer | 2023 | Achievable | MW | After Competition Groups | 0 | 0 | 0 | 22.8993 | 0 | 30 | Industrial_2023_Achievable_MW_After Competition Groups_30 | Efficient Transformer | 0% | 0 | 0 | Industrial_2023_Achievable_MW_After Competition Groups_Efficient Transformer
Industrial | Ind ¦ Efficient Transformer | 2023 | Economic | MW | After Competition Groups | 0 | 0 | 0 | 369.3637 | 0 | 30 | Industrial_2023_Economic_MW_After Competition Groups_30 | Efficient Transformer | 0% | 0 | 0 | Industrial_2023_Economic_MW_After Competition Groups_Efficient Transformer
Industrial | Ind ¦ Free Cooling | 2023 | Achievable | MW | After Competition Groups | 0 | 0 | 0 | 22.8993 | 0 | 31 | Industrial_2023_Achievable_MW_After Competition Groups_31 | Free Cooling | 0% | 0 | 0 | Industrial_2023_Achievable_MW_After Competition Groups_Free Cooling
Industrial | Ind ¦ Free Cooling | 2023 | Economic | MW | After Competition Groups | 0 | 0 | 0 | 369.3637 | 0 | 31 | Industrial_2023_Economic_MW_After Competition Groups_31 | Free Cooling | 0% | 0 | 0 | Industrial_2023_Economic_MW_After Competition Groups_Free Cooling
Industrial | Ind ¦ HE Lighting | 2023 | Achievable | MW | After Competition Groups | 0 | 0 | 0 | 22.8993 | 0 | 32 | Industrial_2023_Achievable_MW_After Competition Groups_32 | HE Lighting | 0% | 0 | 0 | Industrial_2023_Achievable_MW_After Competition Groups_HE Lighting
Industrial | Ind ¦ HE Lighting | 2023 | Economic | MW | After Competition Groups | 0 | 0 | 0 | 369.3637 | 0 | 32 | Industrial_2023_Economic_MW_After Competition Groups_32 | HE Lighting | 0% | 0 | 0 | Industrial_2023_Economic_MW_After Competition Groups_HE Lighting
Industrial | Ind ¦ Heat Lamps/Heat Pad | 2023 | Achievable | MW | After Competition Groups | 0 | 0 | 0 | 22.8993 | 0 | 33 | Industrial_2023_Achievable_MW_After Competition Groups_33 | Heat Lamps/Heat Pad | 0% | 0 | 0 | Industrial_2023_Achievable_MW_After Competition Groups_Heat Lamps/Heat Pad
Industrial | Ind ¦ Heat Lamps/Heat Pad | 2023 | Economic | MW | After Competition Groups | 0 | 0 | 0 | 369.3637 | 0 | 33 | Industrial_2023_Economic_MW_After Competition Groups_33 | Heat Lamps/Heat Pad | 0% | 0 | 0 | Industrial_2023_Economic_MW_After Competition Groups_Heat Lamps/Heat Pad
Industrial | Ind ¦ High Efficiency Welders | 2023 | Achievable | MW | After Competition Groups | 0 | 0 | 0 | 22.8993 | 0 | 34 | Industrial_2023_Achievable_MW_After Competition Groups_34 | High Efficiency Welders | 0% | 0 | 0 | Industrial_2023_Achievable_MW_After Competition Groups_High Efficiency Welders
Industrial | Ind ¦ High Efficiency Welders | 2023 | Economic | MW | After Competition Groups | 0 | 0 | 0 | 369.3637 | 0 | 34 | Industrial_2023_Economic_MW_After Competition Groups_34 | High Efficiency Welders | 0% | 0 | 0 | Industrial_2023_Economic_MW_After Competition Groups_High Efficiency Welders
Industrial | Ind ¦ HVLS Fans | 2023 | Achievable | MW | After Competition Groups | 0 | 0 | 0 | 22.8993 | 0 | 35 | Industrial_2023_Achievable_MW_After Competition Groups_35 | HVLS Fans | 0% | 0 | 0 | Industrial_2023_Achievable_MW_After Competition Groups_HVLS Fans
Industrial | Ind ¦ HVLS Fans | 2023 | Economic | MW | After Competition Groups | 0 | 0 | 0 | 369.3637 | 0 | 35 | Industrial_2023_Economic_MW_After Competition Groups_35 | HVLS Fans | 0% | 0 | 0 | Industrial_2023_Economic_MW_After Competition Groups_HVLS Fans
Industrial | Ind ¦ Optimize Compressed Air Dryer | 2023 | Achievable | MW | After Competition Groups | 0 | 0 | 0 | 22.8993 | 0 | 36 | Industrial_2023_Achievable_MW_After Competition Groups_36 | Optimize Compressed Air Dryer | 0% | 0 | 0 | Industrial_2023_Achievable_MW_After Competition Groups_Optimize Compressed Air Dryer
Industrial | Ind ¦ Optimize Compressed Air Dryer | 2023 | Economic | MW | After Competition Groups | 0 | 0 | 0 | 369.3637 | 0 | 36 | Industrial_2023_Economic_MW_After Competition Groups_36 | Optimize Compressed Air Dryer | 0% | 0 | 0 | Industrial_2023_Economic_MW_After Competition Groups_Optimize Compressed Air Dryer
Industrial | Ind ¦ Premium Efficient Motors | 2023 | Achievable | MW | After Competition Groups | 0 | 0 | 0 | 22.8993 | 0 | 37 | Industrial_2023_Achievable_MW_After Competition Groups_37 | Premium Efficient Motors | 0% | 0 | 0 | Industrial_2023_Achievable_MW_After Competition Groups_Premium Efficient Motors
Industrial | Ind ¦ Premium Efficient Motors | 2023 | Economic | MW | After Competition Groups | 0 | 0 | 0 | 369.3637 | 0 | 37 | Industrial_2023_Economic_MW_After Competition Groups_37 | Premium Efficient Motors | 0% | 0 | 0 | Industrial_2023_Economic_MW_After Competition Groups_Premium Efficient Motors
Industrial | Ind ¦ Synchronous Belts | 2023 | Achievable | MW | After Competition Groups | 0 | 0 | 0 | 22.8993 | 0 | 38 | Industrial_2023_Achievable_MW_After Competition Groups_38 | Synchronous Belts | 0% | 0 | 0 | Industrial_2023_Achievable_MW_After Competition Groups_Synchronous Belts
Industrial | Ind ¦ Synchronous Belts | 2023 | Economic | MW | After Competition Groups | 0 | 0 | 0 | 369.3637 | 0 | 38 | Industrial_2023_Economic_MW_After Competition Groups_38 | Synchronous Belts | 0% | 0 | 0 | Industrial_2023_Economic_MW_After Competition Groups_Synchronous Belts
Industrial | Ind ¦ Air Leak Survey and Repair | 2024 | Economic | MW | After Competition Groups | 71.4034 | 0 | 0 | 405.6239 | 0.17603 | 1 | Industrial_2024_Economic_MW_After Competition Groups_1 | Air Leak Survey and Repair | 17.6% | 0 | 71.4034 | Industrial_2024_Economic_MW_After Competition Groups_Air Leak Survey and Repair
Industrial | Ind ¦ Pump System Optimization | 2024 | Achievable | MW | After Competition Groups | 7.692 | 0 | 0 | 49.5953 | 0.1551 | 1 | Industrial_2024_Achievable_MW_After Competition Groups_1 | Pump System Optimization | 15.51% | 0 | 7.692 | Industrial_2024_Achievable_MW_After Competition Groups_Pump System Optimization
Industrial | Ind ¦ Recommissioning | 2024 | Economic | MW | After Competition Groups | 55.6921 | 0 | 0 | 405.6239 | 0.1373 | 2 | Industrial_2024_Economic_MW_After Competition Groups_2 | Recommissioning | 13.73% | 0 | 55.6921 | Industrial_2024_Economic_MW_After Competition Groups_Recommissioning
Industrial | Ind ¦ SEM | 2024 | Economic | MW | After Competition Groups | 55.6921 | 0 | 0 | 405.6239 | 0.1373 | 3 | Industrial_2024_Economic_MW_After Competition Groups_3 | SEM | 13.73% | 0 | 55.6921 | Industrial_2024_Economic_MW_After Competition Groups_SEM
Industrial | Ind ¦ Air Leak Survey and Repair | 2024 | Achievable | MW | After Competition Groups | 6.6594 | 0 | 0 | 49.5953 | 0.13427 | 2 | Industrial_2024_Achievable_MW_After Competition Groups_2 | Air Leak Survey and Repair | 13.43% | 0 | 6.6594 | Industrial_2024_Achievable_MW_After Competition Groups_Air Leak Survey and Repair
Industrial | Ind ¦ Air Compressor Optimization | 2024 | Achievable | MW | After Competition Groups | 5.8753 | 0 | 0 | 49.5953 | 0.11847 | 3 | Industrial_2024_Achievable_MW_After Competition Groups_3 | Air Compressor Optimization | 11.85% | 0 | 5.8753 | Industrial_2024_Achievable_MW_After Competition Groups_Air Compressor Optimization
Industrial | Ind ¦ Pump System Optimization | 2024 | Technical | MW | After Competition Groups | 72.2099 | 0 | 0 | 644.8437 | 0.11198 | 1 | Industrial_2024_Technical_MW_After Competition Groups_1 | Pump System Optimization | 11.2% | 0 | 72.2099 | Industrial_2024_Technical_MW_After Competition Groups_Pump System Optimization
Industrial | Ind ¦ Air Leak Survey and Repair | 2024 | Technical | MW | After Competition Groups | 71.4034 | 0 | 0 | 644.8437 | 0.11073 | 2 | Industrial_2024_Technical_MW_After Competition Groups_2 | Air Leak Survey and Repair | 11.07% | 0 | 71.4034 | Industrial_2024_Technical_MW_After Competition Groups_Air Leak Survey and Repair
Industrial | Ind ¦ Recommissioning | 2024 | Achievable | MW | After Competition Groups | 5.2205 | 0 | 0 | 49.5953 | 0.10526 | 4 | Industrial_2024_Achievable_MW_After Competition Groups_4 | Recommissioning | 10.53% | 0 | 5.2205 | Industrial_2024_Achievable_MW_After Competition Groups_Recommissioning
Industrial | Ind ¦ SEM | 2024 | Achievable | MW | After Competition Groups | 5.2205 | 0 | 0 | 49.5953 | 0.10526 | 5 | Industrial_2024_Achievable_MW_After Competition Groups_5 | SEM | 10.53% | 0 | 5.2205 | Industrial_2024_Achievable_MW_After Competition Groups_SEM
Industrial | Ind ¦ HE Lighting | 2024 | Technical | MW | After Competition Groups | 64.6255 | 0 | 0 | 644.8437 | 0.10022 | 3 | Industrial_2024_Technical_MW_After Competition Groups_3 | HE Lighting | 10.02% | 0 | 64.6255 | Industrial_2024_Technical_MW_After Competition Groups_HE Lighting
Industrial | Ind ¦ Air Compressor Optimization | 2024 | Economic | MW | After Competition Groups | 40.0211 | 0 | 0 | 405.6239 | 0.098666 | 4 | Industrial_2024_Economic_MW_After Competition Groups_4 | Air Compressor Optimization | 9.867% | 0 | 40.0211 | Industrial_2024_Economic_MW_After Competition Groups_Air Compressor Optimization
Industrial | Ind ¦ Recommissioning | 2024 | Technical | MW | After Competition Groups | 55.6921 | 0 | 0 | 644.8437 | 0.086365 | 4 | Industrial_2024_Technical_MW_After Competition Groups_4 | Recommissioning | 8.637% | 0 | 55.6921 | Industrial_2024_Technical_MW_After Competition Groups_Recommissioning
Industrial | Ind ¦ SEM | 2024 | Technical | MW | After Competition Groups | 55.6921 | 0 | 0 | 644.8437 | 0.086365 | 5 | Industrial_2024_Technical_MW_After Competition Groups_5 | SEM | 8.637% | 0 | 55.6921 | Industrial_2024_Technical_MW_After Competition Groups_SEM
Industrial | Ind ¦ Efficient Compressed Air Nozzles | 2024 | Economic | MW | After Competition Groups | 34.0722 | 0 | 0 | 405.6239 | 0.084 | 5 | Industrial_2024_Economic_MW_After Competition Groups_5 | Efficient Compressed Air Nozzles | 8.4% | 0 | 34.0722 | Industrial_2024_Economic_MW_After Competition Groups_Efficient Compressed Air Nozzles
Industrial | Ind ¦ Pump Equipment Upgrade | 2024 | Achievable | MW | After Competition Groups | 3.4652 | 0 | 0 | 49.5953 | 0.069869 | 6 | Industrial_2024_Achievable_MW_After Competition Groups_6 | Pump Equipment Upgrade | 6.987% | 0 | 3.4652 | Industrial_2024_Achievable_MW_After Competition Groups_Pump Equipment Upgrade
Industrial | Ind ¦ Air Compressor Optimization | 2024 | Technical | MW | After Competition Groups | 40.0211 | 0 | 0 | 644.8437 | 0.062063 | 6 | Industrial_2024_Technical_MW_After Competition Groups_6 | Air Compressor Optimization | 6.206% | 0 | 40.0211 | Industrial_2024_Technical_MW_After Competition Groups_Air Compressor Optimization
Industrial | Ind ¦ High Efficiency HVAC Fans | 2024 | Achievable | MW | After Competition Groups | 2.999 | 0 | 0 | 49.5953 | 0.06047 | 7 | Industrial_2024_Achievable_MW_After Competition Groups_7 | High Efficiency HVAC Fans | 6.047% | 0 | 2.999 | Industrial_2024_Achievable_MW_After Competition Groups_High Efficiency HVAC Fans
Industrial | Ind ¦ High Efficiency HVAC Fans | 2024 | Economic | MW | After Competition Groups | 23.6836 | 0 | 0 | 405.6239 | 0.058388 | 6 | Industrial_2024_Economic_MW_After Competition Groups_6 | High Efficiency HVAC Fans | 5.839% | 0 | 23.6836 | Industrial_2024_Economic_MW_After Competition Groups_High Efficiency HVAC Fans
Industrial | Ind ¦ Greenhouse Grow Lights | 2024 | Technical | MW | After Competition Groups | 36.1836 | 0 | 0 | 644.8437 | 0.056112 | 7 | Industrial_2024_Technical_MW_After Competition Groups_7 | Greenhouse Grow Lights | 5.611% | 0 | 36.1836 | Industrial_2024_Technical_MW_After Competition Groups_Greenhouse Grow Lights
Industrial | Ind ¦ Efficient Compressed Air Nozzles | 2024 | Achievable | MW | After Competition Groups | 2.7033 | 0 | 0 | 49.5953 | 0.054507 | 8 | Industrial_2024_Achievable_MW_After Competition Groups_8 | Efficient Compressed Air Nozzles | 5.451% | 0 | 2.7033 | Industrial_2024_Achievable_MW_After Competition Groups_Efficient Compressed Air Nozzles
Industrial | Ind ¦ Pump Equipment Upgrade | 2024 | Technical | MW | After Competition Groups | 34.4689 | 0 | 0 | 644.8437 | 0.053453 | 8 | Industrial_2024_Technical_MW_After Competition Groups_8 | Pump Equipment Upgrade | 5.345% | 0 | 34.4689 | Industrial_2024_Technical_MW_After Competition Groups_Pump Equipment Upgrade
Industrial | Ind ¦ Efficient Compressed Air Nozzles | 2024 | Technical | MW | After Competition Groups | 34.0722 | 0 | 0 | 644.8437 | 0.052838 | 9 | Industrial_2024_Technical_MW_After Competition Groups_9 | Efficient Compressed Air Nozzles | 5.284% | 0 | 34.0722 | Industrial_2024_Technical_MW_After Competition Groups_Efficient Compressed Air Nozzles
Industrial | Ind ¦ Process Optimization (Elec) | 2024 | Economic | MW | After Competition Groups | 20.593 | 0 | 0 | 405.6239 | 0.050769 | 7 | Industrial_2024_Economic_MW_After Competition Groups_7 | Process Optimization (Elec) | 5.077% | 0 | 20.593 | Industrial_2024_Economic_MW_After Competition Groups_Process Optimization (Elec)
Industrial | Ind ¦ Pump System Optimization | 2024 | Economic | MW | After Competition Groups | 19.733 | 0 | 0 | 405.6239 | 0.048648 | 8 | Industrial_2024_Economic_MW_After Competition Groups_8 | Pump System Optimization | 4.865% | 0 | 19.733 | Industrial_2024_Economic_MW_After Competition Groups_Pump System Optimization
Industrial | Ind ¦ Greenhouse Grow Lights | 2024 | Achievable | MW | After Competition Groups | 2.0622 | 0 | 0 | 49.5953 | 0.04158 | 9 | Industrial_2024_Achievable_MW_After Competition Groups_9 | Greenhouse Grow Lights | 4.158% | 0 | 2.0622 | Industrial_2024_Achievable_MW_After Competition Groups_Greenhouse Grow Lights
Industrial | Ind ¦ Fan System Optimization | 2024 | Achievable | MW | After Competition Groups | 1.9853 | 0 | 0 | 49.5953 | 0.040029 | 10 | Industrial_2024_Achievable_MW_After Competition Groups_10 | Fan System Optimization | 4.003% | 0 | 1.9853 | Industrial_2024_Achievable_MW_After Competition Groups_Fan System Optimization
Industrial | Ind ¦ Improved Controls - Process Cooling | 2024 | Economic | MW | After Competition Groups | 15.8765 | 0 | 0 | 405.6239 | 0.039141 | 9 | Industrial_2024_Economic_MW_After Competition Groups_9 | Improved Controls - Process Cooling | 3.914% | 0 | 15.8765 | Industrial_2024_Economic_MW_After Competition Groups_Improved Controls - Process Cooling
Industrial | Ind ¦ Fan System Optimization | 2024 | Economic | MW | After Competition Groups | 15.5113 | 0 | 0 | 405.6239 | 0.038241 | 10 | Industrial_2024_Economic_MW_After Competition Groups_10 | Fan System Optimization | 3.824% | 0 | 15.5113 | Industrial_2024_Economic_MW_After Competition Groups_Fan System Optimization
Industrial | Ind ¦ High Efficiency HVAC Fans | 2024 | Technical | MW | After Competition Groups | 23.6836 | 0 | 0 | 644.8437 | 0.036728 | 10 | Industrial_2024_Technical_MW_After Competition Groups_10 | High Efficiency HVAC Fans | 3.673% | 0 | 23.6836 | Industrial_2024_Technical_MW_After Competition Groups_High Efficiency HVAC Fans
Industrial | Ind ¦ Process Optimization (Elec) | 2024 | Technical | MW | After Competition Groups | 20.593 | 0 | 0 | 644.8437 | 0.031935 | 11 | Industrial_2024_Technical_MW_After Competition Groups_11 | Process Optimization (Elec) | 3.193% | 0 | 20.593 | Industrial_2024_Technical_MW_After Competition Groups_Process Optimization (Elec)
Industrial | Ind ¦ Improved Controls - Process Cooling | 2024 | Achievable | MW | After Competition Groups | 1.4903 | 0 | 0 | 49.5953 | 0.030049 | 11 | Industrial_2024_Achievable_MW_After Competition Groups_11 | Improved Controls - Process Cooling | 3.005% | 0 | 1.4903 | Industrial_2024_Achievable_MW_After Competition Groups_Improved Controls - Process Cooling
Industrial | Ind ¦ Premium Efficient Motors | 2024 | Technical | MW | After Competition Groups | 16.2633 | 0 | 0 | 644.8437 | 0.025221 | 12 | Industrial_2024_Technical_MW_After Competition Groups_12 | Premium Efficient Motors | 2.522% | 0 | 16.2633 | Industrial_2024_Technical_MW_After Competition Groups_Premium Efficient Motors
Industrial | Ind ¦ Improved Controls - Process Cooling | 2024 | Technical | MW | After Competition Groups | 15.8765 | 0 | 0 | 644.8437 | 0.024621 | 13 | Industrial_2024_Technical_MW_After Competition Groups_13 | Improved Controls - Process Cooling | 2.462% | 0 | 15.8765 | Industrial_2024_Technical_MW_After Competition Groups_Improved Controls - Process Cooling
Industrial | Ind ¦ Fan System Optimization | 2024 | Technical | MW | After Competition Groups | 15.5113 | 0 | 0 | 644.8437 | 0.024054 | 14 | Industrial_2024_Technical_MW_After Competition Groups_14 | Fan System Optimization | 2.405% | 0 | 15.5113 | Industrial_2024_Technical_MW_After Competition Groups_Fan System Optimization
Industrial | Ind ¦ Greenhouse Grow Lights | 2024 | Economic | MW | After Competition Groups | 8.25 | 0 | 0 | 405.6239 | 0.020339 | 11 | Industrial_2024_Economic_MW_After Competition Groups_11 | Greenhouse Grow Lights | 2.034% | 0 | 8.25 | Industrial_2024_Economic_MW_After Competition Groups_Greenhouse Grow Lights
Industrial | Ind ¦ Pulp and Paper Process Improvements | 2024 | Economic | MW | After Competition Groups | 7.5583 | 0 | 0 | 405.6239 | 0.018634 | 12 | Industrial_2024_Economic_MW_After Competition Groups_12 | Pulp and Paper Process Improvements | 1.863% | 0 | 7.5583 | Industrial_2024_Economic_MW_After Competition Groups_Pulp and Paper Process Improvements
Industrial | Ind ¦ HE Lighting | 2024 | Economic | MW | After Competition Groups | 6.7302 | 0 | 0 | 405.6239 | 0.016592 | 13 | Industrial_2024_Economic_MW_After Competition Groups_13 | HE Lighting | 1.659% | 0 | 6.7302 | Industrial_2024_Economic_MW_After Competition Groups_HE Lighting
Industrial | Ind ¦ Material Handling Improvements | 2024 | Achievable | MW | After Competition Groups | 0.81777 | 0 | 0 | 49.5953 | 0.016489 | 12 | Industrial_2024_Achievable_MW_After Competition Groups_12 | Material Handling Improvements | 1.649% | 0 | 0.81777 | Industrial_2024_Achievable_MW_After Competition Groups_Material Handling Improvements
Industrial | Ind ¦ Pump Equipment Upgrade | 2024 | Economic | MW | After Competition Groups | 6.1698 | 0 | 0 | 405.6239 | 0.015211 | 14 | Industrial_2024_Economic_MW_After Competition Groups_14 | Pump Equipment Upgrade | 1.521% | 0 | 6.1698 | Industrial_2024_Economic_MW_After Competition Groups_Pump Equipment Upgrade
Industrial | Ind ¦ Pulp and Paper Process Improvements | 2024 | Achievable | MW | After Competition Groups | 0.66874 | 0 | 0 | 49.5953 | 0.013484 | 13 | Industrial_2024_Achievable_MW_After Competition Groups_13 | Pulp and Paper Process Improvements | 1.348% | 0 | 0.66874 | Industrial_2024_Achievable_MW_After Competition Groups_Pulp and Paper Process Improvements
Industrial | Ind ¦ HE HVAC Controls | 2024 | Technical | MW | After Competition Groups | 8.3309 | 0 | 0 | 644.8437 | 0.012919 | 15 | Industrial_2024_Technical_MW_After Competition Groups_15 | HE HVAC Controls | 1.292% | 0 | 8.3309 | Industrial_2024_Technical_MW_After Competition Groups_HE HVAC Controls
Industrial | Ind ¦ Material Handling Improvements | 2024 | Economic | MW | After Competition Groups | 4.8832 | 0 | 0 | 405.6239 | 0.012039 | 15 | Industrial_2024_Economic_MW_After Competition Groups_15 | Material Handling Improvements | 1.204% | 0 | 4.8832 | Industrial_2024_Economic_MW_After Competition Groups_Material Handling Improvements
Industrial | Ind ¦ Pulp and Paper Process Improvements | 2024 | Technical | MW | After Competition Groups | 7.5583 | 0 | 0 | 644.8437 | 0.011721 | 16 | Industrial_2024_Technical_MW_After Competition Groups_16 | Pulp and Paper Process Improvements | 1.172% | 0 | 7.5583 | Industrial_2024_Technical_MW_After Competition Groups_Pulp and Paper Process Improvements
Industrial | Ind ¦ Free Cooling | 2024 | Technical | MW | After Competition Groups | 6.8384 | 0 | 0 | 644.8437 | 0.010605 | 17 | Industrial_2024_Technical_MW_After Competition Groups_17 | Free Cooling | 1.06% | 0 | 6.8384 | Industrial_2024_Technical_MW_After Competition Groups_Free Cooling
Industrial | Ind ¦ Refiner Plate Improvements | 2024 | Economic | MW | After Competition Groups | 4.181 | 0 | 0 | 405.6239 | 0.010308 | 16 | Industrial_2024_Economic_MW_After Competition Groups_16 | Refiner Plate Improvements | 1.031% | 0 | 4.181 | Industrial_2024_Economic_MW_After Competition Groups_Refiner Plate Improvements
Industrial | Ind ¦ Ventilation Optimization | 2024 | Technical | MW | After Competition Groups | 6.594 | 0 | 0 | 644.8437 | 0.010226 | 18 | Industrial_2024_Technical_MW_After Competition Groups_18 | Ventilation Optimization | 1.023% | 0 | 6.594 | Industrial_2024_Technical_MW_After Competition Groups_Ventilation Optimization
Industrial | Ind ¦ VAV Conversion Project | 2024 | Economic | MW | After Competition Groups | 3.9997 | 0 | 0 | 405.6239 | 0.0098606 | 17 | Industrial_2024_Economic_MW_After Competition Groups_17 | VAV Conversion Project | 0.9861% | 0 | 3.9997 | Industrial_2024_Economic_MW_After Competition Groups_VAV Conversion Project
Industrial | Ind ¦ HE HVAC Units | 2024 | Technical | MW | After Competition Groups | 5.5195 | 0 | 0 | 644.8437 | 0.0085594 | 19 | Industrial_2024_Technical_MW_After Competition Groups_19 | HE HVAC Units | 0.8559% | 0 | 5.5195 | Industrial_2024_Technical_MW_After Competition Groups_HE HVAC Units
Industrial | Ind ¦ HVLS Fans | 2024 | Technical | MW | After Competition Groups | 5.4518 | 0 | 0 | 644.8437 | 0.0084545 | 20 | Industrial_2024_Technical_MW_After Competition Groups_20 | HVLS Fans | 0.8454% | 0 | 5.4518 | Industrial_2024_Technical_MW_After Competition Groups_HVLS Fans
Industrial | Ind ¦ Chiller Optimization | 2024 | Technical | MW | After Competition Groups | 5.3562 | 0 | 0 | 644.8437 | 0.0083063 | 21 | Industrial_2024_Technical_MW_After Competition Groups_21 | Chiller Optimization | 0.8306% | 0 | 5.3562 | Industrial_2024_Technical_MW_After Competition Groups_Chiller Optimization
Industrial | Ind ¦ VAV Conversion Project | 2024 | Achievable | MW | After Competition Groups | 0.37889 | 0 | 0 | 49.5953 | 0.0076396 | 14 | Industrial_2024_Achievable_MW_After Competition Groups_14 | VAV Conversion Project | 0.764% | 0 | 0.37889 | Industrial_2024_Achievable_MW_After Competition Groups_VAV Conversion Project
Industrial | Ind ¦ Material Handling Improvements | 2024 | Technical | MW | After Competition Groups | 4.8832 | 0 | 0 | 644.8437 | 0.0075727 | 22 | Industrial_2024_Technical_MW_After Competition Groups_22 | Material Handling Improvements | 0.7573% | 0 | 4.8832 | Industrial_2024_Technical_MW_After Competition Groups_Material Handling Improvements
Industrial | Ind ¦ Cold Storage Retrofit | 2024 | Technical | MW | After Competition Groups | 4.8668 | 0 | 0 | 644.8437 | 0.0075473 | 23 | Industrial_2024_Technical_MW_After Competition Groups_23 | Cold Storage Retrofit | 0.7547% | 0 | 4.8668 | Industrial_2024_Technical_MW_After Competition Groups_Cold Storage Retrofit
Industrial | Ind ¦ Ventilation Optimization | 2024 | Achievable | MW | After Competition Groups | 0.35667 | 0 | 0 | 49.5953 | 0.0071915 | 15 | Industrial_2024_Achievable_MW_After Competition Groups_15 | Ventilation Optimization | 0.7192% | 0 | 0.35667 | Industrial_2024_Achievable_MW_After Competition Groups_Ventilation Optimization
Industrial | Ind ¦ Process Optimization (Elec) | 2024 | Achievable | MW | After Competition Groups | 0.34285 | 0 | 0 | 49.5953 | 0.006913 | 16 | Industrial_2024_Achievable_MW_After Competition Groups_16 | Process Optimization (Elec) | 0.6913% | 0 | 0.34285 | Industrial_2024_Achievable_MW_After Competition Groups_Process Optimization (Elec)
Industrial | Ind ¦ Refiner Plate Improvements | 2024 | Achievable | MW | After Competition Groups | 0.32868 | 0 | 0 | 49.5953 | 0.0066272 | 17 | Industrial_2024_Achievable_MW_After Competition Groups_17 | Refiner Plate Improvements | 0.6627% | 0 | 0.32868 | Industrial_2024_Achievable_MW_After Competition Groups_Refiner Plate Improvements
Industrial | Ind ¦ Refiner Plate Improvements | 2024 | Technical | MW | After Competition Groups | 4.181 | 0 | 0 | 644.8437 | 0.0064837 | 24 | Industrial_2024_Technical_MW_After Competition Groups_24 | Refiner Plate Improvements | 0.6484% | 0 | 4.181 | Industrial_2024_Technical_MW_After Competition Groups_Refiner Plate Improvements
Industrial | Ind ¦ Efficient Irrigation | 2024 | Technical | MW | After Competition Groups | 4.1487 | 0 | 0 | 644.8437 | 0.0064337 | 25 | Industrial_2024_Technical_MW_After Competition Groups_25 | Efficient Irrigation | 0.6434% | 0 | 4.1487 | Industrial_2024_Technical_MW_After Competition Groups_Efficient Irrigation
Industrial | Ind ¦ Process Heat Recovery | 2024 | Economic | MW | After Competition Groups | 2.5686 | 0 | 0 | 405.6239 | 0.0063326 | 18 | Industrial_2024_Economic_MW_After Competition Groups_18 | Process Heat Recovery | 0.6333% | 0 | 2.5686 | Industrial_2024_Economic_MW_After Competition Groups_Process Heat Recovery
Industrial | Ind ¦ Cooling Tower Optimization | 2024 | Technical | MW | After Competition Groups | 4.061 | 0 | 0 | 644.8437 | 0.0062976 | 26 | Industrial_2024_Technical_MW_After Competition Groups_26 | Cooling Tower Optimization | 0.6298% | 0 | 4.061 | Industrial_2024_Technical_MW_After Competition Groups_Cooling Tower Optimization
Industrial | Ind ¦ VAV Conversion Project | 2024 | Technical | MW | After Competition Groups | 3.9997 | 0 | 0 | 644.8437 | 0.0062026 | 27 | Industrial_2024_Technical_MW_After Competition Groups_27 | VAV Conversion Project | 0.6203% | 0 | 3.9997 | Industrial_2024_Technical_MW_After Competition Groups_VAV Conversion Project
Industrial | Ind ¦ Process Improvements | 2024 | Economic | MW | After Competition Groups | 2.0906 | 0 | 0 | 405.6239 | 0.0051541 | 19 | Industrial_2024_Economic_MW_After Competition Groups_19 | Process Improvements | 0.5154% | 0 | 2.0906 | Industrial_2024_Economic_MW_After Competition Groups_Process Improvements
Industrial | Ind ¦ High Efficiency Battery Charger | 2024 | Economic | MW | After Competition Groups | 2.0242 | 0 | 0 | 405.6239 | 0.0049903 | 20 | Industrial_2024_Economic_MW_After Competition Groups_20 | High Efficiency Battery Charger | 0.499% | 0 | 2.0242 | Industrial_2024_Economic_MW_After Competition Groups_High Efficiency Battery Charger
Industrial | Ind ¦ High Efficiency Battery Charger | 2024 | Achievable | MW | After Competition Groups | 0.23666 | 0 | 0 | 49.5953 | 0.0047718 | 18 | Industrial_2024_Achievable_MW_After Competition Groups_18 | High Efficiency Battery Charger | 0.4772% | 0 | 0.23666 | Industrial_2024_Achievable_MW_After Competition Groups_High Efficiency Battery Charger
Industrial | Ind ¦ Process Heat Recovery | 2024 | Achievable | MW | After Competition Groups | 0.2328 | 0 | 0 | 49.5953 | 0.004694 | 19 | Industrial_2024_Achievable_MW_After Competition Groups_19 | Process Heat Recovery | 0.4694% | 0 | 0.2328 | Industrial_2024_Achievable_MW_After Competition Groups_Process Heat Recovery
Industrial | Ind ¦ Process Heat Recovery | 2024 | Technical | MW | After Competition Groups | 2.5686 | 0 | 0 | 644.8437 | 0.0039834 | 28 | Industrial_2024_Technical_MW_After Competition Groups_28 | Process Heat Recovery | 0.3983% | 0 | 2.5686 | Industrial_2024_Technical_MW_After Competition Groups_Process Heat Recovery
Industrial | Ind ¦ Synchronous Belts | 2024 | Technical | MW | After Competition Groups | 2.5322 | 0 | 0 | 644.8437 | 0.0039268 | 29 | Industrial_2024_Technical_MW_After Competition Groups_29 | Synchronous Belts | 0.3927% | 0 | 2.5322 | Industrial_2024_Technical_MW_After Competition Groups_Synchronous Belts
Industrial | Ind ¦ Process Improvements | 2024 | Achievable | MW | After Competition Groups | 0.19395 | 0 | 0 | 49.5953 | 0.0039107 | 20 | Industrial_2024_Achievable_MW_After Competition Groups_20 | Process Improvements | 0.3911% | 0 | 0.19395 | Industrial_2024_Achievable_MW_After Competition Groups_Process Improvements
Industrial | Ind ¦ HE Lighting | 2024 | Achievable | MW | After Competition Groups | 0.16677 | 0 | 0 | 49.5953 | 0.0033627 | 21 | Industrial_2024_Achievable_MW_After Competition Groups_21 | HE Lighting | 0.3363% | 0 | 0.16677 | Industrial_2024_Achievable_MW_After Competition Groups_HE Lighting
Industrial | Ind ¦ Process Improvements | 2024 | Technical | MW | After Competition Groups | 2.0906 | 0 | 0 | 644.8437 | 0.0032421 | 30 | Industrial_2024_Technical_MW_After Competition Groups_30 | Process Improvements | 0.3242% | 0 | 2.0906 | Industrial_2024_Technical_MW_After Competition Groups_Process Improvements
Industrial | Ind ¦ High Efficiency Battery Charger | 2024 | Technical | MW | After Competition Groups | 2.0242 | 0 | 0 | 644.8437 | 0.003139 | 31 | Industrial_2024_Technical_MW_After Competition Groups_31 | High Efficiency Battery Charger | 0.3139% | 0 | 2.0242 | Industrial_2024_Technical_MW_After Competition Groups_High Efficiency Battery Charger
Industrial | Ind ¦ Improved Controls - Process Heating | 2024 | Economic | MW | After Competition Groups | 1.2571 | 0 | 0 | 405.6239 | 0.0030991 | 21 | Industrial_2024_Economic_MW_After Competition Groups_21 | Improved Controls - Process Heating | 0.3099% | 0 | 1.2571 | Industrial_2024_Economic_MW_After Competition Groups_Improved Controls - Process Heating
Industrial | Ind ¦ Refrigeration Compressor VFD | 2024 | Achievable | MW | After Competition Groups | 0.1388 | 0 | 0 | 49.5953 | 0.0027986 | 22 | Industrial_2024_Achievable_MW_After Competition Groups_22 | Refrigeration Compressor VFD | 0.2799% | 0 | 0.1388 | Industrial_2024_Achievable_MW_After Competition Groups_Refrigeration Compressor VFD
Industrial | Ind ¦ Improved Controls - Process Heating | 2024 | Achievable | MW | After Competition Groups | 0.11997 | 0 | 0 | 49.5953 | 0.002419 | 23 | Industrial_2024_Achievable_MW_After Competition Groups_23 | Improved Controls - Process Heating | 0.2419% | 0 | 0.11997 | Industrial_2024_Achievable_MW_After Competition Groups_Improved Controls - Process Heating
Industrial | Ind ¦ Efficient Irrigation | 2024 | Economic | MW | After Competition Groups | 0.89787 | 0 | 0 | 405.6239 | 0.0022135 | 22 | Industrial_2024_Economic_MW_After Competition Groups_22 | Efficient Irrigation | 0.2214% | 0 | 0.89787 | Industrial_2024_Economic_MW_After Competition Groups_Efficient Irrigation
Industrial | Ind ¦ Ventilation Optimization | 2024 | Economic | MW | After Competition Groups | 0.86972 | 0 | 0 | 405.6239 | 0.0021442 | 23 | Industrial_2024_Economic_MW_After Competition Groups_23 | Ventilation Optimization | 0.2144% | 0 | 0.86972 | Industrial_2024_Economic_MW_After Competition Groups_Ventilation Optimization
Industrial | Ind ¦ Engine Block Heater Timer | 2024 | Economic | MW | After Competition Groups | 0.82312 | 0 | 0 | 405.6239 | 0.0020293 | 24 | Industrial_2024_Economic_MW_After Competition Groups_24 | Engine Block Heater Timer | 0.2029% | 0 | 0.82312 | Industrial_2024_Economic_MW_After Competition Groups_Engine Block Heater Timer
Industrial | Ind ¦ Improved Controls - Process Heating | 2024 | Technical | MW | After Competition Groups | 1.2571 | 0 | 0 | 644.8437 | 0.0019494 | 32 | Industrial_2024_Technical_MW_After Competition Groups_32 | Improved Controls - Process Heating | 0.1949% | 0 | 1.2571 | Industrial_2024_Technical_MW_After Competition Groups_Improved Controls - Process Heating
Industrial | Ind ¦ Refrigeration Compressor VFD | 2024 | Technical | MW | After Competition Groups | 1.1892 | 0 | 0 | 644.8437 | 0.0018442 | 33 | Industrial_2024_Technical_MW_After Competition Groups_33 | Refrigeration Compressor VFD | 0.1844% | 0 | 1.1892 | Industrial_2024_Technical_MW_After Competition Groups_Refrigeration Compressor VFD
Industrial | Ind ¦ Dairy Pre-Cooler | 2024 | Technical | MW | After Competition Groups | 1.0932 | 0 | 0 | 644.8437 | 0.0016952 | 34 | Industrial_2024_Technical_MW_After Competition Groups_34 | Dairy Pre-Cooler | 0.1695% | 0 | 1.0932 | Industrial_2024_Technical_MW_After Competition Groups_Dairy Pre-Cooler
Industrial | Ind ¦ Efficient Transformer | 2024 | Technical | MW | After Competition Groups | 1.0155 | 0 | 0 | 644.8437 | 0.0015748 | 35 | Industrial_2024_Technical_MW_After Competition Groups_35 | Efficient Transformer | 0.1575% | 0 | 1.0155 | Industrial_2024_Technical_MW_After Competition Groups_Efficient Transformer
Industrial | Ind ¦ Engine Block Heater Timer | 2024 | Achievable | MW | After Competition Groups | 0.075812 | 0 | 0 | 49.5953 | 0.0015286 | 24 | Industrial_2024_Achievable_MW_After Competition Groups_24 | Engine Block Heater Timer | 0.1529% | 0 | 0.075812 | Industrial_2024_Achievable_MW_After Competition Groups_Engine Block Heater Timer
Industrial | Ind ¦ Dairy Pre-Cooler | 2024 | Achievable | MW | After Competition Groups | 0.0709 | 0 | 0 | 49.5953 | 0.0014296 | 25 | Industrial_2024_Achievable_MW_After Competition Groups_25 | Dairy Pre-Cooler | 0.143% | 0 | 0.0709 | Industrial_2024_Achievable_MW_After Competition Groups_Dairy Pre-Cooler
Industrial | Ind ¦ High Efficiency Welders | 2024 | Technical | MW | After Competition Groups | 0.87072 | 0 | 0 | 644.8437 | 0.0013503 | 36 | Industrial_2024_Technical_MW_After Competition Groups_36 | High Efficiency Welders | 0.135% | 0 | 0.87072 | Industrial_2024_Technical_MW_After Competition Groups_High Efficiency Welders
Industrial | Ind ¦ Engine Block Heater Timer | 2024 | Technical | MW | After Competition Groups | 0.82312 | 0 | 0 | 644.8437 | 0.0012765 | 37 | Industrial_2024_Technical_MW_After Competition Groups_37 | Engine Block Heater Timer | 0.1276% | 0 | 0.82312 | Industrial_2024_Technical_MW_After Competition Groups_Engine Block Heater Timer
Industrial | Ind ¦ Efficient Refrigeration Compressor | 2024 | Achievable | MW | After Competition Groups | 0.050526 | 0 | 0 | 49.5953 | 0.0010188 | 26 | Industrial_2024_Achievable_MW_After Competition Groups_26 | Efficient Refrigeration Compressor | 0.1019% | 0 | 0.050526 | Industrial_2024_Achievable_MW_After Competition Groups_Efficient Refrigeration Compressor
Industrial | Ind ¦ Air Compressor Heat Recovery | 2024 | Economic | MW | After Competition Groups | 0.33164 | 0 | 0 | 405.6239 | 0.0008176 | 25 | Industrial_2024_Economic_MW_After Competition Groups_25 | Air Compressor Heat Recovery | 0.08176% | 0 | 0.33164 | Industrial_2024_Economic_MW_After Competition Groups_Air Compressor Heat Recovery
Industrial | Ind ¦ Dairy Pre-Cooler | 2024 | Economic | MW | After Competition Groups | 0.27573 | 0 | 0 | 405.6239 | 0.00067976 | 26 | Industrial_2024_Economic_MW_After Competition Groups_26 | Dairy Pre-Cooler | 0.06798% | 0 | 0.27573 | Industrial_2024_Economic_MW_After Competition Groups_Dairy Pre-Cooler
Industrial | Ind ¦ Air Compressor Heat Recovery | 2024 | Achievable | MW | After Competition Groups | 0.031061 | 0 | 0 | 49.5953 | 0.00062628 | 27 | Industrial_2024_Achievable_MW_After Competition Groups_27 | Air Compressor Heat Recovery | 0.06263% | 0 | 0.031061 | Industrial_2024_Achievable_MW_After Competition Groups_Air Compressor Heat Recovery
Industrial | Ind ¦ Efficient Refrigeration Compressor | 2024 | Economic | MW | After Competition Groups | 0.21844 | 0 | 0 | 405.6239 | 0.00053852 | 27 | Industrial_2024_Economic_MW_After Competition Groups_27 | Efficient Refrigeration Compressor | 0.05385% | 0 | 0.21844 | Industrial_2024_Economic_MW_After Competition Groups_Efficient Refrigeration Compressor
Industrial | Ind ¦ Refrigeration Compressor VFD | 2024 | Economic | MW | After Competition Groups | 0.21651 | 0 | 0 | 405.6239 | 0.00053376 | 28 | Industrial_2024_Economic_MW_After Competition Groups_28 | Refrigeration Compressor VFD | 0.05338% | 0 | 0.21651 | Industrial_2024_Economic_MW_After Competition Groups_Refrigeration Compressor VFD
Industrial | Ind ¦ Air Compressor Heat Recovery | 2024 | Technical | MW | After Competition Groups | 0.33164 | 0 | 0 | 644.8437 | 0.00051429 | 38 | Industrial_2024_Technical_MW_After Competition Groups_38 | Air Compressor Heat Recovery | 0.05143% | 0 | 0.33164 | Industrial_2024_Technical_MW_After Competition Groups_Air Compressor Heat Recovery
Industrial | Ind ¦ Creep Heat Controller | 2024 | Technical | MW | After Competition Groups | 0.29175 | 0 | 0 | 644.8437 | 0.00045244 | 39 | Industrial_2024_Technical_MW_After Competition Groups_39 | Creep Heat Controller | 0.04524% | 0 | 0.29175 | Industrial_2024_Technical_MW_After Competition Groups_Creep Heat Controller
Industrial | Ind ¦ Optimize Compressed Air Dryer | 2024 | Technical | MW | After Competition Groups | 0.23984 | 0 | 0 | 644.8437 | 0.00037193 | 40 | Industrial_2024_Technical_MW_After Competition Groups_40 | Optimize Compressed Air Dryer | 0.03719% | 0 | 0.23984 | Industrial_2024_Technical_MW_After Competition Groups_Optimize Compressed Air Dryer
Industrial | Ind ¦ Efficient Refrigeration Compressor | 2024 | Technical | MW | After Competition Groups | 0.21844 | 0 | 0 | 644.8437 | 0.00033875 | 41 | Industrial_2024_Technical_MW_After Competition Groups_41 | Efficient Refrigeration Compressor | 0.03387% | 0 | 0.21844 | Industrial_2024_Technical_MW_After Competition Groups_Efficient Refrigeration Compressor
Industrial | Ind ¦ Heat Lamps/Heat Pad | 2024 | Technical | MW | After Competition Groups | 0.21157 | 0 | 0 | 644.8437 | 0.0003281 | 42 | Industrial_2024_Technical_MW_After Competition Groups_42 | Heat Lamps/Heat Pad | 0.03281% | 0 | 0.21157 | Industrial_2024_Technical_MW_After Competition Groups_Heat Lamps/Heat Pad
Industrial | Ind ¦ Efficient Irrigation | 2024 | Achievable | MW | After Competition Groups | 0.011616 | 0 | 0 | 49.5953 | 0.00023421 | 28 | Industrial_2024_Achievable_MW_After Competition Groups_28 | Efficient Irrigation | 0.02342% | 0 | 0.011616 | Industrial_2024_Achievable_MW_After Competition Groups_Efficient Irrigation
Industrial | Ind ¦ Cooling Tower Optimization | 2024 | Achievable | MW | After Competition Groups | 0 | 0 | 0 | 49.5953 | 0 | 29 | Industrial_2024_Achievable_MW_After Competition Groups_29 | Cooling Tower Optimization | 0% | 0 | 0 | Industrial_2024_Achievable_MW_After Competition Groups_Cooling Tower Optimization
Industrial | Ind ¦ Cooling Tower Optimization | 2024 | Economic | MW | After Competition Groups | 0 | 0 | 0 | 405.6239 | 0 | 29 | Industrial_2024_Economic_MW_After Competition Groups_29 | Cooling Tower Optimization | 0% | 0 | 0 | Industrial_2024_Economic_MW_After Competition Groups_Cooling Tower Optimization
Industrial | Ind ¦ Creep Heat Controller | 2024 | Achievable | MW | After Competition Groups | 0 | 0 | 0 | 49.5953 | 0 | 30 | Industrial_2024_Achievable_MW_After Competition Groups_30 | Creep Heat Controller | 0% | 0 | 0 | Industrial_2024_Achievable_MW_After Competition Groups_Creep Heat Controller
Industrial | Ind ¦ Creep Heat Controller | 2024 | Economic | MW | After Competition Groups | 0 | 0 | 0 | 405.6239 | 0 | 30 | Industrial_2024_Economic_MW_After Competition Groups_30 | Creep Heat Controller | 0% | 0 | 0 | Industrial_2024_Economic_MW_After Competition Groups_Creep Heat Controller
Industrial | Ind ¦ Efficient Transformer | 2024 | Achievable | MW | After Competition Groups | 0 | 0 | 0 | 49.5953 | 0 | 31 | Industrial_2024_Achievable_MW_After Competition Groups_31 | Efficient Transformer | 0% | 0 | 0 | Industrial_2024_Achievable_MW_After Competition Groups_Efficient Transformer
Industrial | Ind ¦ Efficient Transformer | 2024 | Economic | MW | After Competition Groups | 0 | 0 | 0 | 405.6239 | 0 | 31 | Industrial_2024_Economic_MW_After Competition Groups_31 | Efficient Transformer | 0% | 0 | 0 | Industrial_2024_Economic_MW_After Competition Groups_Efficient Transformer
Industrial | Ind ¦ Free Cooling | 2024 | Achievable | MW | After Competition Groups | 0 | 0 | 0 | 49.5953 | 0 | 32 | Industrial_2024_Achievable_MW_After Competition Groups_32 | Free Cooling | 0% | 0 | 0 | Industrial_2024_Achievable_MW_After Competition Groups_Free Cooling
Industrial | Ind ¦ Free Cooling | 2024 | Economic | MW | After Competition Groups | 0 | 0 | 0 | 405.6239 | 0 | 32 | Industrial_2024_Economic_MW_After Competition Groups_32 | Free Cooling | 0% | 0 | 0 | Industrial_2024_Economic_MW_After Competition Groups_Free Cooling
Industrial | Ind ¦ Heat Lamps/Heat Pad | 2024 | Achievable | MW | After Competition Groups | 0 | 0 | 0 | 49.5953 | 0 | 33 | Industrial_2024_Achievable_MW_After Competition Groups_33 | Heat Lamps/Heat Pad | 0% | 0 | 0 | Industrial_2024_Achievable_MW_After Competition Groups_Heat Lamps/Heat Pad
Industrial | Ind ¦ Heat Lamps/Heat Pad | 2024 | Economic | MW | After Competition Groups | 0 | 0 | 0 | 405.6239 | 0 | 33 | Industrial_2024_Economic_MW_After Competition Groups_33 | Heat Lamps/Heat Pad | 0% | 0 | 0 | Industrial_2024_Economic_MW_After Competition Groups_Heat Lamps/Heat Pad
Industrial | Ind ¦ High Efficiency Welders | 2024 | Achievable | MW | After Competition Groups | 0 | 0 | 0 | 49.5953 | 0 | 34 | Industrial_2024_Achievable_MW_After Competition Groups_34 | High Efficiency Welders | 0% | 0 | 0 | Industrial_2024_Achievable_MW_After Competition Groups_High Efficiency Welders
Industrial | Ind ¦ High Efficiency Welders | 2024 | Economic | MW | After Competition Groups | 0 | 0 | 0 | 405.6239 | 0 | 34 | Industrial_2024_Economic_MW_After Competition Groups_34 | High Efficiency Welders | 0% | 0 | 0 | Industrial_2024_Economic_MW_After Competition Groups_High Efficiency Welders
Industrial | Ind ¦ HVLS Fans | 2024 | Achievable | MW | After Competition Groups | 0 | 0 | 0 | 49.5953 | 0 | 35 | Industrial_2024_Achievable_MW_After Competition Groups_35 | HVLS Fans | 0% | 0 | 0 | Industrial_2024_Achievable_MW_After Competition Groups_HVLS Fans
Industrial | Ind ¦ HVLS Fans | 2024 | Economic | MW | After Competition Groups | 0 | 0 | 0 | 405.6239 | 0 | 35 | Industrial_2024_Economic_MW_After Competition Groups_35 | HVLS Fans | 0% | 0 | 0 | Industrial_2024_Economic_MW_After Competition Groups_HVLS Fans
Industrial | Ind ¦ Optimize Compressed Air Dryer | 2024 | Achievable | MW | After Competition Groups | 0 | 0 | 0 | 49.5953 | 0 | 36 | Industrial_2024_Achievable_MW_After Competition Groups_36 | Optimize Compressed Air Dryer | 0% | 0 | 0 | Industrial_2024_Achievable_MW_After Competition Groups_Optimize Compressed Air Dryer
Industrial | Ind ¦ Optimize Compressed Air Dryer | 2024 | Economic | MW | After Competition Groups | 0 | 0 | 0 | 405.6239 | 0 | 36 | Industrial_2024_Economic_MW_After Competition Groups_36 | Optimize Compressed Air Dryer | 0% | 0 | 0 | Industrial_2024_Economic_MW_After Competition Groups_Optimize Compressed Air Dryer
Industrial | Ind ¦ Premium Efficient Motors | 2024 | Achievable | MW | After Competition Groups | 0 | 0 | 0 | 49.5953 | 0 | 37 | Industrial_2024_Achievable_MW_After Competition Groups_37 | Premium Efficient Motors | 0% | 0 | 0 | Industrial_2024_Achievable_MW_After Competition Groups_Premium Efficient Motors
Industrial | Ind ¦ Premium Efficient Motors | 2024 | Economic | MW | After Competition Groups | 0 | 0 | 0 | 405.6239 | 0 | 37 | Industrial_2024_Economic_MW_After Competition Groups_37 | Premium Efficient Motors | 0% | 0 | 0 | Industrial_2024_Economic_MW_After Competition Groups_Premium Efficient Motors
Industrial | Ind ¦ Synchronous Belts | 2024 | Achievable | MW | After Competition Groups | 0 | 0 | 0 | 49.5953 | 0 | 38 | Industrial_2024_Achievable_MW_After Competition Groups_38 | Synchronous Belts | 0% | 0 | 0 | Industrial_2024_Achievable_MW_After Competition Groups_Synchronous Belts
Industrial | Ind ¦ Synchronous Belts | 2024 | Economic | MW | After Competition Groups | 0 | 0 | 0 | 405.6239 | 0 | 38 | Industrial_2024_Economic_MW_After Competition Groups_38 | Synchronous Belts | 0% | 0 | 0 | Industrial_2024_Economic_MW_After Competition Groups_Synchronous Belts
Industrial | Ind ¦ Air Leak Survey and Repair | 2025 | Economic | MW | After Competition Groups | 71.3954 | 0 | 0 | 460.7457 | 0.15496 | 1 | Industrial_2025_Economic_MW_After Competition Groups_1 | Air Leak Survey and Repair | 15.5% | 0 | 71.3954 | Industrial_2025_Economic_MW_After Competition Groups_Air Leak Survey and Repair
Industrial | Ind ¦ Pump System Optimization | 2025 | Achievable | MW | After Competition Groups | 11.4948 | 0 | 0 | 79.4314 | 0.14471 | 1 | Industrial_2025_Achievable_MW_After Competition Groups_1 | Pump System Optimization | 14.47% | 0 | 11.4948 | Industrial_2025_Achievable_MW_After Competition Groups_Pump System Optimization
Industrial | Ind ¦ Air Leak Survey and Repair | 2025 | Achievable | MW | After Competition Groups | 10.6976 | 0 | 0 | 79.4314 | 0.13468 | 2 | Industrial_2025_Achievable_MW_After Competition Groups_2 | Air Leak Survey and Repair | 13.47% | 0 | 10.6976 | Industrial_2025_Achievable_MW_After Competition Groups_Air Leak Survey and Repair
Industrial | Ind ¦ Recommissioning | 2025 | Economic | MW | After Competition Groups | 55.6776 | 0 | 0 | 460.7457 | 0.12084 | 2 | Industrial_2025_Economic_MW_After Competition Groups_2 | Recommissioning | 12.08% | 0 | 55.6776 | Industrial_2025_Economic_MW_After Competition Groups_Recommissioning
Industrial | Ind ¦ SEM | 2025 | Economic | MW | After Competition Groups | 55.6776 | 0 | 0 | 460.7457 | 0.12084 | 3 | Industrial_2025_Economic_MW_After Competition Groups_3 | SEM | 12.08% | 0 | 55.6776 | Industrial_2025_Economic_MW_After Competition Groups_SEM
Industrial | Ind ¦ Pump System Optimization | 2025 | Technical | MW | After Competition Groups | 80.1052 | 0 | 0 | 674.096 | 0.11883 | 1 | Industrial_2025_Technical_MW_After Competition Groups_1 | Pump System Optimization | 11.88% | 0 | 80.1052 | Industrial_2025_Technical_MW_After Competition Groups_Pump System Optimization
Industrial | Ind ¦ Air Compressor Optimization | 2025 | Achievable | MW | After Competition Groups | 9.2537 | 0 | 0 | 79.4314 | 0.1165 | 3 | Industrial_2025_Achievable_MW_After Competition Groups_3 | Air Compressor Optimization | 11.65% | 0 | 9.2537 | Industrial_2025_Achievable_MW_After Competition Groups_Air Compressor Optimization
Industrial | Ind ¦ Air Leak Survey and Repair | 2025 | Technical | MW | After Competition Groups | 71.3954 | 0 | 0 | 674.096 | 0.10591 | 2 | Industrial_2025_Technical_MW_After Competition Groups_2 | Air Leak Survey and Repair | 10.59% | 0 | 71.3954 | Industrial_2025_Technical_MW_After Competition Groups_Air Leak Survey and Repair
Industrial | Ind ¦ Recommissioning | 2025 | Achievable | MW | After Competition Groups | 8.3842 | 0 | 0 | 79.4314 | 0.10555 | 4 | Industrial_2025_Achievable_MW_After Competition Groups_4 | Recommissioning | 10.56% | 0 | 8.3842 | Industrial_2025_Achievable_MW_After Competition Groups_Recommissioning
Industrial | Ind ¦ SEM | 2025 | Achievable | MW | After Competition Groups | 8.3842 | 0 | 0 | 79.4314 | 0.10555 | 5 | Industrial_2025_Achievable_MW_After Competition Groups_5 | SEM | 10.56% | 0 | 8.3842 | Industrial_2025_Achievable_MW_After Competition Groups_SEM
Industrial | Ind ¦ HE Lighting | 2025 | Technical | MW | After Competition Groups | 69.9473 | 0 | 0 | 674.096 | 0.10376 | 3 | Industrial_2025_Technical_MW_After Competition Groups_3 | HE Lighting | 10.38% | 0 | 69.9473 | Industrial_2025_Technical_MW_After Competition Groups_HE Lighting
Industrial | Ind ¦ Air Compressor Optimization | 2025 | Economic | MW | After Competition Groups | 42.8488 | 0 | 0 | 460.7457 | 0.092999 | 4 | Industrial_2025_Economic_MW_After Competition Groups_4 | Air Compressor Optimization | 9.3% | 0 | 42.8488 | Industrial_2025_Economic_MW_After Competition Groups_Air Compressor Optimization
Industrial | Ind ¦ Greenhouse Grow Lights | 2025 | Economic | MW | After Competition Groups | 38.3565 | 0 | 0 | 460.7457 | 0.083249 | 5 | Industrial_2025_Economic_MW_After Competition Groups_5 | Greenhouse Grow Lights | 8.325% | 0 | 38.3565 | Industrial_2025_Economic_MW_After Competition Groups_Greenhouse Grow Lights
Industrial | Ind ¦ Recommissioning | 2025 | Technical | MW | After Competition Groups | 55.6776 | 0 | 0 | 674.096 | 0.082596 | 4 | Industrial_2025_Technical_MW_After Competition Groups_4 | Recommissioning | 8.26% | 0 | 55.6776 | Industrial_2025_Technical_MW_After Competition Groups_Recommissioning
Industrial | Ind ¦ SEM | 2025 | Technical | MW | After Competition Groups | 55.6776 | 0 | 0 | 674.096 | 0.082596 | 5 | Industrial_2025_Technical_MW_After Competition Groups_5 | SEM | 8.26% | 0 | 55.6776 | Industrial_2025_Technical_MW_After Competition Groups_SEM
Industrial | Ind ¦ Efficient Compressed Air Nozzles | 2025 | Economic | MW | After Competition Groups | 36.8715 | 0 | 0 | 460.7457 | 0.080026 | 6 | Industrial_2025_Economic_MW_After Competition Groups_6 | Efficient Compressed Air Nozzles | 8.003% | 0 | 36.8715 | Industrial_2025_Economic_MW_After Competition Groups_Efficient Compressed Air Nozzles
Industrial | Ind ¦ Air Compressor Optimization | 2025 | Technical | MW | After Competition Groups | 42.8488 | 0 | 0 | 674.096 | 0.063565 | 6 | Industrial_2025_Technical_MW_After Competition Groups_6 | Air Compressor Optimization | 6.356% | 0 | 42.8488 | Industrial_2025_Technical_MW_After Competition Groups_Air Compressor Optimization
Industrial | Ind ¦ Pump Equipment Upgrade | 2025 | Achievable | MW | After Competition Groups | 4.979 | 0 | 0 | 79.4314 | 0.062683 | 6 | Industrial_2025_Achievable_MW_After Competition Groups_6 | Pump Equipment Upgrade | 6.268% | 0 | 4.979 | Industrial_2025_Achievable_MW_After Competition Groups_Pump Equipment Upgrade
Industrial | Ind ¦ High Efficiency HVAC Fans | 2025 | Achievable | MW | After Competition Groups | 4.7508 | 0 | 0 | 79.4314 | 0.05981 | 7 | Industrial_2025_Achievable_MW_After Competition Groups_7 | High Efficiency HVAC Fans | 5.981% | 0 | 4.7508 | Industrial_2025_Achievable_MW_After Competition Groups_High Efficiency HVAC Fans
Industrial | Ind ¦ Pump System Optimization | 2025 | Economic | MW | After Competition Groups | 27.1906 | 0 | 0 | 460.7457 | 0.059014 | 7 | Industrial_2025_Economic_MW_After Competition Groups_7 | Pump System Optimization | 5.901% | 0 | 27.1906 | Industrial_2025_Economic_MW_After Competition Groups_Pump System Optimization
Industrial | Ind ¦ Efficient Compressed Air Nozzles | 2025 | Achievable | MW | After Competition Groups | 4.5571 | 0 | 0 | 79.4314 | 0.057372 | 8 | Industrial_2025_Achievable_MW_After Competition Groups_8 | Efficient Compressed Air Nozzles | 5.737% | 0 | 4.5571 | Industrial_2025_Achievable_MW_After Competition Groups_Efficient Compressed Air Nozzles
Industrial | Ind ¦ Greenhouse Grow Lights | 2025 | Technical | MW | After Competition Groups | 38.3565 | 0 | 0 | 674.096 | 0.056901 | 7 | Industrial_2025_Technical_MW_After Competition Groups_7 | Greenhouse Grow Lights | 5.69% | 0 | 38.3565 | Industrial_2025_Technical_MW_After Competition Groups_Greenhouse Grow Lights
Industrial | Ind ¦ High Efficiency HVAC Fans | 2025 | Economic | MW | After Competition Groups | 25.634 | 0 | 0 | 460.7457 | 0.055636 | 8 | Industrial_2025_Economic_MW_After Competition Groups_8 | High Efficiency HVAC Fans | 5.564% | 0 | 25.634 | Industrial_2025_Economic_MW_After Competition Groups_High Efficiency HVAC Fans
Industrial | Ind ¦ Efficient Compressed Air Nozzles | 2025 | Technical | MW | After Competition Groups | 36.8715 | 0 | 0 | 674.096 | 0.054698 | 8 | Industrial_2025_Technical_MW_After Competition Groups_8 | Efficient Compressed Air Nozzles | 5.47% | 0 | 36.8715 | Industrial_2025_Technical_MW_After Competition Groups_Efficient Compressed Air Nozzles
Industrial | Ind ¦ Pump Equipment Upgrade | 2025 | Technical | MW | After Competition Groups | 36.748 | 0 | 0 | 674.096 | 0.054514 | 9 | Industrial_2025_Technical_MW_After Competition Groups_9 | Pump Equipment Upgrade | 5.451% | 0 | 36.748 | Industrial_2025_Technical_MW_After Competition Groups_Pump Equipment Upgrade
Industrial | Ind ¦ Greenhouse Grow Lights | 2025 | Achievable | MW | After Competition Groups | 4.2822 | 0 | 0 | 79.4314 | 0.05391 | 9 | Industrial_2025_Achievable_MW_After Competition Groups_9 | Greenhouse Grow Lights | 5.391% | 0 | 4.2822 | Industrial_2025_Achievable_MW_After Competition Groups_Greenhouse Grow Lights
Industrial | Ind ¦ Process Optimization (Elec) | 2025 | Economic | MW | After Competition Groups | 20.588 | 0 | 0 | 460.7457 | 0.044684 | 9 | Industrial_2025_Economic_MW_After Competition Groups_9 | Process Optimization (Elec) | 4.468% | 0 | 20.588 | Industrial_2025_Economic_MW_After Competition Groups_Process Optimization (Elec)
Industrial | Ind ¦ Fan System Optimization | 2025 | Achievable | MW | After Competition Groups | 3.1538 | 0 | 0 | 79.4314 | 0.039704 | 10 | Industrial_2025_Achievable_MW_After Competition Groups_10 | Fan System Optimization | 3.97% | 0 | 3.1538 | Industrial_2025_Achievable_MW_After Competition Groups_Fan System Optimization
Industrial | Ind ¦ High Efficiency HVAC Fans | 2025 | Technical | MW | After Competition Groups | 25.634 | 0 | 0 | 674.096 | 0.038027 | 10 | Industrial_2025_Technical_MW_After Competition Groups_10 | High Efficiency HVAC Fans | 3.803% | 0 | 25.634 | Industrial_2025_Technical_MW_After Competition Groups_High Efficiency HVAC Fans
Industrial | Ind ¦ Fan System Optimization | 2025 | Economic | MW | After Competition Groups | 16.1803 | 0 | 0 | 460.7457 | 0.035118 | 10 | Industrial_2025_Economic_MW_After Competition Groups_10 | Fan System Optimization | 3.512% | 0 | 16.1803 | Industrial_2025_Economic_MW_After Competition Groups_Fan System Optimization
Industrial | Ind ¦ Improved Controls - Process Cooling | 2025 | Economic | MW | After Competition Groups | 15.8713 | 0 | 0 | 460.7457 | 0.034447 | 11 | Industrial_2025_Economic_MW_After Competition Groups_11 | Improved Controls - Process Cooling | 3.445% | 0 | 15.8713 | Industrial_2025_Economic_MW_After Competition Groups_Improved Controls - Process Cooling
Industrial | Ind ¦ Process Optimization (Elec) | 2025 | Technical | MW | After Competition Groups | 20.588 | 0 | 0 | 674.096 | 0.030542 | 11 | Industrial_2025_Technical_MW_After Competition Groups_11 | Process Optimization (Elec) | 3.054% | 0 | 20.588 | Industrial_2025_Technical_MW_After Competition Groups_Process Optimization (Elec)
Industrial | Ind ¦ Improved Controls - Process Cooling | 2025 | Achievable | MW | After Competition Groups | 2.3934 | 0 | 0 | 79.4314 | 0.030132 | 11 | Industrial_2025_Achievable_MW_After Competition Groups_11 | Improved Controls - Process Cooling | 3.013% | 0 | 2.3934 | Industrial_2025_Achievable_MW_After Competition Groups_Improved Controls - Process Cooling
Industrial | Ind ¦ HE Lighting | 2025 | Economic | MW | After Competition Groups | 12.0721 | 0 | 0 | 460.7457 | 0.026201 | 12 | Industrial_2025_Economic_MW_After Competition Groups_12 | HE Lighting | 2.62% | 0 | 12.0721 | Industrial_2025_Economic_MW_After Competition Groups_HE Lighting
Industrial | Ind ¦ Premium Efficient Motors | 2025 | Technical | MW | After Competition Groups | 17.1741 | 0 | 0 | 674.096 | 0.025477 | 12 | Industrial_2025_Technical_MW_After Competition Groups_12 | Premium Efficient Motors | 2.548% | 0 | 17.1741 | Industrial_2025_Technical_MW_After Competition Groups_Premium Efficient Motors
Industrial | Ind ¦ Fan System Optimization | 2025 | Technical | MW | After Competition Groups | 16.1803 | 0 | 0 | 674.096 | 0.024003 | 13 | Industrial_2025_Technical_MW_After Competition Groups_13 | Fan System Optimization | 2.4% | 0 | 16.1803 | Industrial_2025_Technical_MW_After Competition Groups_Fan System Optimization
Industrial | Ind ¦ Improved Controls - Process Cooling | 2025 | Technical | MW | After Competition Groups | 15.8713 | 0 | 0 | 674.096 | 0.023545 | 14 | Industrial_2025_Technical_MW_After Competition Groups_14 | Improved Controls - Process Cooling | 2.354% | 0 | 15.8713 | Industrial_2025_Technical_MW_After Competition Groups_Improved Controls - Process Cooling
Industrial | Ind ¦ Pump Equipment Upgrade | 2025 | Economic | MW | After Competition Groups | 8.4568 | 0 | 0 | 460.7457 | 0.018355 | 13 | Industrial_2025_Economic_MW_After Competition Groups_13 | Pump Equipment Upgrade | 1.835% | 0 | 8.4568 | Industrial_2025_Economic_MW_After Competition Groups_Pump Equipment Upgrade
Industrial | Ind ¦ Pulp and Paper Process Improvements | 2025 | Economic | MW | After Competition Groups | 7.5583 | 0 | 0 | 460.7457 | 0.016405 | 14 | Industrial_2025_Economic_MW_After Competition Groups_14 | Pulp and Paper Process Improvements | 1.64% | 0 | 7.5583 | Industrial_2025_Economic_MW_After Competition Groups_Pulp and Paper Process Improvements
Industrial | Ind ¦ Material Handling Improvements | 2025 | Achievable | MW | After Competition Groups | 1.2862 | 0 | 0 | 79.4314 | 0.016192 | 12 | Industrial_2025_Achievable_MW_After Competition Groups_12 | Material Handling Improvements | 1.619% | 0 | 1.2862 | Industrial_2025_Achievable_MW_After Competition Groups_Material Handling Improvements
Industrial | Ind ¦ Pulp and Paper Process Improvements | 2025 | Achievable | MW | After Competition Groups | 1.0713 | 0 | 0 | 79.4314 | 0.013487 | 13 | Industrial_2025_Achievable_MW_After Competition Groups_13 | Pulp and Paper Process Improvements | 1.349% | 0 | 1.0713 | Industrial_2025_Achievable_MW_After Competition Groups_Pulp and Paper Process Improvements
Industrial | Ind ¦ HE HVAC Controls | 2025 | Technical | MW | After Competition Groups | 8.3298 | 0 | 0 | 674.096 | 0.012357 | 15 | Industrial_2025_Technical_MW_After Competition Groups_15 | HE HVAC Controls | 1.236% | 0 | 8.3298 | Industrial_2025_Technical_MW_After Competition Groups_HE HVAC Controls
Industrial | Ind ¦ Material Handling Improvements | 2025 | Economic | MW | After Competition Groups | 5.3447 | 0 | 0 | 460.7457 | 0.0116 | 15 | Industrial_2025_Economic_MW_After Competition Groups_15 | Material Handling Improvements | 1.16% | 0 | 5.3447 | Industrial_2025_Economic_MW_After Competition Groups_Material Handling Improvements
Industrial | Ind ¦ Pulp and Paper Process Improvements | 2025 | Technical | MW | After Competition Groups | 7.5583 | 0 | 0 | 674.096 | 0.011213 | 16 | Industrial_2025_Technical_MW_After Competition Groups_16 | Pulp and Paper Process Improvements | 1.121% | 0 | 7.5583 | Industrial_2025_Technical_MW_After Competition Groups_Pulp and Paper Process Improvements
Industrial | Ind ¦ Ventilation Optimization | 2025 | Technical | MW | After Competition Groups | 6.9954 | 0 | 0 | 674.096 | 0.010377 | 17 | Industrial_2025_Technical_MW_After Competition Groups_17 | Ventilation Optimization | 1.038% | 0 | 6.9954 | Industrial_2025_Technical_MW_After Competition Groups_Ventilation Optimization
Industrial | Ind ¦ Free Cooling | 2025 | Technical | MW | After Competition Groups | 6.8342 | 0 | 0 | 674.096 | 0.010138 | 18 | Industrial_2025_Technical_MW_After Competition Groups_18 | Free Cooling | 1.014% | 0 | 6.8342 | Industrial_2025_Technical_MW_After Competition Groups_Free Cooling
Industrial | Ind ¦ Refiner Plate Improvements | 2025 | Economic | MW | After Competition Groups | 4.4594 | 0 | 0 | 460.7457 | 0.0096786 | 16 | Industrial_2025_Economic_MW_After Competition Groups_16 | Refiner Plate Improvements | 0.9679% | 0 | 4.4594 | Industrial_2025_Economic_MW_After Competition Groups_Refiner Plate Improvements
Industrial | Ind ¦ HVLS Fans | 2025 | Technical | MW | After Competition Groups | 5.8656 | 0 | 0 | 674.096 | 0.0087015 | 19 | Industrial_2025_Technical_MW_After Competition Groups_19 | HVLS Fans | 0.8701% | 0 | 5.8656 | Industrial_2025_Technical_MW_After Competition Groups_HVLS Fans
Industrial | Ind ¦ VAV Conversion Project | 2025 | Economic | MW | After Competition Groups | 3.9985 | 0 | 0 | 460.7457 | 0.0086783 | 17 | Industrial_2025_Economic_MW_After Competition Groups_17 | VAV Conversion Project | 0.8678% | 0 | 3.9985 | Industrial_2025_Economic_MW_After Competition Groups_VAV Conversion Project
Industrial | Ind ¦ HE HVAC Units | 2025 | Technical | MW | After Competition Groups | 5.7013 | 0 | 0 | 674.096 | 0.0084577 | 20 | Industrial_2025_Technical_MW_After Competition Groups_20 | HE HVAC Units | 0.8458% | 0 | 5.7013 | Industrial_2025_Technical_MW_After Competition Groups_HE HVAC Units
Industrial | Ind ¦ HE Lighting | 2025 | Achievable | MW | After Competition Groups | 0.6327 | 0 | 0 | 79.4314 | 0.0079654 | 14 | Industrial_2025_Achievable_MW_After Competition Groups_14 | HE Lighting | 0.7965% | 0 | 0.6327 | Industrial_2025_Achievable_MW_After Competition Groups_HE Lighting
Industrial | Ind ¦ Chiller Optimization | 2025 | Technical | MW | After Competition Groups | 5.3561 | 0 | 0 | 674.096 | 0.0079455 | 21 | Industrial_2025_Technical_MW_After Competition Groups_21 | Chiller Optimization | 0.7946% | 0 | 5.3561 | Industrial_2025_Technical_MW_After Competition Groups_Chiller Optimization
Industrial | Ind ¦ Material Handling Improvements | 2025 | Technical | MW | After Competition Groups | 5.3447 | 0 | 0 | 674.096 | 0.0079287 | 22 | Industrial_2025_Technical_MW_After Competition Groups_22 | Material Handling Improvements | 0.7929% | 0 | 5.3447 | Industrial_2025_Technical_MW_After Competition Groups_Material Handling Improvements
Industrial | Ind ¦ VAV Conversion Project | 2025 | Achievable | MW | After Competition Groups | 0.60846 | 0 | 0 | 79.4314 | 0.0076602 | 15 | Industrial_2025_Achievable_MW_After Competition Groups_15 | VAV Conversion Project | 0.766% | 0 | 0.60846 | Industrial_2025_Achievable_MW_After Competition Groups_VAV Conversion Project
Industrial | Ind ¦ Cold Storage Retrofit | 2025 | Technical | MW | After Competition Groups | 4.8651 | 0 | 0 | 674.096 | 0.0072172 | 23 | Industrial_2025_Technical_MW_After Competition Groups_23 | Cold Storage Retrofit | 0.7217% | 0 | 4.8651 | Industrial_2025_Technical_MW_After Competition Groups_Cold Storage Retrofit
Industrial | Ind ¦ Ventilation Optimization | 2025 | Achievable | MW | After Competition Groups | 0.56993 | 0 | 0 | 79.4314 | 0.0071752 | 16 | Industrial_2025_Achievable_MW_After Competition Groups_16 | Ventilation Optimization | 0.7175% | 0 | 0.56993 | Industrial_2025_Achievable_MW_After Competition Groups_Ventilation Optimization
Industrial | Ind ¦ Refiner Plate Improvements | 2025 | Achievable | MW | After Competition Groups | 0.54536 | 0 | 0 | 79.4314 | 0.0068658 | 17 | Industrial_2025_Achievable_MW_After Competition Groups_17 | Refiner Plate Improvements | 0.6866% | 0 | 0.54536 | Industrial_2025_Achievable_MW_After Competition Groups_Refiner Plate Improvements
Industrial | Ind ¦ Process Optimization (Elec) | 2025 | Achievable | MW | After Competition Groups | 0.53773 | 0 | 0 | 79.4314 | 0.0067698 | 18 | Industrial_2025_Achievable_MW_After Competition Groups_18 | Process Optimization (Elec) | 0.677% | 0 | 0.53773 | Industrial_2025_Achievable_MW_After Competition Groups_Process Optimization (Elec)
Industrial | Ind ¦ Refiner Plate Improvements | 2025 | Technical | MW | After Competition Groups | 4.4594 | 0 | 0 | 674.096 | 0.0066153 | 24 | Industrial_2025_Technical_MW_After Competition Groups_24 | Refiner Plate Improvements | 0.6615% | 0 | 4.4594 | Industrial_2025_Technical_MW_After Competition Groups_Refiner Plate Improvements
Industrial | Ind ¦ Efficient Irrigation | 2025 | Technical | MW | After Competition Groups | 4.3923 | 0 | 0 | 674.096 | 0.0065158 | 25 | Industrial_2025_Technical_MW_After Competition Groups_25 | Efficient Irrigation | 0.6516% | 0 | 4.3923 | Industrial_2025_Technical_MW_After Competition Groups_Efficient Irrigation
Industrial | Ind ¦ Cooling Tower Optimization | 2025 | Technical | MW | After Competition Groups | 4.0609 | 0 | 0 | 674.096 | 0.0060242 | 26 | Industrial_2025_Technical_MW_After Competition Groups_26 | Cooling Tower Optimization | 0.6024% | 0 | 4.0609 | Industrial_2025_Technical_MW_After Competition Groups_Cooling Tower Optimization
Industrial | Ind ¦ VAV Conversion Project | 2025 | Technical | MW | After Competition Groups | 3.9985 | 0 | 0 | 674.096 | 0.0059316 | 27 | Industrial_2025_Technical_MW_After Competition Groups_27 | VAV Conversion Project | 0.5932% | 0 | 3.9985 | Industrial_2025_Technical_MW_After Competition Groups_VAV Conversion Project
Industrial | Ind ¦ Process Heat Recovery | 2025 | Economic | MW | After Competition Groups | 2.5677 | 0 | 0 | 460.7457 | 0.0055729 | 18 | Industrial_2025_Economic_MW_After Competition Groups_18 | Process Heat Recovery | 0.5573% | 0 | 2.5677 | Industrial_2025_Economic_MW_After Competition Groups_Process Heat Recovery
Industrial | Ind ¦ High Efficiency Battery Charger | 2025 | Achievable | MW | After Competition Groups | 0.38119 | 0 | 0 | 79.4314 | 0.0047989 | 19 | Industrial_2025_Achievable_MW_After Competition Groups_19 | High Efficiency Battery Charger | 0.4799% | 0 | 0.38119 | Industrial_2025_Achievable_MW_After Competition Groups_High Efficiency Battery Charger
Industrial | Ind ¦ High Efficiency Battery Charger | 2025 | Economic | MW | After Competition Groups | 2.1845 | 0 | 0 | 460.7457 | 0.0047413 | 19 | Industrial_2025_Economic_MW_After Competition Groups_19 | High Efficiency Battery Charger | 0.4741% | 0 | 2.1845 | Industrial_2025_Economic_MW_After Competition Groups_High Efficiency Battery Charger
Industrial | Ind ¦ Process Heat Recovery | 2025 | Achievable | MW | After Competition Groups | 0.37285 | 0 | 0 | 79.4314 | 0.0046939 | 20 | Industrial_2025_Achievable_MW_After Competition Groups_20 | Process Heat Recovery | 0.4694% | 0 | 0.37285 | Industrial_2025_Achievable_MW_After Competition Groups_Process Heat Recovery
Industrial | Ind ¦ Process Improvements | 2025 | Economic | MW | After Competition Groups | 2.0897 | 0 | 0 | 460.7457 | 0.0045355 | 20 | Industrial_2025_Economic_MW_After Competition Groups_20 | Process Improvements | 0.4536% | 0 | 2.0897 | Industrial_2025_Economic_MW_After Competition Groups_Process Improvements
Industrial | Ind ¦ Process Improvements | 2025 | Achievable | MW | After Competition Groups | 0.31098 | 0 | 0 | 79.4314 | 0.0039151 | 21 | Industrial_2025_Achievable_MW_After Competition Groups_21 | Process Improvements | 0.3915% | 0 | 0.31098 | Industrial_2025_Achievable_MW_After Competition Groups_Process Improvements
Industrial | Ind ¦ Process Heat Recovery | 2025 | Technical | MW | After Competition Groups | 2.5677 | 0 | 0 | 674.096 | 0.0038091 | 28 | Industrial_2025_Technical_MW_After Competition Groups_28 | Process Heat Recovery | 0.3809% | 0 | 2.5677 | Industrial_2025_Technical_MW_After Competition Groups_Process Heat Recovery
Industrial | Ind ¦ Synchronous Belts | 2025 | Technical | MW | After Competition Groups | 2.5321 | 0 | 0 | 674.096 | 0.0037563 | 29 | Industrial_2025_Technical_MW_After Competition Groups_29 | Synchronous Belts | 0.3756% | 0 | 2.5321 | Industrial_2025_Technical_MW_After Competition Groups_Synchronous Belts
Industrial | Ind ¦ High Efficiency Battery Charger | 2025 | Technical | MW | After Competition Groups | 2.1845 | 0 | 0 | 674.096 | 0.0032407 | 30 | Industrial_2025_Technical_MW_After Competition Groups_30 | High Efficiency Battery Charger | 0.3241% | 0 | 2.1845 | Industrial_2025_Technical_MW_After Competition Groups_High Efficiency Battery Charger
Industrial | Ind ¦ Process Improvements | 2025 | Technical | MW | After Competition Groups | 2.0897 | 0 | 0 | 674.096 | 0.0031 | 31 | Industrial_2025_Technical_MW_After Competition Groups_31 | Process Improvements | 0.31% | 0 | 2.0897 | Industrial_2025_Technical_MW_After Competition Groups_Process Improvements
Industrial | Ind ¦ Ventilation Optimization | 2025 | Economic | MW | After Competition Groups | 1.2714 | 0 | 0 | 460.7457 | 0.0027594 | 21 | Industrial_2025_Economic_MW_After Competition Groups_21 | Ventilation Optimization | 0.2759% | 0 | 1.2714 | Industrial_2025_Economic_MW_After Competition Groups_Ventilation Optimization
Industrial | Ind ¦ Improved Controls - Process Heating | 2025 | Economic | MW | After Competition Groups | 1.2569 | 0 | 0 | 460.7457 | 0.0027281 | 22 | Industrial_2025_Economic_MW_After Competition Groups_22 | Improved Controls - Process Heating | 0.2728% | 0 | 1.2569 | Industrial_2025_Economic_MW_After Competition Groups_Improved Controls - Process Heating
Industrial | Ind ¦ Refrigeration Compressor VFD | 2025 | Achievable | MW | After Competition Groups | 0.20334 | 0 | 0 | 79.4314 | 0.00256 | 22 | Industrial_2025_Achievable_MW_After Competition Groups_22 | Refrigeration Compressor VFD | 0.256% | 0 | 0.20334 | Industrial_2025_Achievable_MW_After Competition Groups_Refrigeration Compressor VFD
Industrial | Ind ¦ Efficient Irrigation | 2025 | Economic | MW | After Competition Groups | 1.144 | 0 | 0 | 460.7457 | 0.002483 | 23 | Industrial_2025_Economic_MW_After Competition Groups_23 | Efficient Irrigation | 0.2483% | 0 | 1.144 | Industrial_2025_Economic_MW_After Competition Groups_Efficient Irrigation
Industrial | Ind ¦ Improved Controls - Process Heating | 2025 | Achievable | MW | After Competition Groups | 0.19298 | 0 | 0 | 79.4314 | 0.0024296 | 23 | Industrial_2025_Achievable_MW_After Competition Groups_23 | Improved Controls - Process Heating | 0.243% | 0 | 0.19298 | Industrial_2025_Achievable_MW_After Competition Groups_Improved Controls - Process Heating
Industrial | Ind ¦ Refrigeration Compressor VFD | 2025 | Technical | MW | After Competition Groups | 1.2804 | 0 | 0 | 674.096 | 0.0018995 | 32 | Industrial_2025_Technical_MW_After Competition Groups_32 | Refrigeration Compressor VFD | 0.1899% | 0 | 1.2804 | Industrial_2025_Technical_MW_After Competition Groups_Refrigeration Compressor VFD
Industrial | Ind ¦ Improved Controls - Process Heating | 2025 | Technical | MW | After Competition Groups | 1.2569 | 0 | 0 | 674.096 | 0.0018646 | 33 | Industrial_2025_Technical_MW_After Competition Groups_33 | Improved Controls - Process Heating | 0.1865% | 0 | 1.2569 | Industrial_2025_Technical_MW_After Competition Groups_Improved Controls - Process Heating
Industrial | Ind ¦ Engine Block Heater Timer | 2025 | Economic | MW | After Competition Groups | 0.82276 | 0 | 0 | 460.7457 | 0.0017857 | 24 | Industrial_2025_Economic_MW_After Competition Groups_24 | Engine Block Heater Timer | 0.1786% | 0 | 0.82276 | Industrial_2025_Economic_MW_After Competition Groups_Engine Block Heater Timer
Industrial | Ind ¦ Dairy Pre-Cooler | 2025 | Technical | MW | After Competition Groups | 1.1731 | 0 | 0 | 674.096 | 0.0017403 | 34 | Industrial_2025_Technical_MW_After Competition Groups_34 | Dairy Pre-Cooler | 0.174% | 0 | 1.1731 | Industrial_2025_Technical_MW_After Competition Groups_Dairy Pre-Cooler
Industrial | Ind ¦ Efficient Transformer | 2025 | Technical | MW | After Competition Groups | 1.0959 | 0 | 0 | 674.096 | 0.0016258 | 35 | Industrial_2025_Technical_MW_After Competition Groups_35 | Efficient Transformer | 0.1626% | 0 | 1.0959 | Industrial_2025_Technical_MW_After Competition Groups_Efficient Transformer
Industrial | Ind ¦ Engine Block Heater Timer | 2025 | Achievable | MW | After Competition Groups | 0.12151 | 0 | 0 | 79.4314 | 0.0015298 | 24 | Industrial_2025_Achievable_MW_After Competition Groups_24 | Engine Block Heater Timer | 0.153% | 0 | 0.12151 | Industrial_2025_Achievable_MW_After Competition Groups_Engine Block Heater Timer
Industrial | Ind ¦ High Efficiency Welders | 2025 | Technical | MW | After Competition Groups | 0.92896 | 0 | 0 | 674.096 | 0.0013781 | 36 | Industrial_2025_Technical_MW_After Competition Groups_36 | High Efficiency Welders | 0.1378% | 0 | 0.92896 | Industrial_2025_Technical_MW_After Competition Groups_High Efficiency Welders
Industrial | Ind ¦ Dairy Pre-Cooler | 2025 | Achievable | MW | After Competition Groups | 0.10562 | 0 | 0 | 79.4314 | 0.0013296 | 25 | Industrial_2025_Achievable_MW_After Competition Groups_25 | Dairy Pre-Cooler | 0.133% | 0 | 0.10562 | Industrial_2025_Achievable_MW_After Competition Groups_Dairy Pre-Cooler
Industrial | Ind ¦ Engine Block Heater Timer | 2025 | Technical | MW | After Competition Groups | 0.82276 | 0 | 0 | 674.096 | 0.0012205 | 37 | Industrial_2025_Technical_MW_After Competition Groups_37 | Engine Block Heater Timer | 0.1221% | 0 | 0.82276 | Industrial_2025_Technical_MW_After Competition Groups_Engine Block Heater Timer
Industrial | Ind ¦ Efficient Refrigeration Compressor | 2025 | Achievable | MW | After Competition Groups | 0.071269 | 0 | 0 | 79.4314 | 0.00089724 | 26 | Industrial_2025_Achievable_MW_After Competition Groups_26 | Efficient Refrigeration Compressor | 0.08972% | 0 | 0.071269 | Industrial_2025_Achievable_MW_After Competition Groups_Efficient Refrigeration Compressor
Industrial | Ind ¦ Dairy Pre-Cooler | 2025 | Economic | MW | After Competition Groups | 0.35636 | 0 | 0 | 460.7457 | 0.00077344 | 25 | Industrial_2025_Economic_MW_After Competition Groups_25 | Dairy Pre-Cooler | 0.07734% | 0 | 0.35636 | Industrial_2025_Economic_MW_After Competition Groups_Dairy Pre-Cooler
Industrial | Ind ¦ Air Compressor Heat Recovery | 2025 | Economic | MW | After Competition Groups | 0.33163 | 0 | 0 | 460.7457 | 0.00071976 | 26 | Industrial_2025_Economic_MW_After Competition Groups_26 | Air Compressor Heat Recovery | 0.07198% | 0 | 0.33163 | Industrial_2025_Economic_MW_After Competition Groups_Air Compressor Heat Recovery
Industrial | Ind ¦ Refrigeration Compressor VFD | 2025 | Economic | MW | After Competition Groups | 0.30801 | 0 | 0 | 460.7457 | 0.0006685 | 27 | Industrial_2025_Economic_MW_After Competition Groups_27 | Refrigeration Compressor VFD | 0.06685% | 0 | 0.30801 | Industrial_2025_Economic_MW_After Competition Groups_Refrigeration Compressor VFD
Industrial | Ind ¦ Air Compressor Heat Recovery | 2025 | Achievable | MW | After Competition Groups | 0.049912 | 0 | 0 | 79.4314 | 0.00062837 | 27 | Industrial_2025_Achievable_MW_After Competition Groups_27 | Air Compressor Heat Recovery | 0.06284% | 0 | 0.049912 | Industrial_2025_Achievable_MW_After Competition Groups_Air Compressor Heat Recovery
Industrial | Ind ¦ Efficient Refrigeration Compressor | 2025 | Economic | MW | After Competition Groups | 0.23141 | 0 | 0 | 460.7457 | 0.00050226 | 28 | Industrial_2025_Economic_MW_After Competition Groups_28 | Efficient Refrigeration Compressor | 0.05023% | 0 | 0.23141 | Industrial_2025_Economic_MW_After Competition Groups_Efficient Refrigeration Compressor
Industrial | Ind ¦ Efficient Irrigation | 2025 | Achievable | MW | After Competition Groups | 0.03933 | 0 | 0 | 79.4314 | 0.00049514 | 28 | Industrial_2025_Achievable_MW_After Competition Groups_28 | Efficient Irrigation | 0.04951% | 0 | 0.03933 | Industrial_2025_Achievable_MW_After Competition Groups_Efficient Irrigation
Industrial | Ind ¦ Air Compressor Heat Recovery | 2025 | Technical | MW | After Competition Groups | 0.33163 | 0 | 0 | 674.096 | 0.00049196 | 38 | Industrial_2025_Technical_MW_After Competition Groups_38 | Air Compressor Heat Recovery | 0.0492% | 0 | 0.33163 | Industrial_2025_Technical_MW_After Competition Groups_Air Compressor Heat Recovery
Industrial | Ind ¦ Creep Heat Controller | 2025 | Technical | MW | After Competition Groups | 0.29157 | 0 | 0 | 674.096 | 0.00043254 | 39 | Industrial_2025_Technical_MW_After Competition Groups_39 | Creep Heat Controller | 0.04325% | 0 | 0.29157 | Industrial_2025_Technical_MW_After Competition Groups_Creep Heat Controller
Industrial | Ind ¦ Optimize Compressed Air Dryer | 2025 | Technical | MW | After Competition Groups | 0.23983 | 0 | 0 | 674.096 | 0.00035579 | 40 | Industrial_2025_Technical_MW_After Competition Groups_40 | Optimize Compressed Air Dryer | 0.03558% | 0 | 0.23983 | Industrial_2025_Technical_MW_After Competition Groups_Optimize Compressed Air Dryer
Industrial | Ind ¦ Heat Lamps/Heat Pad | 2025 | Technical | MW | After Competition Groups | 0.23224 | 0 | 0 | 674.096 | 0.00034452 | 41 | Industrial_2025_Technical_MW_After Competition Groups_41 | Heat Lamps/Heat Pad | 0.03445% | 0 | 0.23224 | Industrial_2025_Technical_MW_After Competition Groups_Heat Lamps/Heat Pad
Industrial | Ind ¦ Efficient Refrigeration Compressor | 2025 | Technical | MW | After Competition Groups | 0.23141 | 0 | 0 | 674.096 | 0.0003433 | 42 | Industrial_2025_Technical_MW_After Competition Groups_42 | Efficient Refrigeration Compressor | 0.03433% | 0 | 0.23141 | Industrial_2025_Technical_MW_After Competition Groups_Efficient Refrigeration Compressor
Industrial | Ind ¦ Cooling Tower Optimization | 2025 | Achievable | MW | After Competition Groups | 0 | 0 | 0 | 79.4314 | 0 | 29 | Industrial_2025_Achievable_MW_After Competition Groups_29 | Cooling Tower Optimization | 0% | 0 | 0 | Industrial_2025_Achievable_MW_After Competition Groups_Cooling Tower Optimization
Industrial | Ind ¦ Cooling Tower Optimization | 2025 | Economic | MW | After Competition Groups | 0 | 0 | 0 | 460.7457 | 0 | 29 | Industrial_2025_Economic_MW_After Competition Groups_29 | Cooling Tower Optimization | 0% | 0 | 0 | Industrial_2025_Economic_MW_After Competition Groups_Cooling Tower Optimization
Industrial | Ind ¦ Creep Heat Controller | 2025 | Achievable | MW | After Competition Groups | 0 | 0 | 0 | 79.4314 | 0 | 30 | Industrial_2025_Achievable_MW_After Competition Groups_30 | Creep Heat Controller | 0% | 0 | 0 | Industrial_2025_Achievable_MW_After Competition Groups_Creep Heat Controller
Industrial | Ind ¦ Creep Heat Controller | 2025 | Economic | MW | After Competition Groups | 0 | 0 | 0 | 460.7457 | 0 | 30 | Industrial_2025_Economic_MW_After Competition Groups_30 | Creep Heat Controller | 0% | 0 | 0 | Industrial_2025_Economic_MW_After Competition Groups_Creep Heat Controller
Industrial | Ind ¦ Efficient Transformer | 2025 | Achievable | MW | After Competition Groups | 0 | 0 | 0 | 79.4314 | 0 | 31 | Industrial_2025_Achievable_MW_After Competition Groups_31 | Efficient Transformer | 0% | 0 | 0 | Industrial_2025_Achievable_MW_After Competition Groups_Efficient Transformer
Industrial | Ind ¦ Efficient Transformer | 2025 | Economic | MW | After Competition Groups | 0 | 0 | 0 | 460.7457 | 0 | 31 | Industrial_2025_Economic_MW_After Competition Groups_31 | Efficient Transformer | 0% | 0 | 0 | Industrial_2025_Economic_MW_After Competition Groups_Efficient Transformer
Industrial | Ind ¦ Free Cooling | 2025 | Achievable | MW | After Competition Groups | 0 | 0 | 0 | 79.4314 | 0 | 32 | Industrial_2025_Achievable_MW_After Competition Groups_32 | Free Cooling | 0% | 0 | 0 | Industrial_2025_Achievable_MW_After Competition Groups_Free Cooling
Industrial | Ind ¦ Free Cooling | 2025 | Economic | MW | After Competition Groups | 0 | 0 | 0 | 460.7457 | 0 | 32 | Industrial_2025_Economic_MW_After Competition Groups_32 | Free Cooling | 0% | 0 | 0 | Industrial_2025_Economic_MW_After Competition Groups_Free Cooling
Industrial | Ind ¦ Heat Lamps/Heat Pad | 2025 | Achievable | MW | After Competition Groups | 0 | 0 | 0 | 79.4314 | 0 | 33 | Industrial_2025_Achievable_MW_After Competition Groups_33 | Heat Lamps/Heat Pad | 0% | 0 | 0 | Industrial_2025_Achievable_MW_After Competition Groups_Heat Lamps/Heat Pad
Industrial | Ind ¦ Heat Lamps/Heat Pad | 2025 | Economic | MW | After Competition Groups | 0 | 0 | 0 | 460.7457 | 0 | 33 | Industrial_2025_Economic_MW_After Competition Groups_33 | Heat Lamps/Heat Pad | 0% | 0 | 0 | Industrial_2025_Economic_MW_After Competition Groups_Heat Lamps/Heat Pad
Industrial | Ind ¦ High Efficiency Welders | 2025 | Achievable | MW | After Competition Groups | 0 | 0 | 0 | 79.4314 | 0 | 34 | Industrial_2025_Achievable_MW_After Competition Groups_34 | High Efficiency Welders | 0% | 0 | 0 | Industrial_2025_Achievable_MW_After Competition Groups_High Efficiency Welders
Industrial | Ind ¦ High Efficiency Welders | 2025 | Economic | MW | After Competition Groups | 0 | 0 | 0 | 460.7457 | 0 | 34 | Industrial_2025_Economic_MW_After Competition Groups_34 | High Efficiency Welders | 0% | 0 | 0 | Industrial_2025_Economic_MW_After Competition Groups_High Efficiency Welders
Industrial | Ind ¦ HVLS Fans | 2025 | Achievable | MW | After Competition Groups | 0 | 0 | 0 | 79.4314 | 0 | 35 | Industrial_2025_Achievable_MW_After Competition Groups_35 | HVLS Fans | 0% | 0 | 0 | Industrial_2025_Achievable_MW_After Competition Groups_HVLS Fans
Industrial | Ind ¦ HVLS Fans | 2025 | Economic | MW | After Competition Groups | 0 | 0 | 0 | 460.7457 | 0 | 35 | Industrial_2025_Economic_MW_After Competition Groups_35 | HVLS Fans | 0% | 0 | 0 | Industrial_2025_Economic_MW_After Competition Groups_HVLS Fans
Industrial | Ind ¦ Optimize Compressed Air Dryer | 2025 | Achievable | MW | After Competition Groups | 0 | 0 | 0 | 79.4314 | 0 | 36 | Industrial_2025_Achievable_MW_After Competition Groups_36 | Optimize Compressed Air Dryer | 0% | 0 | 0 | Industrial_2025_Achievable_MW_After Competition Groups_Optimize Compressed Air Dryer
Industrial | Ind ¦ Optimize Compressed Air Dryer | 2025 | Economic | MW | After Competition Groups | 0 | 0 | 0 | 460.7457 | 0 | 36 | Industrial_2025_Economic_MW_After Competition Groups_36 | Optimize Compressed Air Dryer | 0% | 0 | 0 | Industrial_2025_Economic_MW_After Competition Groups_Optimize Compressed Air Dryer
Industrial | Ind ¦ Premium Efficient Motors | 2025 | Achievable | MW | After Competition Groups | 0 | 0 | 0 | 79.4314 | 0 | 37 | Industrial_2025_Achievable_MW_After Competition Groups_37 | Premium Efficient Motors | 0% | 0 | 0 | Industrial_2025_Achievable_MW_After Competition Groups_Premium Efficient Motors
Industrial | Ind ¦ Premium Efficient Motors | 2025 | Economic | MW | After Competition Groups | 0 | 0 | 0 | 460.7457 | 0 | 37 | Industrial_2025_Economic_MW_After Competition Groups_37 | Premium Efficient Motors | 0% | 0 | 0 | Industrial_2025_Economic_MW_After Competition Groups_Premium Efficient Motors
Industrial | Ind ¦ Synchronous Belts | 2025 | Achievable | MW | After Competition Groups | 0 | 0 | 0 | 79.4314 | 0 | 38 | Industrial_2025_Achievable_MW_After Competition Groups_38 | Synchronous Belts | 0% | 0 | 0 | Industrial_2025_Achievable_MW_After Competition Groups_Synchronous Belts
Industrial | Ind ¦ Synchronous Belts | 2025 | Economic | MW | After Competition Groups | 0 | 0 | 0 | 460.7457 | 0 | 38 | Industrial_2025_Economic_MW_After Competition Groups_38 | Synchronous Belts | 0% | 0 | 0 | Industrial_2025_Economic_MW_After Competition Groups_Synchronous Belts
Industrial | Ind ¦ Air Leak Survey and Repair | 2026 | Economic | MW | After Competition Groups | 71.3711 | 0 | 0 | 493.1167 | 0.14473 | 1 | Industrial_2026_Economic_MW_After Competition Groups_1 | Air Leak Survey and Repair | 14.47% | 0 | 71.3711 | Industrial_2026_Economic_MW_After Competition Groups_Air Leak Survey and Repair
Industrial | Ind ¦ Pump System Optimization | 2026 | Achievable | MW | After Competition Groups | 15.9645 | 0 | 0 | 115.8964 | 0.13775 | 1 | Industrial_2026_Achievable_MW_After Competition Groups_1 | Pump System Optimization | 13.77% | 0 | 15.9645 | Industrial_2026_Achievable_MW_After Competition Groups_Pump System Optimization
Industrial | Ind ¦ Air Leak Survey and Repair | 2026 | Achievable | MW | After Competition Groups | 15.1795 | 0 | 0 | 115.8964 | 0.13097 | 2 | Industrial_2026_Achievable_MW_After Competition Groups_2 | Air Leak Survey and Repair | 13.1% | 0 | 15.1795 | Industrial_2026_Achievable_MW_After Competition Groups_Air Leak Survey and Repair
Industrial | Ind ¦ Pump System Optimization | 2026 | Technical | MW | After Competition Groups | 87.8257 | 0 | 0 | 707.2423 | 0.12418 | 1 | Industrial_2026_Technical_MW_After Competition Groups_1 | Pump System Optimization | 12.42% | 0 | 87.8257 | Industrial_2026_Technical_MW_After Competition Groups_Pump System Optimization
Industrial | Ind ¦ Air Compressor Optimization | 2026 | Achievable | MW | After Competition Groups | 13.2128 | 0 | 0 | 115.8964 | 0.11401 | 3 | Industrial_2026_Achievable_MW_After Competition Groups_3 | Air Compressor Optimization | 11.4% | 0 | 13.2128 | Industrial_2026_Achievable_MW_After Competition Groups_Air Compressor Optimization
Industrial | Ind ¦ Recommissioning | 2026 | Economic | MW | After Competition Groups | 55.5799 | 0 | 0 | 493.1167 | 0.11271 | 2 | Industrial_2026_Economic_MW_After Competition Groups_2 | Recommissioning | 11.27% | 0 | 55.5799 | Industrial_2026_Economic_MW_After Competition Groups_Recommissioning
Industrial | Ind ¦ SEM | 2026 | Economic | MW | After Competition Groups | 55.5799 | 0 | 0 | 493.1167 | 0.11271 | 3 | Industrial_2026_Economic_MW_After Competition Groups_3 | SEM | 11.27% | 0 | 55.5799 | Industrial_2026_Economic_MW_After Competition Groups_SEM
Industrial | Ind ¦ HE Lighting | 2026 | Technical | MW | After Competition Groups | 74.9839 | 0 | 0 | 707.2423 | 0.10602 | 2 | Industrial_2026_Technical_MW_After Competition Groups_2 | HE Lighting | 10.6% | 0 | 74.9839 | Industrial_2026_Technical_MW_After Competition Groups_HE Lighting
Industrial | Ind ¦ Recommissioning | 2026 | Achievable | MW | After Competition Groups | 11.892 | 0 | 0 | 115.8964 | 0.10261 | 4 | Industrial_2026_Achievable_MW_After Competition Groups_4 | Recommissioning | 10.26% | 0 | 11.892 | Industrial_2026_Achievable_MW_After Competition Groups_Recommissioning
Industrial | Ind ¦ SEM | 2026 | Achievable | MW | After Competition Groups | 11.892 | 0 | 0 | 115.8964 | 0.10261 | 5 | Industrial_2026_Achievable_MW_After Competition Groups_5 | SEM | 10.26% | 0 | 11.892 | Industrial_2026_Achievable_MW_After Competition Groups_SEM
Industrial | Ind ¦ Air Leak Survey and Repair | 2026 | Technical | MW | After Competition Groups | 71.3711 | 0 | 0 | 707.2423 | 0.10091 | 3 | Industrial_2026_Technical_MW_After Competition Groups_3 | Air Leak Survey and Repair | 10.09% | 0 | 71.3711 | Industrial_2026_Technical_MW_After Competition Groups_Air Leak Survey and Repair
Industrial | Ind ¦ Air Compressor Optimization | 2026 | Economic | MW | After Competition Groups | 45.8681 | 0 | 0 | 493.1167 | 0.093017 | 4 | Industrial_2026_Economic_MW_After Competition Groups_4 | Air Compressor Optimization | 9.302% | 0 | 45.8681 | Industrial_2026_Economic_MW_After Competition Groups_Air Compressor Optimization
Industrial | Ind ¦ Greenhouse Grow Lights | 2026 | Economic | MW | After Competition Groups | 43.554 | 0 | 0 | 493.1167 | 0.088324 | 5 | Industrial_2026_Economic_MW_After Competition Groups_5 | Greenhouse Grow Lights | 8.832% | 0 | 43.554 | Industrial_2026_Economic_MW_After Competition Groups_Greenhouse Grow Lights
Industrial | Ind ¦ Efficient Compressed Air Nozzles | 2026 | Economic | MW | After Competition Groups | 39.6315 | 0 | 0 | 493.1167 | 0.080369 | 6 | Industrial_2026_Economic_MW_After Competition Groups_6 | Efficient Compressed Air Nozzles | 8.037% | 0 | 39.6315 | Industrial_2026_Economic_MW_After Competition Groups_Efficient Compressed Air Nozzles
Industrial | Ind ¦ Recommissioning | 2026 | Technical | MW | After Competition Groups | 55.5799 | 0 | 0 | 707.2423 | 0.078587 | 4 | Industrial_2026_Technical_MW_After Competition Groups_4 | Recommissioning | 7.859% | 0 | 55.5799 | Industrial_2026_Technical_MW_After Competition Groups_Recommissioning
Industrial | Ind ¦ SEM | 2026 | Technical | MW | After Competition Groups | 55.5799 | 0 | 0 | 707.2423 | 0.078587 | 5 | Industrial_2026_Technical_MW_After Competition Groups_5 | SEM | 7.859% | 0 | 55.5799 | Industrial_2026_Technical_MW_After Competition Groups_SEM
Industrial | Ind ¦ Greenhouse Grow Lights | 2026 | Achievable | MW | After Competition Groups | 8.1337 | 0 | 0 | 115.8964 | 0.070181 | 6 | Industrial_2026_Achievable_MW_After Competition Groups_6 | Greenhouse Grow Lights | 7.018% | 0 | 8.1337 | Industrial_2026_Achievable_MW_After Competition Groups_Greenhouse Grow Lights
Industrial | Ind ¦ Pump System Optimization | 2026 | Economic | MW | After Competition Groups | 34.5502 | 0 | 0 | 493.1167 | 0.070065 | 7 | Industrial_2026_Economic_MW_After Competition Groups_7 | Pump System Optimization | 7.006% | 0 | 34.5502 | Industrial_2026_Economic_MW_After Competition Groups_Pump System Optimization
Industrial | Ind ¦ Air Compressor Optimization | 2026 | Technical | MW | After Competition Groups | 45.8681 | 0 | 0 | 707.2423 | 0.064855 | 6 | Industrial_2026_Technical_MW_After Competition Groups_6 | Air Compressor Optimization | 6.485% | 0 | 45.8681 | Industrial_2026_Technical_MW_After Competition Groups_Air Compressor Optimization
Industrial | Ind ¦ Pump Equipment Upgrade | 2026 | Achievable | MW | After Competition Groups | 7.2352 | 0 | 0 | 115.8964 | 0.062428 | 7 | Industrial_2026_Achievable_MW_After Competition Groups_7 | Pump Equipment Upgrade | 6.243% | 0 | 7.2352 | Industrial_2026_Achievable_MW_After Competition Groups_Pump Equipment Upgrade
Industrial | Ind ¦ Greenhouse Grow Lights | 2026 | Technical | MW | After Competition Groups | 43.554 | 0 | 0 | 707.2423 | 0.061583 | 7 | Industrial_2026_Technical_MW_After Competition Groups_7 | Greenhouse Grow Lights | 6.158% | 0 | 43.554 | Industrial_2026_Technical_MW_After Competition Groups_Greenhouse Grow Lights
Industrial | Ind ¦ High Efficiency HVAC Fans | 2026 | Achievable | MW | After Competition Groups | 6.9815 | 0 | 0 | 115.8964 | 0.060239 | 8 | Industrial_2026_Achievable_MW_After Competition Groups_8 | High Efficiency HVAC Fans | 6.024% | 0 | 6.9815 | Industrial_2026_Achievable_MW_After Competition Groups_High Efficiency HVAC Fans
Industrial | Ind ¦ Efficient Compressed Air Nozzles | 2026 | Achievable | MW | After Competition Groups | 6.7916 | 0 | 0 | 115.8964 | 0.058601 | 9 | Industrial_2026_Achievable_MW_After Competition Groups_9 | Efficient Compressed Air Nozzles | 5.86% | 0 | 6.7916 | Industrial_2026_Achievable_MW_After Competition Groups_Efficient Compressed Air Nozzles
Industrial | Ind ¦ High Efficiency HVAC Fans | 2026 | Economic | MW | After Competition Groups | 27.9433 | 0 | 0 | 493.1167 | 0.056667 | 8 | Industrial_2026_Economic_MW_After Competition Groups_8 | High Efficiency HVAC Fans | 5.667% | 0 | 27.9433 | Industrial_2026_Economic_MW_After Competition Groups_High Efficiency HVAC Fans
Industrial | Ind ¦ Pump Equipment Upgrade | 2026 | Technical | MW | After Competition Groups | 39.9031 | 0 | 0 | 707.2423 | 0.056421 | 8 | Industrial_2026_Technical_MW_After Competition Groups_8 | Pump Equipment Upgrade | 5.642% | 0 | 39.9031 | Industrial_2026_Technical_MW_After Competition Groups_Pump Equipment Upgrade
Industrial | Ind ¦ Efficient Compressed Air Nozzles | 2026 | Technical | MW | After Competition Groups | 39.6315 | 0 | 0 | 707.2423 | 0.056037 | 9 | Industrial_2026_Technical_MW_After Competition Groups_9 | Efficient Compressed Air Nozzles | 5.604% | 0 | 39.6315 | Industrial_2026_Technical_MW_After Competition Groups_Efficient Compressed Air Nozzles
Industrial | Ind ¦ Process Optimization (Elec) | 2026 | Economic | MW | After Competition Groups | 20.546 | 0 | 0 | 493.1167 | 0.041666 | 9 | Industrial_2026_Economic_MW_After Competition Groups_9 | Process Optimization (Elec) | 4.167% | 0 | 20.546 | Industrial_2026_Economic_MW_After Competition Groups_Process Optimization (Elec)
Industrial | Ind ¦ High Efficiency HVAC Fans | 2026 | Technical | MW | After Competition Groups | 27.9433 | 0 | 0 | 707.2423 | 0.03951 | 10 | Industrial_2026_Technical_MW_After Competition Groups_10 | High Efficiency HVAC Fans | 3.951% | 0 | 27.9433 | Industrial_2026_Technical_MW_After Competition Groups_High Efficiency HVAC Fans
Industrial | Ind ¦ Fan System Optimization | 2026 | Achievable | MW | After Competition Groups | 4.4966 | 0 | 0 | 115.8964 | 0.038799 | 10 | Industrial_2026_Achievable_MW_After Competition Groups_10 | Fan System Optimization | 3.88% | 0 | 4.4966 | Industrial_2026_Achievable_MW_After Competition Groups_Fan System Optimization
Industrial | Ind ¦ HE Lighting | 2026 | Economic | MW | After Competition Groups | 17.2908 | 0 | 0 | 493.1167 | 0.035064 | 10 | Industrial_2026_Economic_MW_After Competition Groups_10 | HE Lighting | 3.506% | 0 | 17.2908 | Industrial_2026_Economic_MW_After Competition Groups_HE Lighting
Industrial | Ind ¦ Fan System Optimization | 2026 | Economic | MW | After Competition Groups | 16.8986 | 0 | 0 | 493.1167 | 0.034269 | 11 | Industrial_2026_Economic_MW_After Competition Groups_11 | Fan System Optimization | 3.427% | 0 | 16.8986 | Industrial_2026_Economic_MW_After Competition Groups_Fan System Optimization
Industrial | Ind ¦ Improved Controls - Process Cooling | 2026 | Economic | MW | After Competition Groups | 15.8424 | 0 | 0 | 493.1167 | 0.032127 | 12 | Industrial_2026_Economic_MW_After Competition Groups_12 | Improved Controls - Process Cooling | 3.213% | 0 | 15.8424 | Industrial_2026_Economic_MW_After Competition Groups_Improved Controls - Process Cooling
Industrial | Ind ¦ Improved Controls - Process Cooling | 2026 | Achievable | MW | After Competition Groups | 3.3934 | 0 | 0 | 115.8964 | 0.029279 | 11 | Industrial_2026_Achievable_MW_After Competition Groups_11 | Improved Controls - Process Cooling | 2.928% | 0 | 3.3934 | Industrial_2026_Achievable_MW_After Competition Groups_Improved Controls - Process Cooling
Industrial | Ind ¦ Process Optimization (Elec) | 2026 | Technical | MW | After Competition Groups | 20.546 | 0 | 0 | 707.2423 | 0.029051 | 11 | Industrial_2026_Technical_MW_After Competition Groups_11 | Process Optimization (Elec) | 2.905% | 0 | 20.546 | Industrial_2026_Technical_MW_After Competition Groups_Process Optimization (Elec)
Industrial | Ind ¦ Premium Efficient Motors | 2026 | Technical | MW | After Competition Groups | 17.7374 | 0 | 0 | 707.2423 | 0.02508 | 12 | Industrial_2026_Technical_MW_After Competition Groups_12 | Premium Efficient Motors | 2.508% | 0 | 17.7374 | Industrial_2026_Technical_MW_After Competition Groups_Premium Efficient Motors
Industrial | Ind ¦ Fan System Optimization | 2026 | Technical | MW | After Competition Groups | 16.8986 | 0 | 0 | 707.2423 | 0.023894 | 13 | Industrial_2026_Technical_MW_After Competition Groups_13 | Fan System Optimization | 2.389% | 0 | 16.8986 | Industrial_2026_Technical_MW_After Competition Groups_Fan System Optimization
Industrial | Ind ¦ Pump Equipment Upgrade | 2026 | Economic | MW | After Competition Groups | 11.62 | 0 | 0 | 493.1167 | 0.023564 | 13 | Industrial_2026_Economic_MW_After Competition Groups_13 | Pump Equipment Upgrade | 2.356% | 0 | 11.62 | Industrial_2026_Economic_MW_After Competition Groups_Pump Equipment Upgrade
Industrial | Ind ¦ Improved Controls - Process Cooling | 2026 | Technical | MW | After Competition Groups | 15.8424 | 0 | 0 | 707.2423 | 0.0224 | 14 | Industrial_2026_Technical_MW_After Competition Groups_14 | Improved Controls - Process Cooling | 2.24% | 0 | 15.8424 | Industrial_2026_Technical_MW_After Competition Groups_Improved Controls - Process Cooling
Industrial | Ind ¦ Pulp and Paper Process Improvements | 2026 | Economic | MW | After Competition Groups | 7.5583 | 0 | 0 | 493.1167 | 0.015328 | 14 | Industrial_2026_Economic_MW_After Competition Groups_14 | Pulp and Paper Process Improvements | 1.533% | 0 | 7.5583 | Industrial_2026_Economic_MW_After Competition Groups_Pulp and Paper Process Improvements
Industrial | Ind ¦ Material Handling Improvements | 2026 | Achievable | MW | After Competition Groups | 1.764 | 0 | 0 | 115.8964 | 0.01522 | 12 | Industrial_2026_Achievable_MW_After Competition Groups_12 | Material Handling Improvements | 1.522% | 0 | 1.764 | Industrial_2026_Achievable_MW_After Competition Groups_Material Handling Improvements
Industrial | Ind ¦ Pulp and Paper Process Improvements | 2026 | Achievable | MW | After Competition Groups | 1.5171 | 0 | 0 | 115.8964 | 0.01309 | 13 | Industrial_2026_Achievable_MW_After Competition Groups_13 | Pulp and Paper Process Improvements | 1.309% | 0 | 1.5171 | Industrial_2026_Achievable_MW_After Competition Groups_Pulp and Paper Process Improvements
Industrial | Ind ¦ HE Lighting | 2026 | Achievable | MW | After Competition Groups | 1.4702 | 0 | 0 | 115.8964 | 0.012686 | 14 | Industrial_2026_Achievable_MW_After Competition Groups_14 | HE Lighting | 1.269% | 0 | 1.4702 | Industrial_2026_Achievable_MW_After Competition Groups_HE Lighting
Industrial | Ind ¦ HE HVAC Controls | 2026 | Technical | MW | After Competition Groups | 8.3269 | 0 | 0 | 707.2423 | 0.011774 | 15 | Industrial_2026_Technical_MW_After Competition Groups_15 | HE HVAC Controls | 1.177% | 0 | 8.3269 | Industrial_2026_Technical_MW_After Competition Groups_HE HVAC Controls
Industrial | Ind ¦ Material Handling Improvements | 2026 | Economic | MW | After Competition Groups | 5.7095 | 0 | 0 | 493.1167 | 0.011578 | 15 | Industrial_2026_Economic_MW_After Competition Groups_15 | Material Handling Improvements | 1.158% | 0 | 5.7095 | Industrial_2026_Economic_MW_After Competition Groups_Material Handling Improvements
Industrial | Ind ¦ Pulp and Paper Process Improvements | 2026 | Technical | MW | After Competition Groups | 7.5583 | 0 | 0 | 707.2423 | 0.010687 | 16 | Industrial_2026_Technical_MW_After Competition Groups_16 | Pulp and Paper Process Improvements | 1.069% | 0 | 7.5583 | Industrial_2026_Technical_MW_After Competition Groups_Pulp and Paper Process Improvements
Industrial | Ind ¦ Ventilation Optimization | 2026 | Technical | MW | After Competition Groups | 7.3932 | 0 | 0 | 707.2423 | 0.010454 | 17 | Industrial_2026_Technical_MW_After Competition Groups_17 | Ventilation Optimization | 1.045% | 0 | 7.3932 | Industrial_2026_Technical_MW_After Competition Groups_Ventilation Optimization
Industrial | Ind ¦ Free Cooling | 2026 | Technical | MW | After Competition Groups | 6.8338 | 0 | 0 | 707.2423 | 0.0096626 | 18 | Industrial_2026_Technical_MW_After Competition Groups_18 | Free Cooling | 0.9663% | 0 | 6.8338 | Industrial_2026_Technical_MW_After Competition Groups_Free Cooling
Industrial | Ind ¦ Refiner Plate Improvements | 2026 | Economic | MW | After Competition Groups | 4.7306 | 0 | 0 | 493.1167 | 0.0095932 | 16 | Industrial_2026_Economic_MW_After Competition Groups_16 | Refiner Plate Improvements | 0.9593% | 0 | 4.7306 | Industrial_2026_Economic_MW_After Competition Groups_Refiner Plate Improvements
Industrial | Ind ¦ HVLS Fans | 2026 | Technical | MW | After Competition Groups | 6.4485 | 0 | 0 | 707.2423 | 0.0091177 | 19 | Industrial_2026_Technical_MW_After Competition Groups_19 | HVLS Fans | 0.9118% | 0 | 6.4485 | Industrial_2026_Technical_MW_After Competition Groups_HVLS Fans
Industrial | Ind ¦ HE HVAC Units | 2026 | Technical | MW | After Competition Groups | 5.9737 | 0 | 0 | 707.2423 | 0.0084464 | 20 | Industrial_2026_Technical_MW_After Competition Groups_20 | HE HVAC Units | 0.8446% | 0 | 5.9737 | Industrial_2026_Technical_MW_After Competition Groups_HE HVAC Units
Industrial | Ind ¦ VAV Conversion Project | 2026 | Economic | MW | After Competition Groups | 3.9842 | 0 | 0 | 493.1167 | 0.0080797 | 17 | Industrial_2026_Economic_MW_After Competition Groups_17 | VAV Conversion Project | 0.808% | 0 | 3.9842 | Industrial_2026_Economic_MW_After Competition Groups_VAV Conversion Project
Industrial | Ind ¦ Material Handling Improvements | 2026 | Technical | MW | After Competition Groups | 5.7095 | 0 | 0 | 707.2423 | 0.0080728 | 21 | Industrial_2026_Technical_MW_After Competition Groups_21 | Material Handling Improvements | 0.8073% | 0 | 5.7095 | Industrial_2026_Technical_MW_After Competition Groups_Material Handling Improvements
Industrial | Ind ¦ Chiller Optimization | 2026 | Technical | MW | After Competition Groups | 5.356 | 0 | 0 | 707.2423 | 0.0075731 | 22 | Industrial_2026_Technical_MW_After Competition Groups_22 | Chiller Optimization | 0.7573% | 0 | 5.356 | Industrial_2026_Technical_MW_After Competition Groups_Chiller Optimization
Industrial | Ind ¦ VAV Conversion Project | 2026 | Achievable | MW | After Competition Groups | 0.86272 | 0 | 0 | 115.8964 | 0.0074439 | 15 | Industrial_2026_Achievable_MW_After Competition Groups_15 | VAV Conversion Project | 0.7444% | 0 | 0.86272 | Industrial_2026_Achievable_MW_After Competition Groups_VAV Conversion Project
Industrial | Ind ¦ Ventilation Optimization | 2026 | Achievable | MW | After Competition Groups | 0.8123 | 0 | 0 | 115.8964 | 0.0070089 | 16 | Industrial_2026_Achievable_MW_After Competition Groups_16 | Ventilation Optimization | 0.7009% | 0 | 0.8123 | Industrial_2026_Achievable_MW_After Competition Groups_Ventilation Optimization
Industrial | Ind ¦ Efficient Irrigation | 2026 | Technical | MW | After Competition Groups | 4.9401 | 0 | 0 | 707.2423 | 0.0069851 | 23 | Industrial_2026_Technical_MW_After Competition Groups_23 | Efficient Irrigation | 0.6985% | 0 | 4.9401 | Industrial_2026_Technical_MW_After Competition Groups_Efficient Irrigation
Industrial | Ind ¦ Refiner Plate Improvements | 2026 | Achievable | MW | After Competition Groups | 0.80012 | 0 | 0 | 115.8964 | 0.0069038 | 17 | Industrial_2026_Achievable_MW_After Competition Groups_17 | Refiner Plate Improvements | 0.6904% | 0 | 0.80012 | Industrial_2026_Achievable_MW_After Competition Groups_Refiner Plate Improvements
Industrial | Ind ¦ Cold Storage Retrofit | 2026 | Technical | MW | After Competition Groups | 4.8649 | 0 | 0 | 707.2423 | 0.0068787 | 24 | Industrial_2026_Technical_MW_After Competition Groups_24 | Cold Storage Retrofit | 0.6879% | 0 | 4.8649 | Industrial_2026_Technical_MW_After Competition Groups_Cold Storage Retrofit
Industrial | Ind ¦ Refiner Plate Improvements | 2026 | Technical | MW | After Competition Groups | 4.7306 | 0 | 0 | 707.2423 | 0.0066888 | 25 | Industrial_2026_Technical_MW_After Competition Groups_25 | Refiner Plate Improvements | 0.6689% | 0 | 4.7306 | Industrial_2026_Technical_MW_After Competition Groups_Refiner Plate Improvements
Industrial | Ind ¦ Process Optimization (Elec) | 2026 | Achievable | MW | After Competition Groups | 0.74944 | 0 | 0 | 115.8964 | 0.0064664 | 18 | Industrial_2026_Achievable_MW_After Competition Groups_18 | Process Optimization (Elec) | 0.6466% | 0 | 0.74944 | Industrial_2026_Achievable_MW_After Competition Groups_Process Optimization (Elec)
Industrial | Ind ¦ Cooling Tower Optimization | 2026 | Technical | MW | After Competition Groups | 4.0609 | 0 | 0 | 707.2423 | 0.0057418 | 26 | Industrial_2026_Technical_MW_After Competition Groups_26 | Cooling Tower Optimization | 0.5742% | 0 | 4.0609 | Industrial_2026_Technical_MW_After Competition Groups_Cooling Tower Optimization
Industrial | Ind ¦ VAV Conversion Project | 2026 | Technical | MW | After Competition Groups | 3.9842 | 0 | 0 | 707.2423 | 0.0056335 | 27 | Industrial_2026_Technical_MW_After Competition Groups_27 | VAV Conversion Project | 0.5633% | 0 | 3.9842 | Industrial_2026_Technical_MW_After Competition Groups_VAV Conversion Project
Industrial | Ind ¦ Process Heat Recovery | 2026 | Economic | MW | After Competition Groups | 2.5567 | 0 | 0 | 493.1167 | 0.0051848 | 18 | Industrial_2026_Economic_MW_After Competition Groups_18 | Process Heat Recovery | 0.5185% | 0 | 2.5567 | Industrial_2026_Economic_MW_After Competition Groups_Process Heat Recovery
Industrial | Ind ¦ High Efficiency Battery Charger | 2026 | Economic | MW | After Competition Groups | 2.308 | 0 | 0 | 493.1167 | 0.0046805 | 19 | Industrial_2026_Economic_MW_After Competition Groups_19 | High Efficiency Battery Charger | 0.468% | 0 | 2.308 | Industrial_2026_Economic_MW_After Competition Groups_High Efficiency Battery Charger
Industrial | Ind ¦ High Efficiency Battery Charger | 2026 | Achievable | MW | After Competition Groups | 0.5393 | 0 | 0 | 115.8964 | 0.0046533 | 19 | Industrial_2026_Achievable_MW_After Competition Groups_19 | High Efficiency Battery Charger | 0.4653% | 0 | 0.5393 | Industrial_2026_Achievable_MW_After Competition Groups_High Efficiency Battery Charger
Industrial | Ind ¦ Process Heat Recovery | 2026 | Achievable | MW | After Competition Groups | 0.52743 | 0 | 0 | 115.8964 | 0.0045509 | 20 | Industrial_2026_Achievable_MW_After Competition Groups_20 | Process Heat Recovery | 0.4551% | 0 | 0.52743 | Industrial_2026_Achievable_MW_After Competition Groups_Process Heat Recovery
Industrial | Ind ¦ Process Improvements | 2026 | Economic | MW | After Competition Groups | 2.08 | 0 | 0 | 493.1167 | 0.004218 | 20 | Industrial_2026_Economic_MW_After Competition Groups_20 | Process Improvements | 0.4218% | 0 | 2.08 | Industrial_2026_Economic_MW_After Competition Groups_Process Improvements
Industrial | Ind ¦ Process Improvements | 2026 | Achievable | MW | After Competition Groups | 0.44033 | 0 | 0 | 115.8964 | 0.0037993 | 21 | Industrial_2026_Achievable_MW_After Competition Groups_21 | Process Improvements | 0.3799% | 0 | 0.44033 | Industrial_2026_Achievable_MW_After Competition Groups_Process Improvements
Industrial | Ind ¦ Process Heat Recovery | 2026 | Technical | MW | After Competition Groups | 2.5567 | 0 | 0 | 707.2423 | 0.0036151 | 28 | Industrial_2026_Technical_MW_After Competition Groups_28 | Process Heat Recovery | 0.3615% | 0 | 2.5567 | Industrial_2026_Technical_MW_After Competition Groups_Process Heat Recovery
Industrial | Ind ¦ Synchronous Belts | 2026 | Technical | MW | After Competition Groups | 2.5321 | 0 | 0 | 707.2423 | 0.0035802 | 29 | Industrial_2026_Technical_MW_After Competition Groups_29 | Synchronous Belts | 0.358% | 0 | 2.5321 | Industrial_2026_Technical_MW_After Competition Groups_Synchronous Belts
Industrial | Ind ¦ Efficient Irrigation | 2026 | Economic | MW | After Competition Groups | 1.6921 | 0 | 0 | 493.1167 | 0.0034315 | 21 | Industrial_2026_Economic_MW_After Competition Groups_21 | Efficient Irrigation | 0.3432% | 0 | 1.6921 | Industrial_2026_Economic_MW_After Competition Groups_Efficient Irrigation
Industrial | Ind ¦ Ventilation Optimization | 2026 | Economic | MW | After Competition Groups | 1.6692 | 0 | 0 | 493.1167 | 0.003385 | 22 | Industrial_2026_Economic_MW_After Competition Groups_22 | Ventilation Optimization | 0.3385% | 0 | 1.6692 | Industrial_2026_Economic_MW_After Competition Groups_Ventilation Optimization
Industrial | Ind ¦ High Efficiency Battery Charger | 2026 | Technical | MW | After Competition Groups | 2.308 | 0 | 0 | 707.2423 | 0.0032634 | 30 | Industrial_2026_Technical_MW_After Competition Groups_30 | High Efficiency Battery Charger | 0.3263% | 0 | 2.308 | Industrial_2026_Technical_MW_After Competition Groups_High Efficiency Battery Charger
Industrial | Ind ¦ Process Improvements | 2026 | Technical | MW | After Competition Groups | 2.08 | 0 | 0 | 707.2423 | 0.0029409 | 31 | Industrial_2026_Technical_MW_After Competition Groups_31 | Process Improvements | 0.2941% | 0 | 2.08 | Industrial_2026_Technical_MW_After Competition Groups_Process Improvements
Industrial | Ind ¦ Refrigeration Compressor VFD | 2026 | Economic | MW | After Competition Groups | 1.3739 | 0 | 0 | 493.1167 | 0.0027862 | 23 | Industrial_2026_Economic_MW_After Competition Groups_23 | Refrigeration Compressor VFD | 0.2786% | 0 | 1.3739 | Industrial_2026_Economic_MW_After Competition Groups_Refrigeration Compressor VFD
Industrial | Ind ¦ Refrigeration Compressor VFD | 2026 | Achievable | MW | After Competition Groups | 0.31786 | 0 | 0 | 115.8964 | 0.0027426 | 22 | Industrial_2026_Achievable_MW_After Competition Groups_22 | Refrigeration Compressor VFD | 0.2743% | 0 | 0.31786 | Industrial_2026_Achievable_MW_After Competition Groups_Refrigeration Compressor VFD
Industrial | Ind ¦ Improved Controls - Process Heating | 2026 | Economic | MW | After Competition Groups | 1.2569 | 0 | 0 | 493.1167 | 0.0025489 | 24 | Industrial_2026_Economic_MW_After Competition Groups_24 | Improved Controls - Process Heating | 0.2549% | 0 | 1.2569 | Industrial_2026_Economic_MW_After Competition Groups_Improved Controls - Process Heating
Industrial | Ind ¦ Improved Controls - Process Heating | 2026 | Achievable | MW | After Competition Groups | 0.27417 | 0 | 0 | 115.8964 | 0.0023656 | 23 | Industrial_2026_Achievable_MW_After Competition Groups_23 | Improved Controls - Process Heating | 0.2366% | 0 | 0.27417 | Industrial_2026_Achievable_MW_After Competition Groups_Improved Controls - Process Heating
Industrial | Ind ¦ Refrigeration Compressor VFD | 2026 | Technical | MW | After Competition Groups | 1.3739 | 0 | 0 | 707.2423 | 0.0019426 | 32 | Industrial_2026_Technical_MW_After Competition Groups_32 | Refrigeration Compressor VFD | 0.1943% | 0 | 1.3739 | Industrial_2026_Technical_MW_After Competition Groups_Refrigeration Compressor VFD
Industrial | Ind ¦ Dairy Pre-Cooler | 2026 | Technical | MW | After Competition Groups | 1.3262 | 0 | 0 | 707.2423 | 0.0018752 | 33 | Industrial_2026_Technical_MW_After Competition Groups_33 | Dairy Pre-Cooler | 0.1875% | 0 | 1.3262 | Industrial_2026_Technical_MW_After Competition Groups_Dairy Pre-Cooler
Industrial | Ind ¦ Improved Controls - Process Heating | 2026 | Technical | MW | After Competition Groups | 1.2569 | 0 | 0 | 707.2423 | 0.0017772 | 34 | Industrial_2026_Technical_MW_After Competition Groups_34 | Improved Controls - Process Heating | 0.1777% | 0 | 1.2569 | Industrial_2026_Technical_MW_After Competition Groups_Improved Controls - Process Heating
Industrial | Ind ¦ Engine Block Heater Timer | 2026 | Economic | MW | After Competition Groups | 0.81897 | 0 | 0 | 493.1167 | 0.0016608 | 25 | Industrial_2026_Economic_MW_After Competition Groups_25 | Engine Block Heater Timer | 0.1661% | 0 | 0.81897 | Industrial_2026_Economic_MW_After Competition Groups_Engine Block Heater Timer
Industrial | Ind ¦ Efficient Transformer | 2026 | Technical | MW | After Competition Groups | 1.1579 | 0 | 0 | 707.2423 | 0.0016372 | 35 | Industrial_2026_Technical_MW_After Competition Groups_35 | Efficient Transformer | 0.1637% | 0 | 1.1579 | Industrial_2026_Technical_MW_After Competition Groups_Efficient Transformer
Industrial | Ind ¦ Dairy Pre-Cooler | 2026 | Achievable | MW | After Competition Groups | 0.17844 | 0 | 0 | 115.8964 | 0.0015397 | 24 | Industrial_2026_Achievable_MW_After Competition Groups_24 | Dairy Pre-Cooler | 0.154% | 0 | 0.17844 | Industrial_2026_Achievable_MW_After Competition Groups_Dairy Pre-Cooler
Industrial | Ind ¦ Engine Block Heater Timer | 2026 | Achievable | MW | After Competition Groups | 0.172 | 0 | 0 | 115.8964 | 0.0014841 | 25 | Industrial_2026_Achievable_MW_After Competition Groups_25 | Engine Block Heater Timer | 0.1484% | 0 | 0.172 | Industrial_2026_Achievable_MW_After Competition Groups_Engine Block Heater Timer
Industrial | Ind ¦ High Efficiency Welders | 2026 | Technical | MW | After Competition Groups | 0.99429 | 0 | 0 | 707.2423 | 0.0014059 | 36 | Industrial_2026_Technical_MW_After Competition Groups_36 | High Efficiency Welders | 0.1406% | 0 | 0.99429 | Industrial_2026_Technical_MW_After Competition Groups_High Efficiency Welders
Industrial | Ind ¦ Engine Block Heater Timer | 2026 | Technical | MW | After Competition Groups | 0.81897 | 0 | 0 | 707.2423 | 0.001158 | 37 | Industrial_2026_Technical_MW_After Competition Groups_37 | Engine Block Heater Timer | 0.1158% | 0 | 0.81897 | Industrial_2026_Technical_MW_After Competition Groups_Engine Block Heater Timer
Industrial | Ind ¦ Efficient Irrigation | 2026 | Achievable | MW | After Competition Groups | 0.12072 | 0 | 0 | 115.8964 | 0.0010416 | 26 | Industrial_2026_Achievable_MW_After Competition Groups_26 | Efficient Irrigation | 0.1042% | 0 | 0.12072 | Industrial_2026_Achievable_MW_After Competition Groups_Efficient Irrigation
Industrial | Ind ¦ Dairy Pre-Cooler | 2026 | Economic | MW | After Competition Groups | 0.50947 | 0 | 0 | 493.1167 | 0.0010332 | 26 | Industrial_2026_Economic_MW_After Competition Groups_26 | Dairy Pre-Cooler | 0.1033% | 0 | 0.50947 | Industrial_2026_Economic_MW_After Competition Groups_Dairy Pre-Cooler
Industrial | Ind ¦ Efficient Refrigeration Compressor | 2026 | Achievable | MW | After Competition Groups | 0.10672 | 0 | 0 | 115.8964 | 0.0009208 | 27 | Industrial_2026_Achievable_MW_After Competition Groups_27 | Efficient Refrigeration Compressor | 0.09208% | 0 | 0.10672 | Industrial_2026_Achievable_MW_After Competition Groups_Efficient Refrigeration Compressor
Industrial | Ind ¦ Air Compressor Heat Recovery | 2026 | Economic | MW | After Competition Groups | 0.33162 | 0 | 0 | 493.1167 | 0.00067251 | 27 | Industrial_2026_Economic_MW_After Competition Groups_27 | Air Compressor Heat Recovery | 0.06725% | 0 | 0.33162 | Industrial_2026_Economic_MW_After Competition Groups_Air Compressor Heat Recovery
Industrial | Ind ¦ Air Compressor Heat Recovery | 2026 | Achievable | MW | After Competition Groups | 0.070858 | 0 | 0 | 115.8964 | 0.00061139 | 28 | Industrial_2026_Achievable_MW_After Competition Groups_28 | Air Compressor Heat Recovery | 0.06114% | 0 | 0.070858 | Industrial_2026_Achievable_MW_After Competition Groups_Air Compressor Heat Recovery
Industrial | Ind ¦ Efficient Refrigeration Compressor | 2026 | Economic | MW | After Competition Groups | 0.26157 | 0 | 0 | 493.1167 | 0.00053045 | 28 | Industrial_2026_Economic_MW_After Competition Groups_28 | Efficient Refrigeration Compressor | 0.05304% | 0 | 0.26157 | Industrial_2026_Economic_MW_After Competition Groups_Efficient Refrigeration Compressor
Industrial | Ind ¦ Air Compressor Heat Recovery | 2026 | Technical | MW | After Competition Groups | 0.33162 | 0 | 0 | 707.2423 | 0.0004689 | 38 | Industrial_2026_Technical_MW_After Competition Groups_38 | Air Compressor Heat Recovery | 0.04689% | 0 | 0.33162 | Industrial_2026_Technical_MW_After Competition Groups_Air Compressor Heat Recovery
Industrial | Ind ¦ Creep Heat Controller | 2026 | Technical | MW | After Competition Groups | 0.29155 | 0 | 0 | 707.2423 | 0.00041224 | 39 | Industrial_2026_Technical_MW_After Competition Groups_39 | Creep Heat Controller | 0.04122% | 0 | 0.29155 | Industrial_2026_Technical_MW_After Competition Groups_Creep Heat Controller
Industrial | Ind ¦ Heat Lamps/Heat Pad | 2026 | Technical | MW | After Competition Groups | 0.26752 | 0 | 0 | 707.2423 | 0.00037826 | 40 | Industrial_2026_Technical_MW_After Competition Groups_40 | Heat Lamps/Heat Pad | 0.03783% | 0 | 0.26752 | Industrial_2026_Technical_MW_After Competition Groups_Heat Lamps/Heat Pad
Industrial | Ind ¦ Efficient Refrigeration Compressor | 2026 | Technical | MW | After Competition Groups | 0.26157 | 0 | 0 | 707.2423 | 0.00036985 | 41 | Industrial_2026_Technical_MW_After Competition Groups_41 | Efficient Refrigeration Compressor | 0.03698% | 0 | 0.26157 | Industrial_2026_Technical_MW_After Competition Groups_Efficient Refrigeration Compressor
Industrial | Ind ¦ Optimize Compressed Air Dryer | 2026 | Technical | MW | After Competition Groups | 0.23983 | 0 | 0 | 707.2423 | 0.00033911 | 42 | Industrial_2026_Technical_MW_After Competition Groups_42 | Optimize Compressed Air Dryer | 0.03391% | 0 | 0.23983 | Industrial_2026_Technical_MW_After Competition Groups_Optimize Compressed Air Dryer
Industrial | Ind ¦ Cooling Tower Optimization | 2026 | Achievable | MW | After Competition Groups | 0 | 0 | 0 | 115.8964 | 0 | 29 | Industrial_2026_Achievable_MW_After Competition Groups_29 | Cooling Tower Optimization | 0% | 0 | 0 | Industrial_2026_Achievable_MW_After Competition Groups_Cooling Tower Optimization
Industrial | Ind ¦ Cooling Tower Optimization | 2026 | Economic | MW | After Competition Groups | 0 | 0 | 0 | 493.1167 | 0 | 29 | Industrial_2026_Economic_MW_After Competition Groups_29 | Cooling Tower Optimization | 0% | 0 | 0 | Industrial_2026_Economic_MW_After Competition Groups_Cooling Tower Optimization
Industrial | Ind ¦ Creep Heat Controller | 2026 | Achievable | MW | After Competition Groups | 0 | 0 | 0 | 115.8964 | 0 | 30 | Industrial_2026_Achievable_MW_After Competition Groups_30 | Creep Heat Controller | 0% | 0 | 0 | Industrial_2026_Achievable_MW_After Competition Groups_Creep Heat Controller
Industrial | Ind ¦ Creep Heat Controller | 2026 | Economic | MW | After Competition Groups | 0 | 0 | 0 | 493.1167 | 0 | 30 | Industrial_2026_Economic_MW_After Competition Groups_30 | Creep Heat Controller | 0% | 0 | 0 | Industrial_2026_Economic_MW_After Competition Groups_Creep Heat Controller
Industrial | Ind ¦ Efficient Transformer | 2026 | Achievable | MW | After Competition Groups | 0 | 0 | 0 | 115.8964 | 0 | 31 | Industrial_2026_Achievable_MW_After Competition Groups_31 | Efficient Transformer | 0% | 0 | 0 | Industrial_2026_Achievable_MW_After Competition Groups_Efficient Transformer
Industrial | Ind ¦ Efficient Transformer | 2026 | Economic | MW | After Competition Groups | 0 | 0 | 0 | 493.1167 | 0 | 31 | Industrial_2026_Economic_MW_After Competition Groups_31 | Efficient Transformer | 0% | 0 | 0 | Industrial_2026_Economic_MW_After Competition Groups_Efficient Transformer
Industrial | Ind ¦ Free Cooling | 2026 | Achievable | MW | After Competition Groups | 0 | 0 | 0 | 115.8964 | 0 | 32 | Industrial_2026_Achievable_MW_After Competition Groups_32 | Free Cooling | 0% | 0 | 0 | Industrial_2026_Achievable_MW_After Competition Groups_Free Cooling
Industrial | Ind ¦ Free Cooling | 2026 | Economic | MW | After Competition Groups | 0 | 0 | 0 | 493.1167 | 0 | 32 | Industrial_2026_Economic_MW_After Competition Groups_32 | Free Cooling | 0% | 0 | 0 | Industrial_2026_Economic_MW_After Competition Groups_Free Cooling
Industrial | Ind ¦ Heat Lamps/Heat Pad | 2026 | Achievable | MW | After Competition Groups | 0 | 0 | 0 | 115.8964 | 0 | 33 | Industrial_2026_Achievable_MW_After Competition Groups_33 | Heat Lamps/Heat Pad | 0% | 0 | 0 | Industrial_2026_Achievable_MW_After Competition Groups_Heat Lamps/Heat Pad
Industrial | Ind ¦ Heat Lamps/Heat Pad | 2026 | Economic | MW | After Competition Groups | 0 | 0 | 0 | 493.1167 | 0 | 33 | Industrial_2026_Economic_MW_After Competition Groups_33 | Heat Lamps/Heat Pad | 0% | 0 | 0 | Industrial_2026_Economic_MW_After Competition Groups_Heat Lamps/Heat Pad
Industrial | Ind ¦ High Efficiency Welders | 2026 | Achievable | MW | After Competition Groups | 0 | 0 | 0 | 115.8964 | 0 | 34 | Industrial_2026_Achievable_MW_After Competition Groups_34 | High Efficiency Welders | 0% | 0 | 0 | Industrial_2026_Achievable_MW_After Competition Groups_High Efficiency Welders
Industrial | Ind ¦ High Efficiency Welders | 2026 | Economic | MW | After Competition Groups | 0 | 0 | 0 | 493.1167 | 0 | 34 | Industrial_2026_Economic_MW_After Competition Groups_34 | High Efficiency Welders | 0% | 0 | 0 | Industrial_2026_Economic_MW_After Competition Groups_High Efficiency Welders
Industrial | Ind ¦ HVLS Fans | 2026 | Achievable | MW | After Competition Groups | 0 | 0 | 0 | 115.8964 | 0 | 35 | Industrial_2026_Achievable_MW_After Competition Groups_35 | HVLS Fans | 0% | 0 | 0 | Industrial_2026_Achievable_MW_After Competition Groups_HVLS Fans
Industrial | Ind ¦ HVLS Fans | 2026 | Economic | MW | After Competition Groups | 0 | 0 | 0 | 493.1167 | 0 | 35 | Industrial_2026_Economic_MW_After Competition Groups_35 | HVLS Fans | 0% | 0 | 0 | Industrial_2026_Economic_MW_After Competition Groups_HVLS Fans
Industrial | Ind ¦ Optimize Compressed Air Dryer | 2026 | Achievable | MW | After Competition Groups | 0 | 0 | 0 | 115.8964 | 0 | 36 | Industrial_2026_Achievable_MW_After Competition Groups_36 | Optimize Compressed Air Dryer | 0% | 0 | 0 | Industrial_2026_Achievable_MW_After Competition Groups_Optimize Compressed Air Dryer
Industrial | Ind ¦ Optimize Compressed Air Dryer | 2026 | Economic | MW | After Competition Groups | 0 | 0 | 0 | 493.1167 | 0 | 36 | Industrial_2026_Economic_MW_After Competition Groups_36 | Optimize Compressed Air Dryer | 0% | 0 | 0 | Industrial_2026_Economic_MW_After Competition Groups_Optimize Compressed Air Dryer
Industrial | Ind ¦ Premium Efficient Motors | 2026 | Achievable | MW | After Competition Groups | 0 | 0 | 0 | 115.8964 | 0 | 37 | Industrial_2026_Achievable_MW_After Competition Groups_37 | Premium Efficient Motors | 0% | 0 | 0 | Industrial_2026_Achievable_MW_After Competition Groups_Premium Efficient Motors
Industrial | Ind ¦ Premium Efficient Motors | 2026 | Economic | MW | After Competition Groups | 0 | 0 | 0 | 493.1167 | 0 | 37 | Industrial_2026_Economic_MW_After Competition Groups_37 | Premium Efficient Motors | 0% | 0 | 0 | Industrial_2026_Economic_MW_After Competition Groups_Premium Efficient Motors
Industrial | Ind ¦ Synchronous Belts | 2026 | Achievable | MW | After Competition Groups | 0 | 0 | 0 | 115.8964 | 0 | 38 | Industrial_2026_Achievable_MW_After Competition Groups_38 | Synchronous Belts | 0% | 0 | 0 | Industrial_2026_Achievable_MW_After Competition Groups_Synchronous Belts
Industrial | Ind ¦ Synchronous Belts | 2026 | Economic | MW | After Competition Groups | 0 | 0 | 0 | 493.1167 | 0 | 38 | Industrial_2026_Economic_MW_After Competition Groups_38 | Synchronous Belts | 0% | 0 | 0 | Industrial_2026_Economic_MW_After Competition Groups_Synchronous Belts
Industrial | Ind ¦ Pump System Optimization | 2027 | Economic | MW | After Competition Groups | 91.7598 | 0 | 0 | 599.252 | 0.15312 | 1 | Industrial_2027_Economic_MW_After Competition Groups_1 | Pump System Optimization | 15.31% | 0 | 91.7598 | Industrial_2027_Economic_MW_After Competition Groups_Pump System Optimization
Industrial | Ind ¦ Pump System Optimization | 2027 | Achievable | MW | After Competition Groups | 22.4844 | 0 | 0 | 158.5241 | 0.14184 | 1 | Industrial_2027_Achievable_MW_After Competition Groups_1 | Pump System Optimization | 14.18% | 0 | 22.4844 | Industrial_2027_Achievable_MW_After Competition Groups_Pump System Optimization
Industrial | Ind ¦ Pump System Optimization | 2027 | Technical | MW | After Competition Groups | 93.696 | 0 | 0 | 734.7005 | 0.12753 | 1 | Industrial_2027_Technical_MW_After Competition Groups_1 | Pump System Optimization | 12.75% | 0 | 93.696 | Industrial_2027_Technical_MW_After Competition Groups_Pump System Optimization
Industrial | Ind ¦ Air Leak Survey and Repair | 2027 | Achievable | MW | After Competition Groups | 20.0409 | 0 | 0 | 158.5241 | 0.12642 | 2 | Industrial_2027_Achievable_MW_After Competition Groups_2 | Air Leak Survey and Repair | 12.64% | 0 | 20.0409 | Industrial_2027_Achievable_MW_After Competition Groups_Air Leak Survey and Repair
Industrial | Ind ¦ Air Leak Survey and Repair | 2027 | Economic | MW | After Competition Groups | 71.2839 | 0 | 0 | 599.252 | 0.11895 | 2 | Industrial_2027_Economic_MW_After Competition Groups_2 | Air Leak Survey and Repair | 11.9% | 0 | 71.2839 | Industrial_2027_Economic_MW_After Competition Groups_Air Leak Survey and Repair
Industrial | Ind ¦ Air Compressor Optimization | 2027 | Achievable | MW | After Competition Groups | 17.2627 | 0 | 0 | 158.5241 | 0.1089 | 3 | Industrial_2027_Achievable_MW_After Competition Groups_3 | Air Compressor Optimization | 10.89% | 0 | 17.2627 | Industrial_2027_Achievable_MW_After Competition Groups_Air Compressor Optimization
Industrial | Ind ¦ HE Lighting | 2027 | Technical | MW | After Competition Groups | 78.7715 | 0 | 0 | 734.7005 | 0.10722 | 2 | Industrial_2027_Technical_MW_After Competition Groups_2 | HE Lighting | 10.72% | 0 | 78.7715 | Industrial_2027_Technical_MW_After Competition Groups_HE Lighting
Industrial | Ind ¦ Recommissioning | 2027 | Achievable | MW | After Competition Groups | 15.6688 | 0 | 0 | 158.5241 | 0.098842 | 4 | Industrial_2027_Achievable_MW_After Competition Groups_4 | Recommissioning | 9.884% | 0 | 15.6688 | Industrial_2027_Achievable_MW_After Competition Groups_Recommissioning
Industrial | Ind ¦ SEM | 2027 | Achievable | MW | After Competition Groups | 15.6688 | 0 | 0 | 158.5241 | 0.098842 | 5 | Industrial_2027_Achievable_MW_After Competition Groups_5 | SEM | 9.884% | 0 | 15.6688 | Industrial_2027_Achievable_MW_After Competition Groups_SEM
Industrial | Ind ¦ Air Leak Survey and Repair | 2027 | Technical | MW | After Competition Groups | 71.2839 | 0 | 0 | 734.7005 | 0.097024 | 3 | Industrial_2027_Technical_MW_After Competition Groups_3 | Air Leak Survey and Repair | 9.702% | 0 | 71.2839 | Industrial_2027_Technical_MW_After Competition Groups_Air Leak Survey and Repair
Industrial | Ind ¦ Recommissioning | 2027 | Economic | MW | After Competition Groups | 55.4375 | 0 | 0 | 599.252 | 0.092511 | 3 | Industrial_2027_Economic_MW_After Competition Groups_3 | Recommissioning | 9.251% | 0 | 55.4375 | Industrial_2027_Economic_MW_After Competition Groups_Recommissioning
Industrial | Ind ¦ SEM | 2027 | Economic | MW | After Competition Groups | 55.4375 | 0 | 0 | 599.252 | 0.092511 | 4 | Industrial_2027_Economic_MW_After Competition Groups_4 | SEM | 9.251% | 0 | 55.4375 | Industrial_2027_Economic_MW_After Competition Groups_SEM
Industrial | Ind ¦ Greenhouse Grow Lights | 2027 | Economic | MW | After Competition Groups | 48.9071 | 0 | 0 | 599.252 | 0.081614 | 5 | Industrial_2027_Economic_MW_After Competition Groups_5 | Greenhouse Grow Lights | 8.161% | 0 | 48.9071 | Industrial_2027_Economic_MW_After Competition Groups_Greenhouse Grow Lights
Industrial | Ind ¦ Greenhouse Grow Lights | 2027 | Achievable | MW | After Competition Groups | 12.8016 | 0 | 0 | 158.5241 | 0.080755 | 6 | Industrial_2027_Achievable_MW_After Competition Groups_6 | Greenhouse Grow Lights | 8.076% | 0 | 12.8016 | Industrial_2027_Achievable_MW_After Competition Groups_Greenhouse Grow Lights
Industrial | Ind ¦ Air Compressor Optimization | 2027 | Economic | MW | After Competition Groups | 48.3539 | 0 | 0 | 599.252 | 0.08069 | 6 | Industrial_2027_Economic_MW_After Competition Groups_6 | Air Compressor Optimization | 8.069% | 0 | 48.3539 | Industrial_2027_Economic_MW_After Competition Groups_Air Compressor Optimization
Industrial | Ind ¦ Recommissioning | 2027 | Technical | MW | After Competition Groups | 55.4375 | 0 | 0 | 734.7005 | 0.075456 | 4 | Industrial_2027_Technical_MW_After Competition Groups_4 | Recommissioning | 7.546% | 0 | 55.4375 | Industrial_2027_Technical_MW_After Competition Groups_Recommissioning
Industrial | Ind ¦ SEM | 2027 | Technical | MW | After Competition Groups | 55.4375 | 0 | 0 | 734.7005 | 0.075456 | 5 | Industrial_2027_Technical_MW_After Competition Groups_5 | SEM | 7.546% | 0 | 55.4375 | Industrial_2027_Technical_MW_After Competition Groups_SEM
Industrial | Ind ¦ Pump Equipment Upgrade | 2027 | Economic | MW | After Competition Groups | 42.814 | 0 | 0 | 599.252 | 0.071446 | 7 | Industrial_2027_Economic_MW_After Competition Groups_7 | Pump Equipment Upgrade | 7.145% | 0 | 42.814 | Industrial_2027_Economic_MW_After Competition Groups_Pump Equipment Upgrade
Industrial | Ind ¦ Efficient Compressed Air Nozzles | 2027 | Economic | MW | After Competition Groups | 41.8646 | 0 | 0 | 599.252 | 0.069861 | 8 | Industrial_2027_Economic_MW_After Competition Groups_8 | Efficient Compressed Air Nozzles | 6.986% | 0 | 41.8646 | Industrial_2027_Economic_MW_After Competition Groups_Efficient Compressed Air Nozzles
Industrial | Ind ¦ Pump Equipment Upgrade | 2027 | Achievable | MW | After Competition Groups | 10.7875 | 0 | 0 | 158.5241 | 0.068049 | 7 | Industrial_2027_Achievable_MW_After Competition Groups_7 | Pump Equipment Upgrade | 6.805% | 0 | 10.7875 | Industrial_2027_Achievable_MW_After Competition Groups_Pump Equipment Upgrade
Industrial | Ind ¦ Greenhouse Grow Lights | 2027 | Technical | MW | After Competition Groups | 48.9071 | 0 | 0 | 734.7005 | 0.066567 | 6 | Industrial_2027_Technical_MW_After Competition Groups_6 | Greenhouse Grow Lights | 6.657% | 0 | 48.9071 | Industrial_2027_Technical_MW_After Competition Groups_Greenhouse Grow Lights
Industrial | Ind ¦ Air Compressor Optimization | 2027 | Technical | MW | After Competition Groups | 48.3539 | 0 | 0 | 734.7005 | 0.065814 | 7 | Industrial_2027_Technical_MW_After Competition Groups_7 | Air Compressor Optimization | 6.581% | 0 | 48.3539 | Industrial_2027_Technical_MW_After Competition Groups_Air Compressor Optimization
Industrial | Ind ¦ High Efficiency HVAC Fans | 2027 | Achievable | MW | After Competition Groups | 9.359 | 0 | 0 | 158.5241 | 0.059038 | 8 | Industrial_2027_Achievable_MW_After Competition Groups_8 | High Efficiency HVAC Fans | 5.904% | 0 | 9.359 | Industrial_2027_Achievable_MW_After Competition Groups_High Efficiency HVAC Fans
Industrial | Ind ¦ Efficient Compressed Air Nozzles | 2027 | Achievable | MW | After Competition Groups | 9.3404 | 0 | 0 | 158.5241 | 0.058921 | 9 | Industrial_2027_Achievable_MW_After Competition Groups_9 | Efficient Compressed Air Nozzles | 5.892% | 0 | 9.3404 | Industrial_2027_Achievable_MW_After Competition Groups_Efficient Compressed Air Nozzles
Industrial | Ind ¦ Pump Equipment Upgrade | 2027 | Technical | MW | After Competition Groups | 42.814 | 0 | 0 | 734.7005 | 0.058274 | 8 | Industrial_2027_Technical_MW_After Competition Groups_8 | Pump Equipment Upgrade | 5.827% | 0 | 42.814 | Industrial_2027_Technical_MW_After Competition Groups_Pump Equipment Upgrade
Industrial | Ind ¦ Efficient Compressed Air Nozzles | 2027 | Technical | MW | After Competition Groups | 41.8646 | 0 | 0 | 734.7005 | 0.056982 | 9 | Industrial_2027_Technical_MW_After Competition Groups_9 | Efficient Compressed Air Nozzles | 5.698% | 0 | 41.8646 | Industrial_2027_Technical_MW_After Competition Groups_Efficient Compressed Air Nozzles
Industrial | Ind ¦ High Efficiency HVAC Fans | 2027 | Economic | MW | After Competition Groups | 29.8769 | 0 | 0 | 599.252 | 0.049857 | 9 | Industrial_2027_Economic_MW_After Competition Groups_9 | High Efficiency HVAC Fans | 4.986% | 0 | 29.8769 | Industrial_2027_Economic_MW_After Competition Groups_High Efficiency HVAC Fans
Industrial | Ind ¦ High Efficiency HVAC Fans | 2027 | Technical | MW | After Competition Groups | 29.8769 | 0 | 0 | 734.7005 | 0.040665 | 10 | Industrial_2027_Technical_MW_After Competition Groups_10 | High Efficiency HVAC Fans | 4.067% | 0 | 29.8769 | Industrial_2027_Technical_MW_After Competition Groups_High Efficiency HVAC Fans
Industrial | Ind ¦ Fan System Optimization | 2027 | Achievable | MW | After Competition Groups | 5.9103 | 0 | 0 | 158.5241 | 0.037284 | 10 | Industrial_2027_Achievable_MW_After Competition Groups_10 | Fan System Optimization | 3.728% | 0 | 5.9103 | Industrial_2027_Achievable_MW_After Competition Groups_Fan System Optimization
Industrial | Ind ¦ HE Lighting | 2027 | Economic | MW | After Competition Groups | 21.3083 | 0 | 0 | 599.252 | 0.035558 | 10 | Industrial_2027_Economic_MW_After Competition Groups_10 | HE Lighting | 3.556% | 0 | 21.3083 | Industrial_2027_Economic_MW_After Competition Groups_HE Lighting
Industrial | Ind ¦ Process Optimization (Elec) | 2027 | Economic | MW | After Competition Groups | 20.4904 | 0 | 0 | 599.252 | 0.034193 | 11 | Industrial_2027_Economic_MW_After Competition Groups_11 | Process Optimization (Elec) | 3.419% | 0 | 20.4904 | Industrial_2027_Economic_MW_After Competition Groups_Process Optimization (Elec)
Industrial | Ind ¦ Fan System Optimization | 2027 | Economic | MW | After Competition Groups | 17.4994 | 0 | 0 | 599.252 | 0.029202 | 12 | Industrial_2027_Economic_MW_After Competition Groups_12 | Fan System Optimization | 2.92% | 0 | 17.4994 | Industrial_2027_Economic_MW_After Competition Groups_Fan System Optimization
Industrial | Ind ¦ Improved Controls - Process Cooling | 2027 | Achievable | MW | After Competition Groups | 4.4695 | 0 | 0 | 158.5241 | 0.028195 | 11 | Industrial_2027_Achievable_MW_After Competition Groups_11 | Improved Controls - Process Cooling | 2.819% | 0 | 4.4695 | Industrial_2027_Achievable_MW_After Competition Groups_Improved Controls - Process Cooling
Industrial | Ind ¦ Process Optimization (Elec) | 2027 | Technical | MW | After Competition Groups | 20.4904 | 0 | 0 | 734.7005 | 0.027889 | 11 | Industrial_2027_Technical_MW_After Competition Groups_11 | Process Optimization (Elec) | 2.789% | 0 | 20.4904 | Industrial_2027_Technical_MW_After Competition Groups_Process Optimization (Elec)
Industrial | Ind ¦ Improved Controls - Process Cooling | 2027 | Economic | MW | After Competition Groups | 15.7782 | 0 | 0 | 599.252 | 0.02633 | 13 | Industrial_2027_Economic_MW_After Competition Groups_13 | Improved Controls - Process Cooling | 2.633% | 0 | 15.7782 | Industrial_2027_Economic_MW_After Competition Groups_Improved Controls - Process Cooling
Industrial | Ind ¦ Premium Efficient Motors | 2027 | Technical | MW | After Competition Groups | 18.0175 | 0 | 0 | 734.7005 | 0.024524 | 12 | Industrial_2027_Technical_MW_After Competition Groups_12 | Premium Efficient Motors | 2.452% | 0 | 18.0175 | Industrial_2027_Technical_MW_After Competition Groups_Premium Efficient Motors
Industrial | Ind ¦ Fan System Optimization | 2027 | Technical | MW | After Competition Groups | 17.4994 | 0 | 0 | 734.7005 | 0.023818 | 13 | Industrial_2027_Technical_MW_After Competition Groups_13 | Fan System Optimization | 2.382% | 0 | 17.4994 | Industrial_2027_Technical_MW_After Competition Groups_Fan System Optimization
Industrial | Ind ¦ Improved Controls - Process Cooling | 2027 | Technical | MW | After Competition Groups | 15.7782 | 0 | 0 | 734.7005 | 0.021476 | 14 | Industrial_2027_Technical_MW_After Competition Groups_14 | Improved Controls - Process Cooling | 2.148% | 0 | 15.7782 | Industrial_2027_Technical_MW_After Competition Groups_Improved Controls - Process Cooling
Industrial | Ind ¦ HE Lighting | 2027 | Achievable | MW | After Competition Groups | 2.5484 | 0 | 0 | 158.5241 | 0.016076 | 12 | Industrial_2027_Achievable_MW_After Competition Groups_12 | HE Lighting | 1.608% | 0 | 2.5484 | Industrial_2027_Achievable_MW_After Competition Groups_HE Lighting
Industrial | Ind ¦ Material Handling Improvements | 2027 | Achievable | MW | After Competition Groups | 2.2137 | 0 | 0 | 158.5241 | 0.013964 | 13 | Industrial_2027_Achievable_MW_After Competition Groups_13 | Material Handling Improvements | 1.396% | 0 | 2.2137 | Industrial_2027_Achievable_MW_After Competition Groups_Material Handling Improvements
Industrial | Ind ¦ Pulp and Paper Process Improvements | 2027 | Achievable | MW | After Competition Groups | 2.0014 | 0 | 0 | 158.5241 | 0.012625 | 14 | Industrial_2027_Achievable_MW_After Competition Groups_14 | Pulp and Paper Process Improvements | 1.262% | 0 | 2.0014 | Industrial_2027_Achievable_MW_After Competition Groups_Pulp and Paper Process Improvements
Industrial | Ind ¦ Pulp and Paper Process Improvements | 2027 | Economic | MW | After Competition Groups | 7.551 | 0 | 0 | 599.252 | 0.012601 | 14 | Industrial_2027_Economic_MW_After Competition Groups_14 | Pulp and Paper Process Improvements | 1.26% | 0 | 7.551 | Industrial_2027_Economic_MW_After Competition Groups_Pulp and Paper Process Improvements
Industrial | Ind ¦ HE HVAC Controls | 2027 | Technical | MW | After Competition Groups | 8.32 | 0 | 0 | 734.7005 | 0.011324 | 15 | Industrial_2027_Technical_MW_After Competition Groups_15 | HE HVAC Controls | 1.132% | 0 | 8.32 | Industrial_2027_Technical_MW_After Competition Groups_HE HVAC Controls
Industrial | Ind ¦ Ventilation Optimization | 2027 | Technical | MW | After Competition Groups | 7.708 | 0 | 0 | 734.7005 | 0.010491 | 16 | Industrial_2027_Technical_MW_After Competition Groups_16 | Ventilation Optimization | 1.049% | 0 | 7.708 | Industrial_2027_Technical_MW_After Competition Groups_Ventilation Optimization
Industrial | Ind ¦ Pulp and Paper Process Improvements | 2027 | Technical | MW | After Competition Groups | 7.551 | 0 | 0 | 734.7005 | 0.010278 | 17 | Industrial_2027_Technical_MW_After Competition Groups_17 | Pulp and Paper Process Improvements | 1.028% | 0 | 7.551 | Industrial_2027_Technical_MW_After Competition Groups_Pulp and Paper Process Improvements
Industrial | Ind ¦ Material Handling Improvements | 2027 | Economic | MW | After Competition Groups | 5.9617 | 0 | 0 | 599.252 | 0.0099485 | 15 | Industrial_2027_Economic_MW_After Competition Groups_15 | Material Handling Improvements | 0.9948% | 0 | 5.9617 | Industrial_2027_Economic_MW_After Competition Groups_Material Handling Improvements
Industrial | Ind ¦ HVLS Fans | 2027 | Technical | MW | After Competition Groups | 6.9951 | 0 | 0 | 734.7005 | 0.009521 | 18 | Industrial_2027_Technical_MW_After Competition Groups_18 | HVLS Fans | 0.9521% | 0 | 6.9951 | Industrial_2027_Technical_MW_After Competition Groups_HVLS Fans
Industrial | Ind ¦ Free Cooling | 2027 | Technical | MW | After Competition Groups | 6.8264 | 0 | 0 | 734.7005 | 0.0092915 | 19 | Industrial_2027_Technical_MW_After Competition Groups_19 | Free Cooling | 0.9291% | 0 | 6.8264 | Industrial_2027_Technical_MW_After Competition Groups_Free Cooling
Industrial | Ind ¦ HE HVAC Units | 2027 | Technical | MW | After Competition Groups | 6.2312 | 0 | 0 | 734.7005 | 0.0084812 | 20 | Industrial_2027_Technical_MW_After Competition Groups_20 | HE HVAC Units | 0.8481% | 0 | 6.2312 | Industrial_2027_Technical_MW_After Competition Groups_HE HVAC Units
Industrial | Ind ¦ Refiner Plate Improvements | 2027 | Economic | MW | After Competition Groups | 4.9174 | 0 | 0 | 599.252 | 0.008206 | 16 | Industrial_2027_Economic_MW_After Competition Groups_16 | Refiner Plate Improvements | 0.8206% | 0 | 4.9174 | Industrial_2027_Economic_MW_After Competition Groups_Refiner Plate Improvements
Industrial | Ind ¦ Material Handling Improvements | 2027 | Technical | MW | After Competition Groups | 5.9617 | 0 | 0 | 734.7005 | 0.0081144 | 21 | Industrial_2027_Technical_MW_After Competition Groups_21 | Material Handling Improvements | 0.8114% | 0 | 5.9617 | Industrial_2027_Technical_MW_After Competition Groups_Material Handling Improvements
Industrial | Ind ¦ Efficient Irrigation | 2027 | Technical | MW | After Competition Groups | 5.5016 | 0 | 0 | 734.7005 | 0.0074882 | 22 | Industrial_2027_Technical_MW_After Competition Groups_22 | Efficient Irrigation | 0.7488% | 0 | 5.5016 | Industrial_2027_Technical_MW_After Competition Groups_Efficient Irrigation
Industrial | Ind ¦ Chiller Optimization | 2027 | Technical | MW | After Competition Groups | 5.3497 | 0 | 0 | 734.7005 | 0.0072815 | 23 | Industrial_2027_Technical_MW_After Competition Groups_23 | Chiller Optimization | 0.7281% | 0 | 5.3497 | Industrial_2027_Technical_MW_After Competition Groups_Chiller Optimization
Industrial | Ind ¦ VAV Conversion Project | 2027 | Achievable | MW | After Competition Groups | 1.1338 | 0 | 0 | 158.5241 | 0.0071521 | 15 | Industrial_2027_Achievable_MW_After Competition Groups_15 | VAV Conversion Project | 0.7152% | 0 | 1.1338 | Industrial_2027_Achievable_MW_After Competition Groups_VAV Conversion Project
Industrial | Ind ¦ Refiner Plate Improvements | 2027 | Achievable | MW | After Competition Groups | 1.0817 | 0 | 0 | 158.5241 | 0.0068234 | 16 | Industrial_2027_Achievable_MW_After Competition Groups_16 | Refiner Plate Improvements | 0.6823% | 0 | 1.0817 | Industrial_2027_Achievable_MW_After Competition Groups_Refiner Plate Improvements
Industrial | Ind ¦ Refiner Plate Improvements | 2027 | Technical | MW | After Competition Groups | 4.9174 | 0 | 0 | 734.7005 | 0.0066931 | 24 | Industrial_2027_Technical_MW_After Competition Groups_24 | Refiner Plate Improvements | 0.6693% | 0 | 4.9174 | Industrial_2027_Technical_MW_After Competition Groups_Refiner Plate Improvements
Industrial | Ind ¦ VAV Conversion Project | 2027 | Economic | MW | After Competition Groups | 3.9668 | 0 | 0 | 599.252 | 0.0066196 | 17 | Industrial_2027_Economic_MW_After Competition Groups_17 | VAV Conversion Project | 0.662% | 0 | 3.9668 | Industrial_2027_Economic_MW_After Competition Groups_VAV Conversion Project
Industrial | Ind ¦ Cold Storage Retrofit | 2027 | Technical | MW | After Competition Groups | 4.8599 | 0 | 0 | 734.7005 | 0.0066148 | 25 | Industrial_2027_Technical_MW_After Competition Groups_25 | Cold Storage Retrofit | 0.6615% | 0 | 4.8599 | Industrial_2027_Technical_MW_After Competition Groups_Cold Storage Retrofit
Industrial | Ind ¦ Ventilation Optimization | 2027 | Achievable | MW | After Competition Groups | 1.0344 | 0 | 0 | 158.5241 | 0.0065251 | 17 | Industrial_2027_Achievable_MW_After Competition Groups_17 | Ventilation Optimization | 0.6525% | 0 | 1.0344 | Industrial_2027_Achievable_MW_After Competition Groups_Ventilation Optimization
Industrial | Ind ¦ Process Optimization (Elec) | 2027 | Achievable | MW | After Competition Groups | 0.97718 | 0 | 0 | 158.5241 | 0.0061642 | 18 | Industrial_2027_Achievable_MW_After Competition Groups_18 | Process Optimization (Elec) | 0.6164% | 0 | 0.97718 | Industrial_2027_Achievable_MW_After Competition Groups_Process Optimization (Elec)
Industrial | Ind ¦ Cooling Tower Optimization | 2027 | Technical | MW | After Competition Groups | 4.057 | 0 | 0 | 734.7005 | 0.005522 | 26 | Industrial_2027_Technical_MW_After Competition Groups_26 | Cooling Tower Optimization | 0.5522% | 0 | 4.057 | Industrial_2027_Technical_MW_After Competition Groups_Cooling Tower Optimization
Industrial | Ind ¦ VAV Conversion Project | 2027 | Technical | MW | After Competition Groups | 3.9668 | 0 | 0 | 734.7005 | 0.0053992 | 27 | Industrial_2027_Technical_MW_After Competition Groups_27 | VAV Conversion Project | 0.5399% | 0 | 3.9668 | Industrial_2027_Technical_MW_After Competition Groups_VAV Conversion Project
Industrial | Ind ¦ High Efficiency Battery Charger | 2027 | Achievable | MW | After Competition Groups | 0.69512 | 0 | 0 | 158.5241 | 0.004385 | 19 | Industrial_2027_Achievable_MW_After Competition Groups_19 | High Efficiency Battery Charger | 0.4385% | 0 | 0.69512 | Industrial_2027_Achievable_MW_After Competition Groups_High Efficiency Battery Charger
Industrial | Ind ¦ Process Heat Recovery | 2027 | Achievable | MW | After Competition Groups | 0.6915 | 0 | 0 | 158.5241 | 0.0043621 | 20 | Industrial_2027_Achievable_MW_After Competition Groups_20 | Process Heat Recovery | 0.4362% | 0 | 0.6915 | Industrial_2027_Achievable_MW_After Competition Groups_Process Heat Recovery
Industrial | Ind ¦ Process Heat Recovery | 2027 | Economic | MW | After Competition Groups | 2.543 | 0 | 0 | 599.252 | 0.0042436 | 18 | Industrial_2027_Economic_MW_After Competition Groups_18 | Process Heat Recovery | 0.4244% | 0 | 2.543 | Industrial_2027_Economic_MW_After Competition Groups_Process Heat Recovery
Industrial | Ind ¦ High Efficiency Battery Charger | 2027 | Economic | MW | After Competition Groups | 2.3851 | 0 | 0 | 599.252 | 0.0039802 | 19 | Industrial_2027_Economic_MW_After Competition Groups_19 | High Efficiency Battery Charger | 0.398% | 0 | 2.3851 | Industrial_2027_Economic_MW_After Competition Groups_High Efficiency Battery Charger
Industrial | Ind ¦ Efficient Irrigation | 2027 | Economic | MW | After Competition Groups | 2.2544 | 0 | 0 | 599.252 | 0.0037619 | 20 | Industrial_2027_Economic_MW_After Competition Groups_20 | Efficient Irrigation | 0.3762% | 0 | 2.2544 | Industrial_2027_Economic_MW_After Competition Groups_Efficient Irrigation
Industrial | Ind ¦ Process Improvements | 2027 | Achievable | MW | After Competition Groups | 0.57736 | 0 | 0 | 158.5241 | 0.0036421 | 21 | Industrial_2027_Achievable_MW_After Competition Groups_21 | Process Improvements | 0.3642% | 0 | 0.57736 | Industrial_2027_Achievable_MW_After Competition Groups_Process Improvements
Industrial | Ind ¦ Process Heat Recovery | 2027 | Technical | MW | After Competition Groups | 2.543 | 0 | 0 | 734.7005 | 0.0034613 | 28 | Industrial_2027_Technical_MW_After Competition Groups_28 | Process Heat Recovery | 0.3461% | 0 | 2.543 | Industrial_2027_Technical_MW_After Competition Groups_Process Heat Recovery
Industrial | Ind ¦ Process Improvements | 2027 | Economic | MW | After Competition Groups | 2.0687 | 0 | 0 | 599.252 | 0.0034521 | 21 | Industrial_2027_Economic_MW_After Competition Groups_21 | Process Improvements | 0.3452% | 0 | 2.0687 | Industrial_2027_Economic_MW_After Competition Groups_Process Improvements
Industrial | Ind ¦ Synchronous Belts | 2027 | Technical | MW | After Competition Groups | 2.5293 | 0 | 0 | 734.7005 | 0.0034427 | 29 | Industrial_2027_Technical_MW_After Competition Groups_29 | Synchronous Belts | 0.3443% | 0 | 2.5293 | Industrial_2027_Technical_MW_After Competition Groups_Synchronous Belts
Industrial | Ind ¦ Ventilation Optimization | 2027 | Economic | MW | After Competition Groups | 1.9866 | 0 | 0 | 599.252 | 0.0033151 | 22 | Industrial_2027_Economic_MW_After Competition Groups_22 | Ventilation Optimization | 0.3315% | 0 | 1.9866 | Industrial_2027_Economic_MW_After Competition Groups_Ventilation Optimization
Industrial | Ind ¦ High Efficiency Battery Charger | 2027 | Technical | MW | After Competition Groups | 2.3851 | 0 | 0 | 734.7005 | 0.0032464 | 30 | Industrial_2027_Technical_MW_After Competition Groups_30 | High Efficiency Battery Charger | 0.3246% | 0 | 2.3851 | Industrial_2027_Technical_MW_After Competition Groups_High Efficiency Battery Charger
Industrial | Ind ¦ Process Improvements | 2027 | Technical | MW | After Competition Groups | 2.0687 | 0 | 0 | 734.7005 | 0.0028157 | 31 | Industrial_2027_Technical_MW_After Competition Groups_31 | Process Improvements | 0.2816% | 0 | 2.0687 | Industrial_2027_Technical_MW_After Competition Groups_Process Improvements
Industrial | Ind ¦ Refrigeration Compressor VFD | 2027 | Achievable | MW | After Competition Groups | 0.42837 | 0 | 0 | 158.5241 | 0.0027023 | 22 | Industrial_2027_Achievable_MW_After Competition Groups_22 | Refrigeration Compressor VFD | 0.2702% | 0 | 0.42837 | Industrial_2027_Achievable_MW_After Competition Groups_Refrigeration Compressor VFD
Industrial | Ind ¦ Refrigeration Compressor VFD | 2027 | Economic | MW | After Competition Groups | 1.4477 | 0 | 0 | 599.252 | 0.0024158 | 23 | Industrial_2027_Economic_MW_After Competition Groups_23 | Refrigeration Compressor VFD | 0.2416% | 0 | 1.4477 | Industrial_2027_Economic_MW_After Competition Groups_Refrigeration Compressor VFD
Industrial | Ind ¦ Improved Controls - Process Heating | 2027 | Achievable | MW | After Competition Groups | 0.36237 | 0 | 0 | 158.5241 | 0.0022859 | 23 | Industrial_2027_Achievable_MW_After Competition Groups_23 | Improved Controls - Process Heating | 0.2286% | 0 | 0.36237 | Industrial_2027_Achievable_MW_After Competition Groups_Improved Controls - Process Heating
Industrial | Ind ¦ Improved Controls - Process Heating | 2027 | Economic | MW | After Competition Groups | 1.2564 | 0 | 0 | 599.252 | 0.0020967 | 24 | Industrial_2027_Economic_MW_After Competition Groups_24 | Improved Controls - Process Heating | 0.2097% | 0 | 1.2564 | Industrial_2027_Economic_MW_After Competition Groups_Improved Controls - Process Heating
Industrial | Ind ¦ Dairy Pre-Cooler | 2027 | Technical | MW | After Competition Groups | 1.4796 | 0 | 0 | 734.7005 | 0.0020139 | 32 | Industrial_2027_Technical_MW_After Competition Groups_32 | Dairy Pre-Cooler | 0.2014% | 0 | 1.4796 | Industrial_2027_Technical_MW_After Competition Groups_Dairy Pre-Cooler
Industrial | Ind ¦ Refrigeration Compressor VFD | 2027 | Technical | MW | After Competition Groups | 1.4477 | 0 | 0 | 734.7005 | 0.0019704 | 33 | Industrial_2027_Technical_MW_After Competition Groups_33 | Refrigeration Compressor VFD | 0.197% | 0 | 1.4477 | Industrial_2027_Technical_MW_After Competition Groups_Refrigeration Compressor VFD
Industrial | Ind ¦ Improved Controls - Process Heating | 2027 | Technical | MW | After Competition Groups | 1.2564 | 0 | 0 | 734.7005 | 0.0017101 | 34 | Industrial_2027_Technical_MW_After Competition Groups_34 | Improved Controls - Process Heating | 0.171% | 0 | 1.2564 | Industrial_2027_Technical_MW_After Competition Groups_Improved Controls - Process Heating
Industrial | Ind ¦ Dairy Pre-Cooler | 2027 | Achievable | MW | After Competition Groups | 0.26837 | 0 | 0 | 158.5241 | 0.0016929 | 24 | Industrial_2027_Achievable_MW_After Competition Groups_24 | Dairy Pre-Cooler | 0.1693% | 0 | 0.26837 | Industrial_2027_Achievable_MW_After Competition Groups_Dairy Pre-Cooler
Industrial | Ind ¦ Efficient Transformer | 2027 | Technical | MW | After Competition Groups | 1.1966 | 0 | 0 | 734.7005 | 0.0016287 | 35 | Industrial_2027_Technical_MW_After Competition Groups_35 | Efficient Transformer | 0.1629% | 0 | 1.1966 | Industrial_2027_Technical_MW_After Competition Groups_Efficient Transformer
Industrial | Ind ¦ Efficient Irrigation | 2027 | Achievable | MW | After Competition Groups | 0.2526 | 0 | 0 | 158.5241 | 0.0015935 | 25 | Industrial_2027_Achievable_MW_After Competition Groups_25 | Efficient Irrigation | 0.1593% | 0 | 0.2526 | Industrial_2027_Achievable_MW_After Competition Groups_Efficient Irrigation
Industrial | Ind ¦ High Efficiency Welders | 2027 | Technical | MW | After Competition Groups | 1.0487 | 0 | 0 | 734.7005 | 0.0014273 | 36 | Industrial_2027_Technical_MW_After Competition Groups_36 | High Efficiency Welders | 0.1427% | 0 | 1.0487 | Industrial_2027_Technical_MW_After Competition Groups_High Efficiency Welders
Industrial | Ind ¦ Engine Block Heater Timer | 2027 | Achievable | MW | After Competition Groups | 0.2255 | 0 | 0 | 158.5241 | 0.0014225 | 26 | Industrial_2027_Achievable_MW_After Competition Groups_26 | Engine Block Heater Timer | 0.1423% | 0 | 0.2255 | Industrial_2027_Achievable_MW_After Competition Groups_Engine Block Heater Timer
Industrial | Ind ¦ Engine Block Heater Timer | 2027 | Economic | MW | After Competition Groups | 0.81457 | 0 | 0 | 599.252 | 0.0013593 | 25 | Industrial_2027_Economic_MW_After Competition Groups_25 | Engine Block Heater Timer | 0.1359% | 0 | 0.81457 | Industrial_2027_Economic_MW_After Competition Groups_Engine Block Heater Timer
Industrial | Ind ¦ Engine Block Heater Timer | 2027 | Technical | MW | After Competition Groups | 0.81457 | 0 | 0 | 734.7005 | 0.0011087 | 37 | Industrial_2027_Technical_MW_After Competition Groups_37 | Engine Block Heater Timer | 0.1109% | 0 | 0.81457 | Industrial_2027_Technical_MW_After Competition Groups_Engine Block Heater Timer
Industrial | Ind ¦ Dairy Pre-Cooler | 2027 | Economic | MW | After Competition Groups | 0.66312 | 0 | 0 | 599.252 | 0.0011066 | 26 | Industrial_2027_Economic_MW_After Competition Groups_26 | Dairy Pre-Cooler | 0.1107% | 0 | 0.66312 | Industrial_2027_Economic_MW_After Competition Groups_Dairy Pre-Cooler
Industrial | Ind ¦ Efficient Refrigeration Compressor | 2027 | Achievable | MW | After Competition Groups | 0.14491 | 0 | 0 | 158.5241 | 0.00091413 | 27 | Industrial_2027_Achievable_MW_After Competition Groups_27 | Efficient Refrigeration Compressor | 0.09141% | 0 | 0.14491 | Industrial_2027_Achievable_MW_After Competition Groups_Efficient Refrigeration Compressor
Industrial | Ind ¦ Air Compressor Heat Recovery | 2027 | Achievable | MW | After Competition Groups | 0.093617 | 0 | 0 | 158.5241 | 0.00059055 | 28 | Industrial_2027_Achievable_MW_After Competition Groups_28 | Air Compressor Heat Recovery | 0.05906% | 0 | 0.093617 | Industrial_2027_Achievable_MW_After Competition Groups_Air Compressor Heat Recovery
Industrial | Ind ¦ Air Compressor Heat Recovery | 2027 | Economic | MW | After Competition Groups | 0.33154 | 0 | 0 | 599.252 | 0.00055325 | 27 | Industrial_2027_Economic_MW_After Competition Groups_27 | Air Compressor Heat Recovery | 0.05533% | 0 | 0.33154 | Industrial_2027_Economic_MW_After Competition Groups_Air Compressor Heat Recovery
Industrial | Ind ¦ Efficient Refrigeration Compressor | 2027 | Economic | MW | After Competition Groups | 0.29256 | 0 | 0 | 599.252 | 0.00048821 | 28 | Industrial_2027_Economic_MW_After Competition Groups_28 | Efficient Refrigeration Compressor | 0.04882% | 0 | 0.29256 | Industrial_2027_Economic_MW_After Competition Groups_Efficient Refrigeration Compressor
Industrial | Ind ¦ Air Compressor Heat Recovery | 2027 | Technical | MW | After Competition Groups | 0.33154 | 0 | 0 | 734.7005 | 0.00045126 | 38 | Industrial_2027_Technical_MW_After Competition Groups_38 | Air Compressor Heat Recovery | 0.04513% | 0 | 0.33154 | Industrial_2027_Technical_MW_After Competition Groups_Air Compressor Heat Recovery
Industrial | Ind ¦ Heat Lamps/Heat Pad | 2027 | Technical | MW | After Competition Groups | 0.30153 | 0 | 0 | 734.7005 | 0.00041042 | 39 | Industrial_2027_Technical_MW_After Competition Groups_39 | Heat Lamps/Heat Pad | 0.04104% | 0 | 0.30153 | Industrial_2027_Technical_MW_After Competition Groups_Heat Lamps/Heat Pad
Industrial | Ind ¦ Efficient Refrigeration Compressor | 2027 | Technical | MW | After Competition Groups | 0.29256 | 0 | 0 | 734.7005 | 0.00039821 | 40 | Industrial_2027_Technical_MW_After Competition Groups_40 | Efficient Refrigeration Compressor | 0.03982% | 0 | 0.29256 | Industrial_2027_Technical_MW_After Competition Groups_Efficient Refrigeration Compressor
Industrial | Ind ¦ Creep Heat Controller | 2027 | Technical | MW | After Competition Groups | 0.2915 | 0 | 0 | 734.7005 | 0.00039676 | 41 | Industrial_2027_Technical_MW_After Competition Groups_41 | Creep Heat Controller | 0.03968% | 0 | 0.2915 | Industrial_2027_Technical_MW_After Competition Groups_Creep Heat Controller
Industrial | Ind ¦ Optimize Compressed Air Dryer | 2027 | Technical | MW | After Competition Groups | 0.23957 | 0 | 0 | 734.7005 | 0.00032608 | 42 | Industrial_2027_Technical_MW_After Competition Groups_42 | Optimize Compressed Air Dryer | 0.03261% | 0 | 0.23957 | Industrial_2027_Technical_MW_After Competition Groups_Optimize Compressed Air Dryer
Industrial | Ind ¦ Cooling Tower Optimization | 2027 | Achievable | MW | After Competition Groups | 0 | 0 | 0 | 158.5241 | 0 | 29 | Industrial_2027_Achievable_MW_After Competition Groups_29 | Cooling Tower Optimization | 0% | 0 | 0 | Industrial_2027_Achievable_MW_After Competition Groups_Cooling Tower Optimization
Industrial | Ind ¦ Cooling Tower Optimization | 2027 | Economic | MW | After Competition Groups | 0 | 0 | 0 | 599.252 | 0 | 29 | Industrial_2027_Economic_MW_After Competition Groups_29 | Cooling Tower Optimization | 0% | 0 | 0 | Industrial_2027_Economic_MW_After Competition Groups_Cooling Tower Optimization
Industrial | Ind ¦ Creep Heat Controller | 2027 | Achievable | MW | After Competition Groups | 0 | 0 | 0 | 158.5241 | 0 | 30 | Industrial_2027_Achievable_MW_After Competition Groups_30 | Creep Heat Controller | 0% | 0 | 0 | Industrial_2027_Achievable_MW_After Competition Groups_Creep Heat Controller
Industrial | Ind ¦ Creep Heat Controller | 2027 | Economic | MW | After Competition Groups | 0 | 0 | 0 | 599.252 | 0 | 30 | Industrial_2027_Economic_MW_After Competition Groups_30 | Creep Heat Controller | 0% | 0 | 0 | Industrial_2027_Economic_MW_After Competition Groups_Creep Heat Controller
Industrial | Ind ¦ Efficient Transformer | 2027 | Achievable | MW | After Competition Groups | 0 | 0 | 0 | 158.5241 | 0 | 31 | Industrial_2027_Achievable_MW_After Competition Groups_31 | Efficient Transformer | 0% | 0 | 0 | Industrial_2027_Achievable_MW_After Competition Groups_Efficient Transformer
Industrial | Ind ¦ Efficient Transformer | 2027 | Economic | MW | After Competition Groups | 0 | 0 | 0 | 599.252 | 0 | 31 | Industrial_2027_Economic_MW_After Competition Groups_31 | Efficient Transformer | 0% | 0 | 0 | Industrial_2027_Economic_MW_After Competition Groups_Efficient Transformer
Industrial | Ind ¦ Free Cooling | 2027 | Achievable | MW | After Competition Groups | 0 | 0 | 0 | 158.5241 | 0 | 32 | Industrial_2027_Achievable_MW_After Competition Groups_32 | Free Cooling | 0% | 0 | 0 | Industrial_2027_Achievable_MW_After Competition Groups_Free Cooling
Industrial | Ind ¦ Free Cooling | 2027 | Economic | MW | After Competition Groups | 0 | 0 | 0 | 599.252 | 0 | 32 | Industrial_2027_Economic_MW_After Competition Groups_32 | Free Cooling | 0% | 0 | 0 | Industrial_2027_Economic_MW_After Competition Groups_Free Cooling
Industrial | Ind ¦ Heat Lamps/Heat Pad | 2027 | Achievable | MW | After Competition Groups | 0 | 0 | 0 | 158.5241 | 0 | 33 | Industrial_2027_Achievable_MW_After Competition Groups_33 | Heat Lamps/Heat Pad | 0% | 0 | 0 | Industrial_2027_Achievable_MW_After Competition Groups_Heat Lamps/Heat Pad
Industrial | Ind ¦ Heat Lamps/Heat Pad | 2027 | Economic | MW | After Competition Groups | 0 | 0 | 0 | 599.252 | 0 | 33 | Industrial_2027_Economic_MW_After Competition Groups_33 | Heat Lamps/Heat Pad | 0% | 0 | 0 | Industrial_2027_Economic_MW_After Competition Groups_Heat Lamps/Heat Pad
Industrial | Ind ¦ High Efficiency Welders | 2027 | Achievable | MW | After Competition Groups | 0 | 0 | 0 | 158.5241 | 0 | 34 | Industrial_2027_Achievable_MW_After Competition Groups_34 | High Efficiency Welders | 0% | 0 | 0 | Industrial_2027_Achievable_MW_After Competition Groups_High Efficiency Welders
Industrial | Ind ¦ High Efficiency Welders | 2027 | Economic | MW | After Competition Groups | 0 | 0 | 0 | 599.252 | 0 | 34 | Industrial_2027_Economic_MW_After Competition Groups_34 | High Efficiency Welders | 0% | 0 | 0 | Industrial_2027_Economic_MW_After Competition Groups_High Efficiency Welders
Industrial | Ind ¦ HVLS Fans | 2027 | Achievable | MW | After Competition Groups | 0 | 0 | 0 | 158.5241 | 0 | 35 | Industrial_2027_Achievable_MW_After Competition Groups_35 | HVLS Fans | 0% | 0 | 0 | Industrial_2027_Achievable_MW_After Competition Groups_HVLS Fans
Industrial | Ind ¦ HVLS Fans | 2027 | Economic | MW | After Competition Groups | 0 | 0 | 0 | 599.252 | 0 | 35 | Industrial_2027_Economic_MW_After Competition Groups_35 | HVLS Fans | 0% | 0 | 0 | Industrial_2027_Economic_MW_After Competition Groups_HVLS Fans
Industrial | Ind ¦ Optimize Compressed Air Dryer | 2027 | Achievable | MW | After Competition Groups | 0 | 0 | 0 | 158.5241 | 0 | 36 | Industrial_2027_Achievable_MW_After Competition Groups_36 | Optimize Compressed Air Dryer | 0% | 0 | 0 | Industrial_2027_Achievable_MW_After Competition Groups_Optimize Compressed Air Dryer
Industrial | Ind ¦ Optimize Compressed Air Dryer | 2027 | Economic | MW | After Competition Groups | 0 | 0 | 0 | 599.252 | 0 | 36 | Industrial_2027_Economic_MW_After Competition Groups_36 | Optimize Compressed Air Dryer | 0% | 0 | 0 | Industrial_2027_Economic_MW_After Competition Groups_Optimize Compressed Air Dryer
Industrial | Ind ¦ Premium Efficient Motors | 2027 | Achievable | MW | After Competition Groups | 0 | 0 | 0 | 158.5241 | 0 | 37 | Industrial_2027_Achievable_MW_After Competition Groups_37 | Premium Efficient Motors | 0% | 0 | 0 | Industrial_2027_Achievable_MW_After Competition Groups_Premium Efficient Motors
Industrial | Ind ¦ Premium Efficient Motors | 2027 | Economic | MW | After Competition Groups | 0 | 0 | 0 | 599.252 | 0 | 37 | Industrial_2027_Economic_MW_After Competition Groups_37 | Premium Efficient Motors | 0% | 0 | 0 | Industrial_2027_Economic_MW_After Competition Groups_Premium Efficient Motors
Industrial | Ind ¦ Synchronous Belts | 2027 | Achievable | MW | After Competition Groups | 0 | 0 | 0 | 158.5241 | 0 | 38 | Industrial_2027_Achievable_MW_After Competition Groups_38 | Synchronous Belts | 0% | 0 | 0 | Industrial_2027_Achievable_MW_After Competition Groups_Synchronous Belts
Industrial | Ind ¦ Synchronous Belts | 2027 | Economic | MW | After Competition Groups | 0 | 0 | 0 | 599.252 | 0 | 38 | Industrial_2027_Economic_MW_After Competition Groups_38 | Synchronous Belts | 0% | 0 | 0 | Industrial_2027_Economic_MW_After Competition Groups_Synchronous Belts
Industrial | Ind ¦ Pump System Optimization | 2028 | Economic | MW | After Competition Groups | 97.2895 | 0 | 0 | 627.0818 | 0.15515 | 1 | Industrial_2028_Economic_MW_After Competition Groups_1 | Pump System Optimization | 15.51% | 0 | 97.2895 | Industrial_2028_Economic_MW_After Competition Groups_Pump System Optimization
Industrial | Ind ¦ Pump System Optimization | 2028 | Achievable | MW | After Competition Groups | 29.7272 | 0 | 0 | 205.6485 | 0.14455 | 1 | Industrial_2028_Achievable_MW_After Competition Groups_1 | Pump System Optimization | 14.46% | 0 | 29.7272 | Industrial_2028_Achievable_MW_After Competition Groups_Pump System Optimization
Industrial | Ind ¦ Pump System Optimization | 2028 | Technical | MW | After Competition Groups | 99.3113 | 0 | 0 | 759.1016 | 0.13083 | 1 | Industrial_2028_Technical_MW_After Competition Groups_1 | Pump System Optimization | 13.08% | 0 | 99.3113 | Industrial_2028_Technical_MW_After Competition Groups_Pump System Optimization
Industrial | Ind ¦ Air Leak Survey and Repair | 2028 | Achievable | MW | After Competition Groups | 25.19 | 0 | 0 | 205.6485 | 0.12249 | 2 | Industrial_2028_Achievable_MW_After Competition Groups_2 | Air Leak Survey and Repair | 12.25% | 0 | 25.19 | Industrial_2028_Achievable_MW_After Competition Groups_Air Leak Survey and Repair
Industrial | Ind ¦ Air Leak Survey and Repair | 2028 | Economic | MW | After Competition Groups | 71.1567 | 0 | 0 | 627.0818 | 0.11347 | 2 | Industrial_2028_Economic_MW_After Competition Groups_2 | Air Leak Survey and Repair | 11.35% | 0 | 71.1567 | Industrial_2028_Economic_MW_After Competition Groups_Air Leak Survey and Repair
Industrial | Ind ¦ HE Lighting | 2028 | Technical | MW | After Competition Groups | 81.8418 | 0 | 0 | 759.1016 | 0.10781 | 2 | Industrial_2028_Technical_MW_After Competition Groups_2 | HE Lighting | 10.78% | 0 | 81.8418 | Industrial_2028_Technical_MW_After Competition Groups_HE Lighting
Industrial | Ind ¦ Air Compressor Optimization | 2028 | Achievable | MW | After Competition Groups | 21.6446 | 0 | 0 | 205.6485 | 0.10525 | 3 | Industrial_2028_Achievable_MW_After Competition Groups_3 | Air Compressor Optimization | 10.53% | 0 | 21.6446 | Industrial_2028_Achievable_MW_After Competition Groups_Air Compressor Optimization
Industrial | Ind ¦ Recommissioning | 2028 | Achievable | MW | After Competition Groups | 19.6638 | 0 | 0 | 205.6485 | 0.095619 | 4 | Industrial_2028_Achievable_MW_After Competition Groups_4 | Recommissioning | 9.562% | 0 | 19.6638 | Industrial_2028_Achievable_MW_After Competition Groups_Recommissioning
Industrial | Ind ¦ SEM | 2028 | Achievable | MW | After Competition Groups | 19.6638 | 0 | 0 | 205.6485 | 0.095619 | 5 | Industrial_2028_Achievable_MW_After Competition Groups_5 | SEM | 9.562% | 0 | 19.6638 | Industrial_2028_Achievable_MW_After Competition Groups_SEM
Industrial | Ind ¦ Air Leak Survey and Repair | 2028 | Technical | MW | After Competition Groups | 71.1567 | 0 | 0 | 759.1016 | 0.093738 | 3 | Industrial_2028_Technical_MW_After Competition Groups_3 | Air Leak Survey and Repair | 9.374% | 0 | 71.1567 | Industrial_2028_Technical_MW_After Competition Groups_Air Leak Survey and Repair
Industrial | Ind ¦ Greenhouse Grow Lights | 2028 | Achievable | MW | After Competition Groups | 18.2153 | 0 | 0 | 205.6485 | 0.088575 | 6 | Industrial_2028_Achievable_MW_After Competition Groups_6 | Greenhouse Grow Lights | 8.858% | 0 | 18.2153 | Industrial_2028_Achievable_MW_After Competition Groups_Greenhouse Grow Lights
Industrial | Ind ¦ Recommissioning | 2028 | Economic | MW | After Competition Groups | 54.9024 | 0 | 0 | 627.0818 | 0.087552 | 3 | Industrial_2028_Economic_MW_After Competition Groups_3 | Recommissioning | 8.755% | 0 | 54.9024 | Industrial_2028_Economic_MW_After Competition Groups_Recommissioning
Industrial | Ind ¦ SEM | 2028 | Economic | MW | After Competition Groups | 54.9024 | 0 | 0 | 627.0818 | 0.087552 | 4 | Industrial_2028_Economic_MW_After Competition Groups_4 | SEM | 8.755% | 0 | 54.9024 | Industrial_2028_Economic_MW_After Competition Groups_SEM
Industrial | Ind ¦ Greenhouse Grow Lights | 2028 | Economic | MW | After Competition Groups | 54.3161 | 0 | 0 | 627.0818 | 0.086617 | 5 | Industrial_2028_Economic_MW_After Competition Groups_5 | Greenhouse Grow Lights | 8.662% | 0 | 54.3161 | Industrial_2028_Economic_MW_After Competition Groups_Greenhouse Grow Lights
Industrial | Ind ¦ Air Compressor Optimization | 2028 | Economic | MW | After Competition Groups | 50.7264 | 0 | 0 | 627.0818 | 0.080893 | 6 | Industrial_2028_Economic_MW_After Competition Groups_6 | Air Compressor Optimization | 8.089% | 0 | 50.7264 | Industrial_2028_Economic_MW_After Competition Groups_Air Compressor Optimization
Industrial | Ind ¦ Pump Equipment Upgrade | 2028 | Economic | MW | After Competition Groups | 45.7521 | 0 | 0 | 627.0818 | 0.07296 | 7 | Industrial_2028_Economic_MW_After Competition Groups_7 | Pump Equipment Upgrade | 7.296% | 0 | 45.7521 | Industrial_2028_Economic_MW_After Competition Groups_Pump Equipment Upgrade
Industrial | Ind ¦ Recommissioning | 2028 | Technical | MW | After Competition Groups | 54.9024 | 0 | 0 | 759.1016 | 0.072325 | 4 | Industrial_2028_Technical_MW_After Competition Groups_4 | Recommissioning | 7.233% | 0 | 54.9024 | Industrial_2028_Technical_MW_After Competition Groups_Recommissioning
Industrial | Ind ¦ SEM | 2028 | Technical | MW | After Competition Groups | 54.9024 | 0 | 0 | 759.1016 | 0.072325 | 5 | Industrial_2028_Technical_MW_After Competition Groups_5 | SEM | 7.233% | 0 | 54.9024 | Industrial_2028_Technical_MW_After Competition Groups_SEM
Industrial | Ind ¦ Greenhouse Grow Lights | 2028 | Technical | MW | After Competition Groups | 54.3161 | 0 | 0 | 759.1016 | 0.071553 | 6 | Industrial_2028_Technical_MW_After Competition Groups_6 | Greenhouse Grow Lights | 7.155% | 0 | 54.3161 | Industrial_2028_Technical_MW_After Competition Groups_Greenhouse Grow Lights
Industrial | Ind ¦ Pump Equipment Upgrade | 2028 | Achievable | MW | After Competition Groups | 14.6857 | 0 | 0 | 205.6485 | 0.071411 | 7 | Industrial_2028_Achievable_MW_After Competition Groups_7 | Pump Equipment Upgrade | 7.141% | 0 | 14.6857 | Industrial_2028_Achievable_MW_After Competition Groups_Pump Equipment Upgrade
Industrial | Ind ¦ Efficient Compressed Air Nozzles | 2028 | Economic | MW | After Competition Groups | 44.0625 | 0 | 0 | 627.0818 | 0.070266 | 8 | Industrial_2028_Economic_MW_After Competition Groups_8 | Efficient Compressed Air Nozzles | 7.027% | 0 | 44.0625 | Industrial_2028_Economic_MW_After Competition Groups_Efficient Compressed Air Nozzles
Industrial | Ind ¦ Air Compressor Optimization | 2028 | Technical | MW | After Competition Groups | 50.7264 | 0 | 0 | 759.1016 | 0.066824 | 7 | Industrial_2028_Technical_MW_After Competition Groups_7 | Air Compressor Optimization | 6.682% | 0 | 50.7264 | Industrial_2028_Technical_MW_After Competition Groups_Air Compressor Optimization
Industrial | Ind ¦ Pump Equipment Upgrade | 2028 | Technical | MW | After Competition Groups | 45.7521 | 0 | 0 | 759.1016 | 0.060271 | 8 | Industrial_2028_Technical_MW_After Competition Groups_8 | Pump Equipment Upgrade | 6.027% | 0 | 45.7521 | Industrial_2028_Technical_MW_After Competition Groups_Pump Equipment Upgrade
Industrial | Ind ¦ Efficient Compressed Air Nozzles | 2028 | Achievable | MW | After Competition Groups | 12.2432 | 0 | 0 | 205.6485 | 0.059535 | 8 | Industrial_2028_Achievable_MW_After Competition Groups_8 | Efficient Compressed Air Nozzles | 5.953% | 0 | 12.2432 | Industrial_2028_Achievable_MW_After Competition Groups_Efficient Compressed Air Nozzles
Industrial | Ind ¦ High Efficiency HVAC Fans | 2028 | Achievable | MW | After Competition Groups | 12.0044 | 0 | 0 | 205.6485 | 0.058373 | 9 | Industrial_2028_Achievable_MW_After Competition Groups_9 | High Efficiency HVAC Fans | 5.837% | 0 | 12.0044 | Industrial_2028_Achievable_MW_After Competition Groups_High Efficiency HVAC Fans
Industrial | Ind ¦ Efficient Compressed Air Nozzles | 2028 | Technical | MW | After Competition Groups | 44.0625 | 0 | 0 | 759.1016 | 0.058046 | 9 | Industrial_2028_Technical_MW_After Competition Groups_9 | Efficient Compressed Air Nozzles | 5.805% | 0 | 44.0625 | Industrial_2028_Technical_MW_After Competition Groups_Efficient Compressed Air Nozzles
Industrial | Ind ¦ High Efficiency HVAC Fans | 2028 | Economic | MW | After Competition Groups | 31.5412 | 0 | 0 | 627.0818 | 0.050298 | 9 | Industrial_2028_Economic_MW_After Competition Groups_9 | High Efficiency HVAC Fans | 5.03% | 0 | 31.5412 | Industrial_2028_Economic_MW_After Competition Groups_High Efficiency HVAC Fans
Industrial | Ind ¦ High Efficiency HVAC Fans | 2028 | Technical | MW | After Competition Groups | 31.5412 | 0 | 0 | 759.1016 | 0.041551 | 10 | Industrial_2028_Technical_MW_After Competition Groups_10 | High Efficiency HVAC Fans | 4.155% | 0 | 31.5412 | Industrial_2028_Technical_MW_After Competition Groups_High Efficiency HVAC Fans
Industrial | Ind ¦ HE Lighting | 2028 | Economic | MW | After Competition Groups | 25.3819 | 0 | 0 | 627.0818 | 0.040476 | 10 | Industrial_2028_Economic_MW_After Competition Groups_10 | HE Lighting | 4.048% | 0 | 25.3819 | Industrial_2028_Economic_MW_After Competition Groups_HE Lighting
Industrial | Ind ¦ Fan System Optimization | 2028 | Achievable | MW | After Competition Groups | 7.418 | 0 | 0 | 205.6485 | 0.036071 | 10 | Industrial_2028_Achievable_MW_After Competition Groups_10 | Fan System Optimization | 3.607% | 0 | 7.418 | Industrial_2028_Achievable_MW_After Competition Groups_Fan System Optimization
Industrial | Ind ¦ Process Optimization (Elec) | 2028 | Economic | MW | After Competition Groups | 20.26 | 0 | 0 | 627.0818 | 0.032308 | 11 | Industrial_2028_Economic_MW_After Competition Groups_11 | Process Optimization (Elec) | 3.231% | 0 | 20.26 | Industrial_2028_Economic_MW_After Competition Groups_Process Optimization (Elec)
Industrial | Ind ¦ Fan System Optimization | 2028 | Economic | MW | After Competition Groups | 18.1096 | 0 | 0 | 627.0818 | 0.028879 | 12 | Industrial_2028_Economic_MW_After Competition Groups_12 | Fan System Optimization | 2.888% | 0 | 18.1096 | Industrial_2028_Economic_MW_After Competition Groups_Fan System Optimization
Industrial | Ind ¦ Improved Controls - Process Cooling | 2028 | Achievable | MW | After Competition Groups | 5.608 | 0 | 0 | 205.6485 | 0.02727 | 11 | Industrial_2028_Achievable_MW_After Competition Groups_11 | Improved Controls - Process Cooling | 2.727% | 0 | 5.608 | Industrial_2028_Achievable_MW_After Competition Groups_Improved Controls - Process Cooling
Industrial | Ind ¦ Process Optimization (Elec) | 2028 | Technical | MW | After Competition Groups | 20.26 | 0 | 0 | 759.1016 | 0.026689 | 11 | Industrial_2028_Technical_MW_After Competition Groups_11 | Process Optimization (Elec) | 2.669% | 0 | 20.26 | Industrial_2028_Technical_MW_After Competition Groups_Process Optimization (Elec)
Industrial | Ind ¦ Improved Controls - Process Cooling | 2028 | Economic | MW | After Competition Groups | 15.6176 | 0 | 0 | 627.0818 | 0.024905 | 13 | Industrial_2028_Economic_MW_After Competition Groups_13 | Improved Controls - Process Cooling | 2.491% | 0 | 15.6176 | Industrial_2028_Economic_MW_After Competition Groups_Improved Controls - Process Cooling
Industrial | Ind ¦ Fan System Optimization | 2028 | Technical | MW | After Competition Groups | 18.1096 | 0 | 0 | 759.1016 | 0.023857 | 12 | Industrial_2028_Technical_MW_After Competition Groups_12 | Fan System Optimization | 2.386% | 0 | 18.1096 | Industrial_2028_Technical_MW_After Competition Groups_Fan System Optimization
Industrial | Ind ¦ Premium Efficient Motors | 2028 | Technical | MW | After Competition Groups | 17.8693 | 0 | 0 | 759.1016 | 0.02354 | 13 | Industrial_2028_Technical_MW_After Competition Groups_13 | Premium Efficient Motors | 2.354% | 0 | 17.8693 | Industrial_2028_Technical_MW_After Competition Groups_Premium Efficient Motors
Industrial | Ind ¦ Improved Controls - Process Cooling | 2028 | Technical | MW | After Competition Groups | 15.6176 | 0 | 0 | 759.1016 | 0.020574 | 14 | Industrial_2028_Technical_MW_After Competition Groups_14 | Improved Controls - Process Cooling | 2.057% | 0 | 15.6176 | Industrial_2028_Technical_MW_After Competition Groups_Improved Controls - Process Cooling
Industrial | Ind ¦ HE Lighting | 2028 | Achievable | MW | After Competition Groups | 4.0472 | 0 | 0 | 205.6485 | 0.01968 | 12 | Industrial_2028_Achievable_MW_After Competition Groups_12 | HE Lighting | 1.968% | 0 | 4.0472 | Industrial_2028_Achievable_MW_After Competition Groups_HE Lighting
Industrial | Ind ¦ Material Handling Improvements | 2028 | Achievable | MW | After Competition Groups | 2.687 | 0 | 0 | 205.6485 | 0.013066 | 13 | Industrial_2028_Achievable_MW_After Competition Groups_13 | Material Handling Improvements | 1.307% | 0 | 2.687 | Industrial_2028_Achievable_MW_After Competition Groups_Material Handling Improvements
Industrial | Ind ¦ Pulp and Paper Process Improvements | 2028 | Achievable | MW | After Competition Groups | 2.5159 | 0 | 0 | 205.6485 | 0.012234 | 14 | Industrial_2028_Achievable_MW_After Competition Groups_14 | Pulp and Paper Process Improvements | 1.223% | 0 | 2.5159 | Industrial_2028_Achievable_MW_After Competition Groups_Pulp and Paper Process Improvements
Industrial | Ind ¦ Pulp and Paper Process Improvements | 2028 | Economic | MW | After Competition Groups | 7.551 | 0 | 0 | 627.0818 | 0.012041 | 14 | Industrial_2028_Economic_MW_After Competition Groups_14 | Pulp and Paper Process Improvements | 1.204% | 0 | 7.551 | Industrial_2028_Economic_MW_After Competition Groups_Pulp and Paper Process Improvements
Industrial | Ind ¦ HE HVAC Controls | 2028 | Technical | MW | After Competition Groups | 8.3051 | 0 | 0 | 759.1016 | 0.010941 | 15 | Industrial_2028_Technical_MW_After Competition Groups_15 | HE HVAC Controls | 1.094% | 0 | 8.3051 | Industrial_2028_Technical_MW_After Competition Groups_HE HVAC Controls
Industrial | Ind ¦ Ventilation Optimization | 2028 | Technical | MW | After Competition Groups | 8.0331 | 0 | 0 | 759.1016 | 0.010582 | 16 | Industrial_2028_Technical_MW_After Competition Groups_16 | Ventilation Optimization | 1.058% | 0 | 8.0331 | Industrial_2028_Technical_MW_After Competition Groups_Ventilation Optimization
Industrial | Ind ¦ Pulp and Paper Process Improvements | 2028 | Technical | MW | After Competition Groups | 7.551 | 0 | 0 | 759.1016 | 0.0099472 | 17 | Industrial_2028_Technical_MW_After Competition Groups_17 | Pulp and Paper Process Improvements | 0.9947% | 0 | 7.551 | Industrial_2028_Technical_MW_After Competition Groups_Pulp and Paper Process Improvements
Industrial | Ind ¦ HVLS Fans | 2028 | Technical | MW | After Competition Groups | 7.5303 | 0 | 0 | 759.1016 | 0.0099201 | 18 | Industrial_2028_Technical_MW_After Competition Groups_18 | HVLS Fans | 0.992% | 0 | 7.5303 | Industrial_2028_Technical_MW_After Competition Groups_HVLS Fans
Industrial | Ind ¦ Material Handling Improvements | 2028 | Economic | MW | After Competition Groups | 6.1623 | 0 | 0 | 627.0818 | 0.0098269 | 15 | Industrial_2028_Economic_MW_After Competition Groups_15 | Material Handling Improvements | 0.9827% | 0 | 6.1623 | Industrial_2028_Economic_MW_After Competition Groups_Material Handling Improvements
Industrial | Ind ¦ Efficient Irrigation | 2028 | Economic | MW | After Competition Groups | 6.068 | 0 | 0 | 627.0818 | 0.0096766 | 16 | Industrial_2028_Economic_MW_After Competition Groups_16 | Efficient Irrigation | 0.9677% | 0 | 6.068 | Industrial_2028_Economic_MW_After Competition Groups_Efficient Irrigation
Industrial | Ind ¦ Free Cooling | 2028 | Technical | MW | After Competition Groups | 6.8263 | 0 | 0 | 759.1016 | 0.0089926 | 19 | Industrial_2028_Technical_MW_After Competition Groups_19 | Free Cooling | 0.8993% | 0 | 6.8263 | Industrial_2028_Technical_MW_After Competition Groups_Free Cooling
Industrial | Ind ¦ HE HVAC Units | 2028 | Technical | MW | After Competition Groups | 6.4916 | 0 | 0 | 759.1016 | 0.0085517 | 20 | Industrial_2028_Technical_MW_After Competition Groups_20 | HE HVAC Units | 0.8552% | 0 | 6.4916 | Industrial_2028_Technical_MW_After Competition Groups_HE HVAC Units
Industrial | Ind ¦ Refiner Plate Improvements | 2028 | Economic | MW | After Competition Groups | 5.1139 | 0 | 0 | 627.0818 | 0.0081551 | 17 | Industrial_2028_Economic_MW_After Competition Groups_17 | Refiner Plate Improvements | 0.8155% | 0 | 5.1139 | Industrial_2028_Economic_MW_After Competition Groups_Refiner Plate Improvements
Industrial | Ind ¦ Material Handling Improvements | 2028 | Technical | MW | After Competition Groups | 6.1623 | 0 | 0 | 759.1016 | 0.0081179 | 21 | Industrial_2028_Technical_MW_After Competition Groups_21 | Material Handling Improvements | 0.8118% | 0 | 6.1623 | Industrial_2028_Technical_MW_After Competition Groups_Material Handling Improvements
Industrial | Ind ¦ Efficient Irrigation | 2028 | Technical | MW | After Competition Groups | 6.068 | 0 | 0 | 759.1016 | 0.0079937 | 22 | Industrial_2028_Technical_MW_After Competition Groups_22 | Efficient Irrigation | 0.7994% | 0 | 6.068 | Industrial_2028_Technical_MW_After Competition Groups_Efficient Irrigation
Industrial | Ind ¦ Chiller Optimization | 2028 | Technical | MW | After Competition Groups | 5.3497 | 0 | 0 | 759.1016 | 0.0070474 | 23 | Industrial_2028_Technical_MW_After Competition Groups_23 | Chiller Optimization | 0.7047% | 0 | 5.3497 | Industrial_2028_Technical_MW_After Competition Groups_Chiller Optimization
Industrial | Ind ¦ VAV Conversion Project | 2028 | Achievable | MW | After Competition Groups | 1.42 | 0 | 0 | 205.6485 | 0.0069049 | 15 | Industrial_2028_Achievable_MW_After Competition Groups_15 | VAV Conversion Project | 0.6905% | 0 | 1.42 | Industrial_2028_Achievable_MW_After Competition Groups_VAV Conversion Project
Industrial | Ind ¦ Refiner Plate Improvements | 2028 | Achievable | MW | After Competition Groups | 1.3968 | 0 | 0 | 205.6485 | 0.0067923 | 16 | Industrial_2028_Achievable_MW_After Competition Groups_16 | Refiner Plate Improvements | 0.6792% | 0 | 1.3968 | Industrial_2028_Achievable_MW_After Competition Groups_Refiner Plate Improvements
Industrial | Ind ¦ Refiner Plate Improvements | 2028 | Technical | MW | After Competition Groups | 5.1139 | 0 | 0 | 759.1016 | 0.0067368 | 24 | Industrial_2028_Technical_MW_After Competition Groups_24 | Refiner Plate Improvements | 0.6737% | 0 | 5.1139 | Industrial_2028_Technical_MW_After Competition Groups_Refiner Plate Improvements
Industrial | Ind ¦ Cold Storage Retrofit | 2028 | Technical | MW | After Competition Groups | 4.8599 | 0 | 0 | 759.1016 | 0.0064021 | 25 | Industrial_2028_Technical_MW_After Competition Groups_25 | Cold Storage Retrofit | 0.6402% | 0 | 4.8599 | Industrial_2028_Technical_MW_After Competition Groups_Cold Storage Retrofit
Industrial | Ind ¦ Ventilation Optimization | 2028 | Achievable | MW | After Competition Groups | 1.2794 | 0 | 0 | 205.6485 | 0.0062215 | 17 | Industrial_2028_Achievable_MW_After Competition Groups_17 | Ventilation Optimization | 0.6221% | 0 | 1.2794 | Industrial_2028_Achievable_MW_After Competition Groups_Ventilation Optimization
Industrial | Ind ¦ VAV Conversion Project | 2028 | Economic | MW | After Competition Groups | 3.8861 | 0 | 0 | 627.0818 | 0.0061971 | 18 | Industrial_2028_Economic_MW_After Competition Groups_18 | VAV Conversion Project | 0.6197% | 0 | 3.8861 | Industrial_2028_Economic_MW_After Competition Groups_VAV Conversion Project
Industrial | Ind ¦ Process Optimization (Elec) | 2028 | Achievable | MW | After Competition Groups | 1.2239 | 0 | 0 | 205.6485 | 0.0059515 | 18 | Industrial_2028_Achievable_MW_After Competition Groups_18 | Process Optimization (Elec) | 0.5952% | 0 | 1.2239 | Industrial_2028_Achievable_MW_After Competition Groups_Process Optimization (Elec)
Industrial | Ind ¦ Cooling Tower Optimization | 2028 | Technical | MW | After Competition Groups | 4.057 | 0 | 0 | 759.1016 | 0.0053445 | 26 | Industrial_2028_Technical_MW_After Competition Groups_26 | Cooling Tower Optimization | 0.5344% | 0 | 4.057 | Industrial_2028_Technical_MW_After Competition Groups_Cooling Tower Optimization
Industrial | Ind ¦ VAV Conversion Project | 2028 | Technical | MW | After Competition Groups | 3.8861 | 0 | 0 | 759.1016 | 0.0051193 | 27 | Industrial_2028_Technical_MW_After Competition Groups_27 | VAV Conversion Project | 0.5119% | 0 | 3.8861 | Industrial_2028_Technical_MW_After Competition Groups_VAV Conversion Project
Industrial | Ind ¦ High Efficiency Battery Charger | 2028 | Achievable | MW | After Competition Groups | 0.86509 | 0 | 0 | 205.6485 | 0.0042066 | 19 | Industrial_2028_Achievable_MW_After Competition Groups_19 | High Efficiency Battery Charger | 0.4207% | 0 | 0.86509 | Industrial_2028_Achievable_MW_After Competition Groups_High Efficiency Battery Charger
Industrial | Ind ¦ Process Heat Recovery | 2028 | Achievable | MW | After Competition Groups | 0.86508 | 0 | 0 | 205.6485 | 0.0042066 | 20 | Industrial_2028_Achievable_MW_After Competition Groups_20 | Process Heat Recovery | 0.4207% | 0 | 0.86508 | Industrial_2028_Achievable_MW_After Competition Groups_Process Heat Recovery
Industrial | Ind ¦ Process Heat Recovery | 2028 | Economic | MW | After Competition Groups | 2.4825 | 0 | 0 | 627.0818 | 0.0039588 | 19 | Industrial_2028_Economic_MW_After Competition Groups_19 | Process Heat Recovery | 0.3959% | 0 | 2.4825 | Industrial_2028_Economic_MW_After Competition Groups_Process Heat Recovery
Industrial | Ind ¦ High Efficiency Battery Charger | 2028 | Economic | MW | After Competition Groups | 2.4309 | 0 | 0 | 627.0818 | 0.0038765 | 20 | Industrial_2028_Economic_MW_After Competition Groups_20 | High Efficiency Battery Charger | 0.3876% | 0 | 2.4309 | Industrial_2028_Economic_MW_After Competition Groups_High Efficiency Battery Charger
Industrial | Ind ¦ Ventilation Optimization | 2028 | Economic | MW | After Competition Groups | 2.3116 | 0 | 0 | 627.0818 | 0.0036863 | 21 | Industrial_2028_Economic_MW_After Competition Groups_21 | Ventilation Optimization | 0.3686% | 0 | 2.3116 | Industrial_2028_Economic_MW_After Competition Groups_Ventilation Optimization
Industrial | Ind ¦ Process Improvements | 2028 | Achievable | MW | After Competition Groups | 0.7221 | 0 | 0 | 205.6485 | 0.0035113 | 21 | Industrial_2028_Achievable_MW_After Competition Groups_21 | Process Improvements | 0.3511% | 0 | 0.7221 | Industrial_2028_Achievable_MW_After Competition Groups_Process Improvements
Industrial | Ind ¦ Synchronous Belts | 2028 | Technical | MW | After Competition Groups | 2.5293 | 0 | 0 | 759.1016 | 0.003332 | 28 | Industrial_2028_Technical_MW_After Competition Groups_28 | Synchronous Belts | 0.3332% | 0 | 2.5293 | Industrial_2028_Technical_MW_After Competition Groups_Synchronous Belts
Industrial | Ind ¦ Process Heat Recovery | 2028 | Technical | MW | After Competition Groups | 2.4825 | 0 | 0 | 759.1016 | 0.0032703 | 29 | Industrial_2028_Technical_MW_After Competition Groups_29 | Process Heat Recovery | 0.327% | 0 | 2.4825 | Industrial_2028_Technical_MW_After Competition Groups_Process Heat Recovery
Industrial | Ind ¦ Process Improvements | 2028 | Economic | MW | After Competition Groups | 2.0141 | 0 | 0 | 627.0818 | 0.0032119 | 22 | Industrial_2028_Economic_MW_After Competition Groups_22 | Process Improvements | 0.3212% | 0 | 2.0141 | Industrial_2028_Economic_MW_After Competition Groups_Process Improvements
Industrial | Ind ¦ High Efficiency Battery Charger | 2028 | Technical | MW | After Competition Groups | 2.4309 | 0 | 0 | 759.1016 | 0.0032023 | 30 | Industrial_2028_Technical_MW_After Competition Groups_30 | High Efficiency Battery Charger | 0.3202% | 0 | 2.4309 | Industrial_2028_Technical_MW_After Competition Groups_High Efficiency Battery Charger
Industrial | Ind ¦ Efficient Irrigation | 2028 | Achievable | MW | After Competition Groups | 0.59605 | 0 | 0 | 205.6485 | 0.0028984 | 22 | Industrial_2028_Achievable_MW_After Competition Groups_22 | Efficient Irrigation | 0.2898% | 0 | 0.59605 | Industrial_2028_Achievable_MW_After Competition Groups_Efficient Irrigation
Industrial | Ind ¦ Refrigeration Compressor VFD | 2028 | Achievable | MW | After Competition Groups | 0.55215 | 0 | 0 | 205.6485 | 0.0026849 | 23 | Industrial_2028_Achievable_MW_After Competition Groups_23 | Refrigeration Compressor VFD | 0.2685% | 0 | 0.55215 | Industrial_2028_Achievable_MW_After Competition Groups_Refrigeration Compressor VFD
Industrial | Ind ¦ Process Improvements | 2028 | Technical | MW | After Competition Groups | 2.0141 | 0 | 0 | 759.1016 | 0.0026533 | 31 | Industrial_2028_Technical_MW_After Competition Groups_31 | Process Improvements | 0.2653% | 0 | 2.0141 | Industrial_2028_Technical_MW_After Competition Groups_Process Improvements
Industrial | Ind ¦ Refrigeration Compressor VFD | 2028 | Economic | MW | After Competition Groups | 1.5223 | 0 | 0 | 627.0818 | 0.0024276 | 23 | Industrial_2028_Economic_MW_After Competition Groups_23 | Refrigeration Compressor VFD | 0.2428% | 0 | 1.5223 | Industrial_2028_Economic_MW_After Competition Groups_Refrigeration Compressor VFD
Industrial | Ind ¦ Improved Controls - Process Heating | 2028 | Achievable | MW | After Competition Groups | 0.45568 | 0 | 0 | 205.6485 | 0.0022158 | 24 | Industrial_2028_Achievable_MW_After Competition Groups_24 | Improved Controls - Process Heating | 0.2216% | 0 | 0.45568 | Industrial_2028_Achievable_MW_After Competition Groups_Improved Controls - Process Heating
Industrial | Ind ¦ Dairy Pre-Cooler | 2028 | Technical | MW | After Competition Groups | 1.6318 | 0 | 0 | 759.1016 | 0.0021496 | 32 | Industrial_2028_Technical_MW_After Competition Groups_32 | Dairy Pre-Cooler | 0.215% | 0 | 1.6318 | Industrial_2028_Technical_MW_After Competition Groups_Dairy Pre-Cooler
Industrial | Ind ¦ Refrigeration Compressor VFD | 2028 | Technical | MW | After Competition Groups | 1.5223 | 0 | 0 | 759.1016 | 0.0020054 | 33 | Industrial_2028_Technical_MW_After Competition Groups_33 | Refrigeration Compressor VFD | 0.2005% | 0 | 1.5223 | Industrial_2028_Technical_MW_After Competition Groups_Refrigeration Compressor VFD
Industrial | Ind ¦ Improved Controls - Process Heating | 2028 | Economic | MW | After Competition Groups | 1.2564 | 0 | 0 | 627.0818 | 0.0020036 | 24 | Industrial_2028_Economic_MW_After Competition Groups_24 | Improved Controls - Process Heating | 0.2004% | 0 | 1.2564 | Industrial_2028_Economic_MW_After Competition Groups_Improved Controls - Process Heating
Industrial | Ind ¦ Dairy Pre-Cooler | 2028 | Achievable | MW | After Competition Groups | 0.37358 | 0 | 0 | 205.6485 | 0.0018166 | 25 | Industrial_2028_Achievable_MW_After Competition Groups_25 | Dairy Pre-Cooler | 0.1817% | 0 | 0.37358 | Industrial_2028_Achievable_MW_After Competition Groups_Dairy Pre-Cooler
Industrial | Ind ¦ Improved Controls - Process Heating | 2028 | Technical | MW | After Competition Groups | 1.2564 | 0 | 0 | 759.1016 | 0.0016552 | 34 | Industrial_2028_Technical_MW_After Competition Groups_34 | Improved Controls - Process Heating | 0.1655% | 0 | 1.2564 | Industrial_2028_Technical_MW_After Competition Groups_Improved Controls - Process Heating
Industrial | Ind ¦ Efficient Transformer | 2028 | Technical | MW | After Competition Groups | 1.2195 | 0 | 0 | 759.1016 | 0.0016065 | 35 | Industrial_2028_Technical_MW_After Competition Groups_35 | Efficient Transformer | 0.1607% | 0 | 1.2195 | Industrial_2028_Technical_MW_After Competition Groups_Efficient Transformer
Industrial | Ind ¦ High Efficiency Welders | 2028 | Technical | MW | After Competition Groups | 1.0969 | 0 | 0 | 759.1016 | 0.001445 | 36 | Industrial_2028_Technical_MW_After Competition Groups_36 | High Efficiency Welders | 0.1445% | 0 | 1.0969 | Industrial_2028_Technical_MW_After Competition Groups_High Efficiency Welders
Industrial | Ind ¦ Engine Block Heater Timer | 2028 | Achievable | MW | After Competition Groups | 0.28204 | 0 | 0 | 205.6485 | 0.0013715 | 26 | Industrial_2028_Achievable_MW_After Competition Groups_26 | Engine Block Heater Timer | 0.1371% | 0 | 0.28204 | Industrial_2028_Achievable_MW_After Competition Groups_Engine Block Heater Timer
Industrial | Ind ¦ Dairy Pre-Cooler | 2028 | Economic | MW | After Competition Groups | 0.81525 | 0 | 0 | 627.0818 | 0.0013001 | 25 | Industrial_2028_Economic_MW_After Competition Groups_25 | Dairy Pre-Cooler | 0.13% | 0 | 0.81525 | Industrial_2028_Economic_MW_After Competition Groups_Dairy Pre-Cooler
Industrial | Ind ¦ Engine Block Heater Timer | 2028 | Economic | MW | After Competition Groups | 0.79345 | 0 | 0 | 627.0818 | 0.0012653 | 26 | Industrial_2028_Economic_MW_After Competition Groups_26 | Engine Block Heater Timer | 0.1265% | 0 | 0.79345 | Industrial_2028_Economic_MW_After Competition Groups_Engine Block Heater Timer
Industrial | Ind ¦ Engine Block Heater Timer | 2028 | Technical | MW | After Competition Groups | 0.79345 | 0 | 0 | 759.1016 | 0.0010452 | 37 | Industrial_2028_Technical_MW_After Competition Groups_37 | Engine Block Heater Timer | 0.1045% | 0 | 0.79345 | Industrial_2028_Technical_MW_After Competition Groups_Engine Block Heater Timer
Industrial | Ind ¦ Efficient Refrigeration Compressor | 2028 | Achievable | MW | After Competition Groups | 0.18487 | 0 | 0 | 205.6485 | 0.00089895 | 27 | Industrial_2028_Achievable_MW_After Competition Groups_27 | Efficient Refrigeration Compressor | 0.0899% | 0 | 0.18487 | Industrial_2028_Achievable_MW_After Competition Groups_Efficient Refrigeration Compressor
Industrial | Ind ¦ Air Compressor Heat Recovery | 2028 | Achievable | MW | After Competition Groups | 0.11772 | 0 | 0 | 205.6485 | 0.00057245 | 28 | Industrial_2028_Achievable_MW_After Competition Groups_28 | Air Compressor Heat Recovery | 0.05725% | 0 | 0.11772 | Industrial_2028_Achievable_MW_After Competition Groups_Air Compressor Heat Recovery
Industrial | Ind ¦ Air Compressor Heat Recovery | 2028 | Economic | MW | After Competition Groups | 0.33154 | 0 | 0 | 627.0818 | 0.0005287 | 27 | Industrial_2028_Economic_MW_After Competition Groups_27 | Air Compressor Heat Recovery | 0.05287% | 0 | 0.33154 | Industrial_2028_Economic_MW_After Competition Groups_Air Compressor Heat Recovery
Industrial | Ind ¦ Efficient Refrigeration Compressor | 2028 | Economic | MW | After Competition Groups | 0.32385 | 0 | 0 | 627.0818 | 0.00051645 | 28 | Industrial_2028_Economic_MW_After Competition Groups_28 | Efficient Refrigeration Compressor | 0.05164% | 0 | 0.32385 | Industrial_2028_Economic_MW_After Competition Groups_Efficient Refrigeration Compressor
Industrial | Ind ¦ Heat Lamps/Heat Pad | 2028 | Technical | MW | After Competition Groups | 0.33413 | 0 | 0 | 759.1016 | 0.00044017 | 38 | Industrial_2028_Technical_MW_After Competition Groups_38 | Heat Lamps/Heat Pad | 0.04402% | 0 | 0.33413 | Industrial_2028_Technical_MW_After Competition Groups_Heat Lamps/Heat Pad
Industrial | Ind ¦ Air Compressor Heat Recovery | 2028 | Technical | MW | After Competition Groups | 0.33154 | 0 | 0 | 759.1016 | 0.00043675 | 39 | Industrial_2028_Technical_MW_After Competition Groups_39 | Air Compressor Heat Recovery | 0.04368% | 0 | 0.33154 | Industrial_2028_Technical_MW_After Competition Groups_Air Compressor Heat Recovery
Industrial | Ind ¦ Efficient Refrigeration Compressor | 2028 | Technical | MW | After Competition Groups | 0.32385 | 0 | 0 | 759.1016 | 0.00042663 | 40 | Industrial_2028_Technical_MW_After Competition Groups_40 | Efficient Refrigeration Compressor | 0.04266% | 0 | 0.32385 | Industrial_2028_Technical_MW_After Competition Groups_Efficient Refrigeration Compressor
Industrial | Ind ¦ Creep Heat Controller | 2028 | Technical | MW | After Competition Groups | 0.29149 | 0 | 0 | 759.1016 | 0.000384 | 41 | Industrial_2028_Technical_MW_After Competition Groups_41 | Creep Heat Controller | 0.0384% | 0 | 0.29149 | Industrial_2028_Technical_MW_After Competition Groups_Creep Heat Controller
Industrial | Ind ¦ Optimize Compressed Air Dryer | 2028 | Technical | MW | After Competition Groups | 0.23957 | 0 | 0 | 759.1016 | 0.0003156 | 42 | Industrial_2028_Technical_MW_After Competition Groups_42 | Optimize Compressed Air Dryer | 0.03156% | 0 | 0.23957 | Industrial_2028_Technical_MW_After Competition Groups_Optimize Compressed Air Dryer
Industrial | Ind ¦ Cooling Tower Optimization | 2028 | Achievable | MW | After Competition Groups | 0 | 0 | 0 | 205.6485 | 0 | 29 | Industrial_2028_Achievable_MW_After Competition Groups_29 | Cooling Tower Optimization | 0% | 0 | 0 | Industrial_2028_Achievable_MW_After Competition Groups_Cooling Tower Optimization
Industrial | Ind ¦ Cooling Tower Optimization | 2028 | Economic | MW | After Competition Groups | 0 | 0 | 0 | 627.0818 | 0 | 29 | Industrial_2028_Economic_MW_After Competition Groups_29 | Cooling Tower Optimization | 0% | 0 | 0 | Industrial_2028_Economic_MW_After Competition Groups_Cooling Tower Optimization
Industrial | Ind ¦ Creep Heat Controller | 2028 | Achievable | MW | After Competition Groups | 0 | 0 | 0 | 205.6485 | 0 | 30 | Industrial_2028_Achievable_MW_After Competition Groups_30 | Creep Heat Controller | 0% | 0 | 0 | Industrial_2028_Achievable_MW_After Competition Groups_Creep Heat Controller
Industrial | Ind ¦ Creep Heat Controller | 2028 | Economic | MW | After Competition Groups | 0 | 0 | 0 | 627.0818 | 0 | 30 | Industrial_2028_Economic_MW_After Competition Groups_30 | Creep Heat Controller | 0% | 0 | 0 | Industrial_2028_Economic_MW_After Competition Groups_Creep Heat Controller
Industrial | Ind ¦ Efficient Transformer | 2028 | Achievable | MW | After Competition Groups | 0 | 0 | 0 | 205.6485 | 0 | 31 | Industrial_2028_Achievable_MW_After Competition Groups_31 | Efficient Transformer | 0% | 0 | 0 | Industrial_2028_Achievable_MW_After Competition Groups_Efficient Transformer
Industrial | Ind ¦ Efficient Transformer | 2028 | Economic | MW | After Competition Groups | 0 | 0 | 0 | 627.0818 | 0 | 31 | Industrial_2028_Economic_MW_After Competition Groups_31 | Efficient Transformer | 0% | 0 | 0 | Industrial_2028_Economic_MW_After Competition Groups_Efficient Transformer
Industrial | Ind ¦ Free Cooling | 2028 | Achievable | MW | After Competition Groups | 0 | 0 | 0 | 205.6485 | 0 | 32 | Industrial_2028_Achievable_MW_After Competition Groups_32 | Free Cooling | 0% | 0 | 0 | Industrial_2028_Achievable_MW_After Competition Groups_Free Cooling
Industrial | Ind ¦ Free Cooling | 2028 | Economic | MW | After Competition Groups | 0 | 0 | 0 | 627.0818 | 0 | 32 | Industrial_2028_Economic_MW_After Competition Groups_32 | Free Cooling | 0% | 0 | 0 | Industrial_2028_Economic_MW_After Competition Groups_Free Cooling
Industrial | Ind ¦ Heat Lamps/Heat Pad | 2028 | Achievable | MW | After Competition Groups | 0 | 0 | 0 | 205.6485 | 0 | 33 | Industrial_2028_Achievable_MW_After Competition Groups_33 | Heat Lamps/Heat Pad | 0% | 0 | 0 | Industrial_2028_Achievable_MW_After Competition Groups_Heat Lamps/Heat Pad
Industrial | Ind ¦ Heat Lamps/Heat Pad | 2028 | Economic | MW | After Competition Groups | 0 | 0 | 0 | 627.0818 | 0 | 33 | Industrial_2028_Economic_MW_After Competition Groups_33 | Heat Lamps/Heat Pad | 0% | 0 | 0 | Industrial_2028_Economic_MW_After Competition Groups_Heat Lamps/Heat Pad
Industrial | Ind ¦ High Efficiency Welders | 2028 | Achievable | MW | After Competition Groups | 0 | 0 | 0 | 205.6485 | 0 | 34 | Industrial_2028_Achievable_MW_After Competition Groups_34 | High Efficiency Welders | 0% | 0 | 0 | Industrial_2028_Achievable_MW_After Competition Groups_High Efficiency Welders
Industrial | Ind ¦ High Efficiency Welders | 2028 | Economic | MW | After Competition Groups | 0 | 0 | 0 | 627.0818 | 0 | 34 | Industrial_2028_Economic_MW_After Competition Groups_34 | High Efficiency Welders | 0% | 0 | 0 | Industrial_2028_Economic_MW_After Competition Groups_High Efficiency Welders
Industrial | Ind ¦ HVLS Fans | 2028 | Achievable | MW | After Competition Groups | 0 | 0 | 0 | 205.6485 | 0 | 35 | Industrial_2028_Achievable_MW_After Competition Groups_35 | HVLS Fans | 0% | 0 | 0 | Industrial_2028_Achievable_MW_After Competition Groups_HVLS Fans
Industrial | Ind ¦ HVLS Fans | 2028 | Economic | MW | After Competition Groups | 0 | 0 | 0 | 627.0818 | 0 | 35 | Industrial_2028_Economic_MW_After Competition Groups_35 | HVLS Fans | 0% | 0 | 0 | Industrial_2028_Economic_MW_After Competition Groups_HVLS Fans
Industrial | Ind ¦ Optimize Compressed Air Dryer | 2028 | Achievable | MW | After Competition Groups | 0 | 0 | 0 | 205.6485 | 0 | 36 | Industrial_2028_Achievable_MW_After Competition Groups_36 | Optimize Compressed Air Dryer | 0% | 0 | 0 | Industrial_2028_Achievable_MW_After Competition Groups_Optimize Compressed Air Dryer
Industrial | Ind ¦ Optimize Compressed Air Dryer | 2028 | Economic | MW | After Competition Groups | 0 | 0 | 0 | 627.0818 | 0 | 36 | Industrial_2028_Economic_MW_After Competition Groups_36 | Optimize Compressed Air Dryer | 0% | 0 | 0 | Industrial_2028_Economic_MW_After Competition Groups_Optimize Compressed Air Dryer
Industrial | Ind ¦ Premium Efficient Motors | 2028 | Achievable | MW | After Competition Groups | 0 | 0 | 0 | 205.6485 | 0 | 37 | Industrial_2028_Achievable_MW_After Competition Groups_37 | Premium Efficient Motors | 0% | 0 | 0 | Industrial_2028_Achievable_MW_After Competition Groups_Premium Efficient Motors
Industrial | Ind ¦ Premium Efficient Motors | 2028 | Economic | MW | After Competition Groups | 0 | 0 | 0 | 627.0818 | 0 | 37 | Industrial_2028_Economic_MW_After Competition Groups_37 | Premium Efficient Motors | 0% | 0 | 0 | Industrial_2028_Economic_MW_After Competition Groups_Premium Efficient Motors
Industrial | Ind ¦ Synchronous Belts | 2028 | Achievable | MW | After Competition Groups | 0 | 0 | 0 | 205.6485 | 0 | 38 | Industrial_2028_Achievable_MW_After Competition Groups_38 | Synchronous Belts | 0% | 0 | 0 | Industrial_2028_Achievable_MW_After Competition Groups_Synchronous Belts
Industrial | Ind ¦ Synchronous Belts | 2028 | Economic | MW | After Competition Groups | 0 | 0 | 0 | 627.0818 | 0 | 38 | Industrial_2028_Economic_MW_After Competition Groups_38 | Synchronous Belts | 0% | 0 | 0 | Industrial_2028_Economic_MW_After Competition Groups_Synchronous Belts
Industrial | Ind ¦ Pump System Optimization | 2029 | Economic | MW | After Competition Groups | 102.5065 | 0 | 0 | 701.2445 | 0.14618 | 1 | Industrial_2029_Economic_MW_After Competition Groups_1 | Pump System Optimization | 14.62% | 0 | 102.5065 | Industrial_2029_Economic_MW_After Competition Groups_Pump System Optimization
Industrial | Ind ¦ Pump System Optimization | 2029 | Achievable | MW | After Competition Groups | 37.1897 | 0 | 0 | 256.7081 | 0.14487 | 1 | Industrial_2029_Achievable_MW_After Competition Groups_1 | Pump System Optimization | 14.49% | 0 | 37.1897 | Industrial_2029_Achievable_MW_After Competition Groups_Pump System Optimization
Industrial | Ind ¦ Pump System Optimization | 2029 | Technical | MW | After Competition Groups | 104.6146 | 0 | 0 | 784.5814 | 0.13334 | 1 | Industrial_2029_Technical_MW_After Competition Groups_1 | Pump System Optimization | 13.33% | 0 | 104.6146 | Industrial_2029_Technical_MW_After Competition Groups_Pump System Optimization
Industrial | Ind ¦ Air Leak Survey and Repair | 2029 | Achievable | MW | After Competition Groups | 30.494 | 0 | 0 | 256.7081 | 0.11879 | 2 | Industrial_2029_Achievable_MW_After Competition Groups_2 | Air Leak Survey and Repair | 11.88% | 0 | 30.494 | Industrial_2029_Achievable_MW_After Competition Groups_Air Leak Survey and Repair
Industrial | Ind ¦ HE Lighting | 2029 | Economic | MW | After Competition Groups | 78.8983 | 0 | 0 | 701.2445 | 0.11251 | 2 | Industrial_2029_Economic_MW_After Competition Groups_2 | HE Lighting | 11.25% | 0 | 78.8983 | Industrial_2029_Economic_MW_After Competition Groups_HE Lighting
Industrial | Ind ¦ HE Lighting | 2029 | Technical | MW | After Competition Groups | 85.465 | 0 | 0 | 784.5814 | 0.10893 | 2 | Industrial_2029_Technical_MW_After Competition Groups_2 | HE Lighting | 10.89% | 0 | 85.465 | Industrial_2029_Technical_MW_After Competition Groups_HE Lighting
Industrial | Ind ¦ Air Compressor Optimization | 2029 | Achievable | MW | After Competition Groups | 26.0715 | 0 | 0 | 256.7081 | 0.10156 | 3 | Industrial_2029_Achievable_MW_After Competition Groups_3 | Air Compressor Optimization | 10.16% | 0 | 26.0715 | Industrial_2029_Achievable_MW_After Competition Groups_Air Compressor Optimization
Industrial | Ind ¦ Air Leak Survey and Repair | 2029 | Economic | MW | After Competition Groups | 71.1403 | 0 | 0 | 701.2445 | 0.10145 | 3 | Industrial_2029_Economic_MW_After Competition Groups_3 | Air Leak Survey and Repair | 10.14% | 0 | 71.1403 | Industrial_2029_Economic_MW_After Competition Groups_Air Leak Survey and Repair
Industrial | Ind ¦ Greenhouse Grow Lights | 2029 | Achievable | MW | After Competition Groups | 23.8062 | 0 | 0 | 256.7081 | 0.092736 | 4 | Industrial_2029_Achievable_MW_After Competition Groups_4 | Greenhouse Grow Lights | 9.274% | 0 | 23.8062 | Industrial_2029_Achievable_MW_After Competition Groups_Greenhouse Grow Lights
Industrial | Ind ¦ Recommissioning | 2029 | Achievable | MW | After Competition Groups | 23.7714 | 0 | 0 | 256.7081 | 0.092601 | 5 | Industrial_2029_Achievable_MW_After Competition Groups_5 | Recommissioning | 9.26% | 0 | 23.7714 | Industrial_2029_Achievable_MW_After Competition Groups_Recommissioning
Industrial | Ind ¦ SEM | 2029 | Achievable | MW | After Competition Groups | 23.7714 | 0 | 0 | 256.7081 | 0.092601 | 6 | Industrial_2029_Achievable_MW_After Competition Groups_6 | SEM | 9.26% | 0 | 23.7714 | Industrial_2029_Achievable_MW_After Competition Groups_SEM
Industrial | Ind ¦ Air Leak Survey and Repair | 2029 | Technical | MW | After Competition Groups | 71.1403 | 0 | 0 | 784.5814 | 0.090673 | 3 | Industrial_2029_Technical_MW_After Competition Groups_3 | Air Leak Survey and Repair | 9.067% | 0 | 71.1403 | Industrial_2029_Technical_MW_After Competition Groups_Air Leak Survey and Repair
Industrial | Ind ¦ Greenhouse Grow Lights | 2029 | Economic | MW | After Competition Groups | 58.9875 | 0 | 0 | 701.2445 | 0.084118 | 4 | Industrial_2029_Economic_MW_After Competition Groups_4 | Greenhouse Grow Lights | 8.412% | 0 | 58.9875 | Industrial_2029_Economic_MW_After Competition Groups_Greenhouse Grow Lights
Industrial | Ind ¦ Recommissioning | 2029 | Economic | MW | After Competition Groups | 54.835 | 0 | 0 | 701.2445 | 0.078197 | 5 | Industrial_2029_Economic_MW_After Competition Groups_5 | Recommissioning | 7.82% | 0 | 54.835 | Industrial_2029_Economic_MW_After Competition Groups_Recommissioning
Industrial | Ind ¦ SEM | 2029 | Economic | MW | After Competition Groups | 54.835 | 0 | 0 | 701.2445 | 0.078197 | 6 | Industrial_2029_Economic_MW_After Competition Groups_6 | SEM | 7.82% | 0 | 54.835 | Industrial_2029_Economic_MW_After Competition Groups_SEM
Industrial | Ind ¦ Air Compressor Optimization | 2029 | Economic | MW | After Competition Groups | 53.1049 | 0 | 0 | 701.2445 | 0.075729 | 7 | Industrial_2029_Economic_MW_After Competition Groups_7 | Air Compressor Optimization | 7.573% | 0 | 53.1049 | Industrial_2029_Economic_MW_After Competition Groups_Air Compressor Optimization
Industrial | Ind ¦ Greenhouse Grow Lights | 2029 | Technical | MW | After Competition Groups | 58.9875 | 0 | 0 | 784.5814 | 0.075183 | 4 | Industrial_2029_Technical_MW_After Competition Groups_4 | Greenhouse Grow Lights | 7.518% | 0 | 58.9875 | Industrial_2029_Technical_MW_After Competition Groups_Greenhouse Grow Lights
Industrial | Ind ¦ Pump Equipment Upgrade | 2029 | Achievable | MW | After Competition Groups | 18.6343 | 0 | 0 | 256.7081 | 0.07259 | 7 | Industrial_2029_Achievable_MW_After Competition Groups_7 | Pump Equipment Upgrade | 7.259% | 0 | 18.6343 | Industrial_2029_Achievable_MW_After Competition Groups_Pump Equipment Upgrade
Industrial | Ind ¦ Recommissioning | 2029 | Technical | MW | After Competition Groups | 54.835 | 0 | 0 | 784.5814 | 0.069891 | 5 | Industrial_2029_Technical_MW_After Competition Groups_5 | Recommissioning | 6.989% | 0 | 54.835 | Industrial_2029_Technical_MW_After Competition Groups_Recommissioning
Industrial | Ind ¦ SEM | 2029 | Technical | MW | After Competition Groups | 54.835 | 0 | 0 | 784.5814 | 0.069891 | 6 | Industrial_2029_Technical_MW_After Competition Groups_6 | SEM | 6.989% | 0 | 54.835 | Industrial_2029_Technical_MW_After Competition Groups_SEM
Industrial | Ind ¦ Pump Equipment Upgrade | 2029 | Economic | MW | After Competition Groups | 48.4198 | 0 | 0 | 701.2445 | 0.069048 | 8 | Industrial_2029_Economic_MW_After Competition Groups_8 | Pump Equipment Upgrade | 6.905% | 0 | 48.4198 | Industrial_2029_Economic_MW_After Competition Groups_Pump Equipment Upgrade
Industrial | Ind ¦ Air Compressor Optimization | 2029 | Technical | MW | After Competition Groups | 53.1049 | 0 | 0 | 784.5814 | 0.067686 | 7 | Industrial_2029_Technical_MW_After Competition Groups_7 | Air Compressor Optimization | 6.769% | 0 | 53.1049 | Industrial_2029_Technical_MW_After Competition Groups_Air Compressor Optimization
Industrial | Ind ¦ Efficient Compressed Air Nozzles | 2029 | Economic | MW | After Competition Groups | 46.1429 | 0 | 0 | 701.2445 | 0.065801 | 9 | Industrial_2029_Economic_MW_After Competition Groups_9 | Efficient Compressed Air Nozzles | 6.58% | 0 | 46.1429 | Industrial_2029_Economic_MW_After Competition Groups_Efficient Compressed Air Nozzles
Industrial | Ind ¦ Pump Equipment Upgrade | 2029 | Technical | MW | After Competition Groups | 48.4198 | 0 | 0 | 784.5814 | 0.061714 | 8 | Industrial_2029_Technical_MW_After Competition Groups_8 | Pump Equipment Upgrade | 6.171% | 0 | 48.4198 | Industrial_2029_Technical_MW_After Competition Groups_Pump Equipment Upgrade
Industrial | Ind ¦ Efficient Compressed Air Nozzles | 2029 | Achievable | MW | After Competition Groups | 15.4227 | 0 | 0 | 256.7081 | 0.060079 | 8 | Industrial_2029_Achievable_MW_After Competition Groups_8 | Efficient Compressed Air Nozzles | 6.008% | 0 | 15.4227 | Industrial_2029_Achievable_MW_After Competition Groups_Efficient Compressed Air Nozzles
Industrial | Ind ¦ Efficient Compressed Air Nozzles | 2029 | Technical | MW | After Competition Groups | 46.1429 | 0 | 0 | 784.5814 | 0.058812 | 9 | Industrial_2029_Technical_MW_After Competition Groups_9 | Efficient Compressed Air Nozzles | 5.881% | 0 | 46.1429 | Industrial_2029_Technical_MW_After Competition Groups_Efficient Compressed Air Nozzles
Industrial | Ind ¦ High Efficiency HVAC Fans | 2029 | Achievable | MW | After Competition Groups | 14.7161 | 0 | 0 | 256.7081 | 0.057326 | 9 | Industrial_2029_Achievable_MW_After Competition Groups_9 | High Efficiency HVAC Fans | 5.733% | 0 | 14.7161 | Industrial_2029_Achievable_MW_After Competition Groups_High Efficiency HVAC Fans
Industrial | Ind ¦ High Efficiency HVAC Fans | 2029 | Economic | MW | After Competition Groups | 33.3094 | 0 | 0 | 701.2445 | 0.0475 | 10 | Industrial_2029_Economic_MW_After Competition Groups_10 | High Efficiency HVAC Fans | 4.75% | 0 | 33.3094 | Industrial_2029_Economic_MW_After Competition Groups_High Efficiency HVAC Fans
Industrial | Ind ¦ High Efficiency HVAC Fans | 2029 | Technical | MW | After Competition Groups | 33.3094 | 0 | 0 | 784.5814 | 0.042455 | 10 | Industrial_2029_Technical_MW_After Competition Groups_10 | High Efficiency HVAC Fans | 4.246% | 0 | 33.3094 | Industrial_2029_Technical_MW_After Competition Groups_High Efficiency HVAC Fans
Industrial | Ind ¦ Fan System Optimization | 2029 | Achievable | MW | After Competition Groups | 8.9433 | 0 | 0 | 256.7081 | 0.034838 | 10 | Industrial_2029_Achievable_MW_After Competition Groups_10 | Fan System Optimization | 3.484% | 0 | 8.9433 | Industrial_2029_Achievable_MW_After Competition Groups_Fan System Optimization
Industrial | Ind ¦ HE Lighting | 2029 | Achievable | MW | After Competition Groups | 8.0504 | 0 | 0 | 256.7081 | 0.03136 | 11 | Industrial_2029_Achievable_MW_After Competition Groups_11 | HE Lighting | 3.136% | 0 | 8.0504 | Industrial_2029_Achievable_MW_After Competition Groups_HE Lighting
Industrial | Ind ¦ Process Optimization (Elec) | 2029 | Economic | MW | After Competition Groups | 20.2304 | 0 | 0 | 701.2445 | 0.028849 | 11 | Industrial_2029_Economic_MW_After Competition Groups_11 | Process Optimization (Elec) | 2.885% | 0 | 20.2304 | Industrial_2029_Economic_MW_After Competition Groups_Process Optimization (Elec)
Industrial | Ind ¦ Fan System Optimization | 2029 | Economic | MW | After Competition Groups | 18.6572 | 0 | 0 | 701.2445 | 0.026606 | 12 | Industrial_2029_Economic_MW_After Competition Groups_12 | Fan System Optimization | 2.661% | 0 | 18.6572 | Industrial_2029_Economic_MW_After Competition Groups_Fan System Optimization
Industrial | Ind ¦ Improved Controls - Process Cooling | 2029 | Achievable | MW | After Competition Groups | 6.7785 | 0 | 0 | 256.7081 | 0.026405 | 12 | Industrial_2029_Achievable_MW_After Competition Groups_12 | Improved Controls - Process Cooling | 2.641% | 0 | 6.7785 | Industrial_2029_Achievable_MW_After Competition Groups_Improved Controls - Process Cooling
Industrial | Ind ¦ Process Optimization (Elec) | 2029 | Technical | MW | After Competition Groups | 20.2304 | 0 | 0 | 784.5814 | 0.025785 | 11 | Industrial_2029_Technical_MW_After Competition Groups_11 | Process Optimization (Elec) | 2.578% | 0 | 20.2304 | Industrial_2029_Technical_MW_After Competition Groups_Process Optimization (Elec)
Industrial | Ind ¦ Fan System Optimization | 2029 | Technical | MW | After Competition Groups | 18.6572 | 0 | 0 | 784.5814 | 0.02378 | 12 | Industrial_2029_Technical_MW_After Competition Groups_12 | Fan System Optimization | 2.378% | 0 | 18.6572 | Industrial_2029_Technical_MW_After Competition Groups_Fan System Optimization
Industrial | Ind ¦ Premium Efficient Motors | 2029 | Technical | MW | After Competition Groups | 18.1703 | 0 | 0 | 784.5814 | 0.023159 | 13 | Industrial_2029_Technical_MW_After Competition Groups_13 | Premium Efficient Motors | 2.316% | 0 | 18.1703 | Industrial_2029_Technical_MW_After Competition Groups_Premium Efficient Motors
Industrial | Ind ¦ Improved Controls - Process Cooling | 2029 | Economic | MW | After Competition Groups | 15.5981 | 0 | 0 | 701.2445 | 0.022244 | 13 | Industrial_2029_Economic_MW_After Competition Groups_13 | Improved Controls - Process Cooling | 2.224% | 0 | 15.5981 | Industrial_2029_Economic_MW_After Competition Groups_Improved Controls - Process Cooling
Industrial | Ind ¦ Improved Controls - Process Cooling | 2029 | Technical | MW | After Competition Groups | 15.5981 | 0 | 0 | 784.5814 | 0.019881 | 14 | Industrial_2029_Technical_MW_After Competition Groups_14 | Improved Controls - Process Cooling | 1.988% | 0 | 15.5981 | Industrial_2029_Technical_MW_After Competition Groups_Improved Controls - Process Cooling
Industrial | Ind ¦ Material Handling Improvements | 2029 | Achievable | MW | After Competition Groups | 3.1652 | 0 | 0 | 256.7081 | 0.01233 | 13 | Industrial_2029_Achievable_MW_After Competition Groups_13 | Material Handling Improvements | 1.233% | 0 | 3.1652 | Industrial_2029_Achievable_MW_After Competition Groups_Material Handling Improvements
Industrial | Ind ¦ Pulp and Paper Process Improvements | 2029 | Achievable | MW | After Competition Groups | 3.0495 | 0 | 0 | 256.7081 | 0.011879 | 14 | Industrial_2029_Achievable_MW_After Competition Groups_14 | Pulp and Paper Process Improvements | 1.188% | 0 | 3.0495 | Industrial_2029_Achievable_MW_After Competition Groups_Pulp and Paper Process Improvements
Industrial | Ind ¦ Pulp and Paper Process Improvements | 2029 | Economic | MW | After Competition Groups | 7.551 | 0 | 0 | 701.2445 | 0.010768 | 14 | Industrial_2029_Economic_MW_After Competition Groups_14 | Pulp and Paper Process Improvements | 1.077% | 0 | 7.551 | Industrial_2029_Economic_MW_After Competition Groups_Pulp and Paper Process Improvements
Industrial | Ind ¦ Ventilation Optimization | 2029 | Technical | MW | After Competition Groups | 8.3423 | 0 | 0 | 784.5814 | 0.010633 | 15 | Industrial_2029_Technical_MW_After Competition Groups_15 | Ventilation Optimization | 1.063% | 0 | 8.3423 | Industrial_2029_Technical_MW_After Competition Groups_Ventilation Optimization
Industrial | Ind ¦ HE HVAC Controls | 2029 | Technical | MW | After Competition Groups | 8.3022 | 0 | 0 | 784.5814 | 0.010582 | 16 | Industrial_2029_Technical_MW_After Competition Groups_16 | HE HVAC Controls | 1.058% | 0 | 8.3022 | Industrial_2029_Technical_MW_After Competition Groups_HE HVAC Controls
Industrial | Ind ¦ HVLS Fans | 2029 | Technical | MW | After Competition Groups | 8.0052 | 0 | 0 | 784.5814 | 0.010203 | 17 | Industrial_2029_Technical_MW_After Competition Groups_17 | HVLS Fans | 1.02% | 0 | 8.0052 | Industrial_2029_Technical_MW_After Competition Groups_HVLS Fans
Industrial | Ind ¦ Pulp and Paper Process Improvements | 2029 | Technical | MW | After Competition Groups | 7.551 | 0 | 0 | 784.5814 | 0.0096242 | 18 | Industrial_2029_Technical_MW_After Competition Groups_18 | Pulp and Paper Process Improvements | 0.9624% | 0 | 7.551 | Industrial_2029_Technical_MW_After Competition Groups_Pulp and Paper Process Improvements
Industrial | Ind ¦ Efficient Irrigation | 2029 | Economic | MW | After Competition Groups | 6.5601 | 0 | 0 | 701.2445 | 0.009355 | 15 | Industrial_2029_Economic_MW_After Competition Groups_15 | Efficient Irrigation | 0.9355% | 0 | 6.5601 | Industrial_2029_Economic_MW_After Competition Groups_Efficient Irrigation
Industrial | Ind ¦ Material Handling Improvements | 2029 | Economic | MW | After Competition Groups | 6.3968 | 0 | 0 | 701.2445 | 0.0091221 | 16 | Industrial_2029_Economic_MW_After Competition Groups_16 | Material Handling Improvements | 0.9122% | 0 | 6.3968 | Industrial_2029_Economic_MW_After Competition Groups_Material Handling Improvements
Industrial | Ind ¦ Free Cooling | 2029 | Technical | MW | After Competition Groups | 6.8263 | 0 | 0 | 784.5814 | 0.0087006 | 19 | Industrial_2029_Technical_MW_After Competition Groups_19 | Free Cooling | 0.8701% | 0 | 6.8263 | Industrial_2029_Technical_MW_After Competition Groups_Free Cooling
Industrial | Ind ¦ HE HVAC Units | 2029 | Technical | MW | After Competition Groups | 6.7254 | 0 | 0 | 784.5814 | 0.008572 | 20 | Industrial_2029_Technical_MW_After Competition Groups_20 | HE HVAC Units | 0.8572% | 0 | 6.7254 | Industrial_2029_Technical_MW_After Competition Groups_HE HVAC Units
Industrial | Ind ¦ Efficient Irrigation | 2029 | Technical | MW | After Competition Groups | 6.5601 | 0 | 0 | 784.5814 | 0.0083613 | 21 | Industrial_2029_Technical_MW_After Competition Groups_21 | Efficient Irrigation | 0.8361% | 0 | 6.5601 | Industrial_2029_Technical_MW_After Competition Groups_Efficient Irrigation
Industrial | Ind ¦ Material Handling Improvements | 2029 | Technical | MW | After Competition Groups | 6.3968 | 0 | 0 | 784.5814 | 0.0081532 | 22 | Industrial_2029_Technical_MW_After Competition Groups_22 | Material Handling Improvements | 0.8153% | 0 | 6.3968 | Industrial_2029_Technical_MW_After Competition Groups_Material Handling Improvements
Industrial | Ind ¦ Refiner Plate Improvements | 2029 | Economic | MW | After Competition Groups | 5.311 | 0 | 0 | 701.2445 | 0.0075737 | 17 | Industrial_2029_Economic_MW_After Competition Groups_17 | Refiner Plate Improvements | 0.7574% | 0 | 5.311 | Industrial_2029_Economic_MW_After Competition Groups_Refiner Plate Improvements
Industrial | Ind ¦ Chiller Optimization | 2029 | Technical | MW | After Competition Groups | 5.3496 | 0 | 0 | 784.5814 | 0.0068185 | 23 | Industrial_2029_Technical_MW_After Competition Groups_23 | Chiller Optimization | 0.6818% | 0 | 5.3496 | Industrial_2029_Technical_MW_After Competition Groups_Chiller Optimization
Industrial | Ind ¦ Refiner Plate Improvements | 2029 | Achievable | MW | After Competition Groups | 1.7409 | 0 | 0 | 256.7081 | 0.0067818 | 15 | Industrial_2029_Achievable_MW_After Competition Groups_15 | Refiner Plate Improvements | 0.6782% | 0 | 1.7409 | Industrial_2029_Achievable_MW_After Competition Groups_Refiner Plate Improvements
Industrial | Ind ¦ Refiner Plate Improvements | 2029 | Technical | MW | After Competition Groups | 5.311 | 0 | 0 | 784.5814 | 0.0067692 | 24 | Industrial_2029_Technical_MW_After Competition Groups_24 | Refiner Plate Improvements | 0.6769% | 0 | 5.311 | Industrial_2029_Technical_MW_After Competition Groups_Refiner Plate Improvements
Industrial | Ind ¦ VAV Conversion Project | 2029 | Achievable | MW | After Competition Groups | 1.7134 | 0 | 0 | 256.7081 | 0.0066746 | 16 | Industrial_2029_Achievable_MW_After Competition Groups_16 | VAV Conversion Project | 0.6675% | 0 | 1.7134 | Industrial_2029_Achievable_MW_After Competition Groups_VAV Conversion Project
Industrial | Ind ¦ Cold Storage Retrofit | 2029 | Technical | MW | After Competition Groups | 4.8598 | 0 | 0 | 784.5814 | 0.0061942 | 25 | Industrial_2029_Technical_MW_After Competition Groups_25 | Cold Storage Retrofit | 0.6194% | 0 | 4.8598 | Industrial_2029_Technical_MW_After Competition Groups_Cold Storage Retrofit
Industrial | Ind ¦ Ventilation Optimization | 2029 | Achievable | MW | After Competition Groups | 1.5295 | 0 | 0 | 256.7081 | 0.0059581 | 17 | Industrial_2029_Achievable_MW_After Competition Groups_17 | Ventilation Optimization | 0.5958% | 0 | 1.5295 | Industrial_2029_Achievable_MW_After Competition Groups_Ventilation Optimization
Industrial | Ind ¦ Process Optimization (Elec) | 2029 | Achievable | MW | After Competition Groups | 1.4906 | 0 | 0 | 256.7081 | 0.0058067 | 18 | Industrial_2029_Achievable_MW_After Competition Groups_18 | Process Optimization (Elec) | 0.5807% | 0 | 1.4906 | Industrial_2029_Achievable_MW_After Competition Groups_Process Optimization (Elec)
Industrial | Ind ¦ VAV Conversion Project | 2029 | Economic | MW | After Competition Groups | 3.8766 | 0 | 0 | 701.2445 | 0.0055282 | 18 | Industrial_2029_Economic_MW_After Competition Groups_18 | VAV Conversion Project | 0.5528% | 0 | 3.8766 | Industrial_2029_Economic_MW_After Competition Groups_VAV Conversion Project
Industrial | Ind ¦ Cooling Tower Optimization | 2029 | Technical | MW | After Competition Groups | 4.0569 | 0 | 0 | 784.5814 | 0.0051707 | 26 | Industrial_2029_Technical_MW_After Competition Groups_26 | Cooling Tower Optimization | 0.5171% | 0 | 4.0569 | Industrial_2029_Technical_MW_After Competition Groups_Cooling Tower Optimization
Industrial | Ind ¦ VAV Conversion Project | 2029 | Technical | MW | After Competition Groups | 3.8766 | 0 | 0 | 784.5814 | 0.004941 | 27 | Industrial_2029_Technical_MW_After Competition Groups_27 | VAV Conversion Project | 0.4941% | 0 | 3.8766 | Industrial_2029_Technical_MW_After Competition Groups_VAV Conversion Project
Industrial | Ind ¦ Process Heat Recovery | 2029 | Achievable | MW | After Competition Groups | 1.0439 | 0 | 0 | 256.7081 | 0.0040665 | 19 | Industrial_2029_Achievable_MW_After Competition Groups_19 | Process Heat Recovery | 0.4067% | 0 | 1.0439 | Industrial_2029_Achievable_MW_After Competition Groups_Process Heat Recovery
Industrial | Ind ¦ High Efficiency Battery Charger | 2029 | Achievable | MW | After Competition Groups | 1.0417 | 0 | 0 | 256.7081 | 0.0040579 | 20 | Industrial_2029_Achievable_MW_After Competition Groups_20 | High Efficiency Battery Charger | 0.4058% | 0 | 1.0417 | Industrial_2029_Achievable_MW_After Competition Groups_High Efficiency Battery Charger
Industrial | Ind ¦ Efficient Irrigation | 2029 | Achievable | MW | After Competition Groups | 1.002 | 0 | 0 | 256.7081 | 0.0039033 | 21 | Industrial_2029_Achievable_MW_After Competition Groups_21 | Efficient Irrigation | 0.3903% | 0 | 1.002 | Industrial_2029_Achievable_MW_After Competition Groups_Efficient Irrigation
Industrial | Ind ¦ Ventilation Optimization | 2029 | Economic | MW | After Competition Groups | 2.6214 | 0 | 0 | 701.2445 | 0.0037382 | 19 | Industrial_2029_Economic_MW_After Competition Groups_19 | Ventilation Optimization | 0.3738% | 0 | 2.6214 | Industrial_2029_Economic_MW_After Competition Groups_Ventilation Optimization
Industrial | Ind ¦ High Efficiency Battery Charger | 2029 | Economic | MW | After Competition Groups | 2.5085 | 0 | 0 | 701.2445 | 0.0035773 | 20 | Industrial_2029_Economic_MW_After Competition Groups_20 | High Efficiency Battery Charger | 0.3577% | 0 | 2.5085 | Industrial_2029_Economic_MW_After Competition Groups_High Efficiency Battery Charger
Industrial | Ind ¦ Process Heat Recovery | 2029 | Economic | MW | After Competition Groups | 2.4751 | 0 | 0 | 701.2445 | 0.0035295 | 21 | Industrial_2029_Economic_MW_After Competition Groups_21 | Process Heat Recovery | 0.353% | 0 | 2.4751 | Industrial_2029_Economic_MW_After Competition Groups_Process Heat Recovery
Industrial | Ind ¦ Process Improvements | 2029 | Achievable | MW | After Competition Groups | 0.87072 | 0 | 0 | 256.7081 | 0.0033919 | 22 | Industrial_2029_Achievable_MW_After Competition Groups_22 | Process Improvements | 0.3392% | 0 | 0.87072 | Industrial_2029_Achievable_MW_After Competition Groups_Process Improvements
Industrial | Ind ¦ Synchronous Belts | 2029 | Technical | MW | After Competition Groups | 2.5293 | 0 | 0 | 784.5814 | 0.0032237 | 28 | Industrial_2029_Technical_MW_After Competition Groups_28 | Synchronous Belts | 0.3224% | 0 | 2.5293 | Industrial_2029_Technical_MW_After Competition Groups_Synchronous Belts
Industrial | Ind ¦ High Efficiency Battery Charger | 2029 | Technical | MW | After Competition Groups | 2.5085 | 0 | 0 | 784.5814 | 0.0031973 | 29 | Industrial_2029_Technical_MW_After Competition Groups_29 | High Efficiency Battery Charger | 0.3197% | 0 | 2.5085 | Industrial_2029_Technical_MW_After Competition Groups_High Efficiency Battery Charger
Industrial | Ind ¦ Process Heat Recovery | 2029 | Technical | MW | After Competition Groups | 2.4751 | 0 | 0 | 784.5814 | 0.0031546 | 30 | Industrial_2029_Technical_MW_After Competition Groups_30 | Process Heat Recovery | 0.3155% | 0 | 2.4751 | Industrial_2029_Technical_MW_After Competition Groups_Process Heat Recovery
Industrial | Ind ¦ Process Improvements | 2029 | Economic | MW | After Competition Groups | 2.0074 | 0 | 0 | 701.2445 | 0.0028626 | 22 | Industrial_2029_Economic_MW_After Competition Groups_22 | Process Improvements | 0.2863% | 0 | 2.0074 | Industrial_2029_Economic_MW_After Competition Groups_Process Improvements
Industrial | Ind ¦ Refrigeration Compressor VFD | 2029 | Achievable | MW | After Competition Groups | 0.67491 | 0 | 0 | 256.7081 | 0.0026291 | 23 | Industrial_2029_Achievable_MW_After Competition Groups_23 | Refrigeration Compressor VFD | 0.2629% | 0 | 0.67491 | Industrial_2029_Achievable_MW_After Competition Groups_Refrigeration Compressor VFD
Industrial | Ind ¦ Process Improvements | 2029 | Technical | MW | After Competition Groups | 2.0074 | 0 | 0 | 784.5814 | 0.0025585 | 31 | Industrial_2029_Technical_MW_After Competition Groups_31 | Process Improvements | 0.2559% | 0 | 2.0074 | Industrial_2029_Technical_MW_After Competition Groups_Process Improvements
Industrial | Ind ¦ Refrigeration Compressor VFD | 2029 | Economic | MW | After Competition Groups | 1.5951 | 0 | 0 | 701.2445 | 0.0022747 | 23 | Industrial_2029_Economic_MW_After Competition Groups_23 | Refrigeration Compressor VFD | 0.2275% | 0 | 1.5951 | Industrial_2029_Economic_MW_After Competition Groups_Refrigeration Compressor VFD
Industrial | Ind ¦ Dairy Pre-Cooler | 2029 | Technical | MW | After Competition Groups | 1.7629 | 0 | 0 | 784.5814 | 0.0022469 | 32 | Industrial_2029_Technical_MW_After Competition Groups_32 | Dairy Pre-Cooler | 0.2247% | 0 | 1.7629 | Industrial_2029_Technical_MW_After Competition Groups_Dairy Pre-Cooler
Industrial | Ind ¦ Improved Controls - Process Heating | 2029 | Achievable | MW | After Competition Groups | 0.55153 | 0 | 0 | 256.7081 | 0.0021485 | 24 | Industrial_2029_Achievable_MW_After Competition Groups_24 | Improved Controls - Process Heating | 0.2148% | 0 | 0.55153 | Industrial_2029_Achievable_MW_After Competition Groups_Improved Controls - Process Heating
Industrial | Ind ¦ Refrigeration Compressor VFD | 2029 | Technical | MW | After Competition Groups | 1.5951 | 0 | 0 | 784.5814 | 0.0020331 | 33 | Industrial_2029_Technical_MW_After Competition Groups_33 | Refrigeration Compressor VFD | 0.2033% | 0 | 1.5951 | Industrial_2029_Technical_MW_After Competition Groups_Refrigeration Compressor VFD
Industrial | Ind ¦ Dairy Pre-Cooler | 2029 | Achievable | MW | After Competition Groups | 0.47986 | 0 | 0 | 256.7081 | 0.0018693 | 25 | Industrial_2029_Achievable_MW_After Competition Groups_25 | Dairy Pre-Cooler | 0.1869% | 0 | 0.47986 | Industrial_2029_Achievable_MW_After Competition Groups_Dairy Pre-Cooler
Industrial | Ind ¦ Improved Controls - Process Heating | 2029 | Economic | MW | After Competition Groups | 1.2563 | 0 | 0 | 701.2445 | 0.0017915 | 24 | Industrial_2029_Economic_MW_After Competition Groups_24 | Improved Controls - Process Heating | 0.1792% | 0 | 1.2563 | Industrial_2029_Economic_MW_After Competition Groups_Improved Controls - Process Heating
Industrial | Ind ¦ Efficient Transformer | 2029 | Technical | MW | After Competition Groups | 1.2585 | 0 | 0 | 784.5814 | 0.001604 | 34 | Industrial_2029_Technical_MW_After Competition Groups_34 | Efficient Transformer | 0.1604% | 0 | 1.2585 | Industrial_2029_Technical_MW_After Competition Groups_Efficient Transformer
Industrial | Ind ¦ Improved Controls - Process Heating | 2029 | Technical | MW | After Competition Groups | 1.2563 | 0 | 0 | 784.5814 | 0.0016012 | 35 | Industrial_2029_Technical_MW_After Competition Groups_35 | Improved Controls - Process Heating | 0.1601% | 0 | 1.2563 | Industrial_2029_Technical_MW_After Competition Groups_Improved Controls - Process Heating
Industrial | Ind ¦ High Efficiency Welders | 2029 | Technical | MW | After Competition Groups | 1.149 | 0 | 0 | 784.5814 | 0.0014645 | 36 | Industrial_2029_Technical_MW_After Competition Groups_36 | High Efficiency Welders | 0.1464% | 0 | 1.149 | Industrial_2029_Technical_MW_After Competition Groups_High Efficiency Welders
Industrial | Ind ¦ Dairy Pre-Cooler | 2029 | Economic | MW | After Competition Groups | 0.94641 | 0 | 0 | 701.2445 | 0.0013496 | 25 | Industrial_2029_Economic_MW_After Competition Groups_25 | Dairy Pre-Cooler | 0.135% | 0 | 0.94641 | Industrial_2029_Economic_MW_After Competition Groups_Dairy Pre-Cooler
Industrial | Ind ¦ Engine Block Heater Timer | 2029 | Achievable | MW | After Competition Groups | 0.34015 | 0 | 0 | 256.7081 | 0.001325 | 26 | Industrial_2029_Achievable_MW_After Competition Groups_26 | Engine Block Heater Timer | 0.1325% | 0 | 0.34015 | Industrial_2029_Achievable_MW_After Competition Groups_Engine Block Heater Timer
Industrial | Ind ¦ Engine Block Heater Timer | 2029 | Economic | MW | After Competition Groups | 0.79086 | 0 | 0 | 701.2445 | 0.0011278 | 26 | Industrial_2029_Economic_MW_After Competition Groups_26 | Engine Block Heater Timer | 0.1128% | 0 | 0.79086 | Industrial_2029_Economic_MW_After Competition Groups_Engine Block Heater Timer
Industrial | Ind ¦ Engine Block Heater Timer | 2029 | Technical | MW | After Competition Groups | 0.79086 | 0 | 0 | 784.5814 | 0.001008 | 37 | Industrial_2029_Technical_MW_After Competition Groups_37 | Engine Block Heater Timer | 0.1008% | 0 | 0.79086 | Industrial_2029_Technical_MW_After Competition Groups_Engine Block Heater Timer
Industrial | Ind ¦ Efficient Refrigeration Compressor | 2029 | Achievable | MW | After Competition Groups | 0.22228 | 0 | 0 | 256.7081 | 0.0008659 | 27 | Industrial_2029_Achievable_MW_After Competition Groups_27 | Efficient Refrigeration Compressor | 0.08659% | 0 | 0.22228 | Industrial_2029_Achievable_MW_After Competition Groups_Efficient Refrigeration Compressor
Industrial | Ind ¦ Air Compressor Heat Recovery | 2029 | Achievable | MW | After Competition Groups | 0.14256 | 0 | 0 | 256.7081 | 0.00055533 | 28 | Industrial_2029_Achievable_MW_After Competition Groups_28 | Air Compressor Heat Recovery | 0.05553% | 0 | 0.14256 | Industrial_2029_Achievable_MW_After Competition Groups_Air Compressor Heat Recovery
Industrial | Ind ¦ Efficient Refrigeration Compressor | 2029 | Economic | MW | After Competition Groups | 0.35095 | 0 | 0 | 701.2445 | 0.00050047 | 27 | Industrial_2029_Economic_MW_After Competition Groups_27 | Efficient Refrigeration Compressor | 0.05005% | 0 | 0.35095 | Industrial_2029_Economic_MW_After Competition Groups_Efficient Refrigeration Compressor
Industrial | Ind ¦ Air Compressor Heat Recovery | 2029 | Economic | MW | After Competition Groups | 0.33152 | 0 | 0 | 701.2445 | 0.00047276 | 28 | Industrial_2029_Economic_MW_After Competition Groups_28 | Air Compressor Heat Recovery | 0.04728% | 0 | 0.33152 | Industrial_2029_Economic_MW_After Competition Groups_Air Compressor Heat Recovery
Industrial | Ind ¦ Heat Lamps/Heat Pad | 2029 | Technical | MW | After Competition Groups | 0.3611 | 0 | 0 | 784.5814 | 0.00046025 | 38 | Industrial_2029_Technical_MW_After Competition Groups_38 | Heat Lamps/Heat Pad | 0.04603% | 0 | 0.3611 | Industrial_2029_Technical_MW_After Competition Groups_Heat Lamps/Heat Pad
Industrial | Ind ¦ Efficient Refrigeration Compressor | 2029 | Technical | MW | After Competition Groups | 0.35095 | 0 | 0 | 784.5814 | 0.00044731 | 39 | Industrial_2029_Technical_MW_After Competition Groups_39 | Efficient Refrigeration Compressor | 0.04473% | 0 | 0.35095 | Industrial_2029_Technical_MW_After Competition Groups_Efficient Refrigeration Compressor
Industrial | Ind ¦ Air Compressor Heat Recovery | 2029 | Technical | MW | After Competition Groups | 0.33152 | 0 | 0 | 784.5814 | 0.00042255 | 40 | Industrial_2029_Technical_MW_After Competition Groups_40 | Air Compressor Heat Recovery | 0.04225% | 0 | 0.33152 | Industrial_2029_Technical_MW_After Competition Groups_Air Compressor Heat Recovery
Industrial | Ind ¦ Creep Heat Controller | 2029 | Technical | MW | After Competition Groups | 0.29149 | 0 | 0 | 784.5814 | 0.00037153 | 41 | Industrial_2029_Technical_MW_After Competition Groups_41 | Creep Heat Controller | 0.03715% | 0 | 0.29149 | Industrial_2029_Technical_MW_After Competition Groups_Creep Heat Controller
Industrial | Ind ¦ Optimize Compressed Air Dryer | 2029 | Technical | MW | After Competition Groups | 0.23957 | 0 | 0 | 784.5814 | 0.00030534 | 42 | Industrial_2029_Technical_MW_After Competition Groups_42 | Optimize Compressed Air Dryer | 0.03053% | 0 | 0.23957 | Industrial_2029_Technical_MW_After Competition Groups_Optimize Compressed Air Dryer
Industrial | Ind ¦ Cooling Tower Optimization | 2029 | Achievable | MW | After Competition Groups | 0 | 0 | 0 | 256.7081 | 0 | 29 | Industrial_2029_Achievable_MW_After Competition Groups_29 | Cooling Tower Optimization | 0% | 0 | 0 | Industrial_2029_Achievable_MW_After Competition Groups_Cooling Tower Optimization
Industrial | Ind ¦ Cooling Tower Optimization | 2029 | Economic | MW | After Competition Groups | 0 | 0 | 0 | 701.2445 | 0 | 29 | Industrial_2029_Economic_MW_After Competition Groups_29 | Cooling Tower Optimization | 0% | 0 | 0 | Industrial_2029_Economic_MW_After Competition Groups_Cooling Tower Optimization
Industrial | Ind ¦ Creep Heat Controller | 2029 | Achievable | MW | After Competition Groups | 0 | 0 | 0 | 256.7081 | 0 | 30 | Industrial_2029_Achievable_MW_After Competition Groups_30 | Creep Heat Controller | 0% | 0 | 0 | Industrial_2029_Achievable_MW_After Competition Groups_Creep Heat Controller
Industrial | Ind ¦ Creep Heat Controller | 2029 | Economic | MW | After Competition Groups | 0 | 0 | 0 | 701.2445 | 0 | 30 | Industrial_2029_Economic_MW_After Competition Groups_30 | Creep Heat Controller | 0% | 0 | 0 | Industrial_2029_Economic_MW_After Competition Groups_Creep Heat Controller
Industrial | Ind ¦ Efficient Transformer | 2029 | Achievable | MW | After Competition Groups | 0 | 0 | 0 | 256.7081 | 0 | 31 | Industrial_2029_Achievable_MW_After Competition Groups_31 | Efficient Transformer | 0% | 0 | 0 | Industrial_2029_Achievable_MW_After Competition Groups_Efficient Transformer
Industrial | Ind ¦ Efficient Transformer | 2029 | Economic | MW | After Competition Groups | 0 | 0 | 0 | 701.2445 | 0 | 31 | Industrial_2029_Economic_MW_After Competition Groups_31 | Efficient Transformer | 0% | 0 | 0 | Industrial_2029_Economic_MW_After Competition Groups_Efficient Transformer
Industrial | Ind ¦ Free Cooling | 2029 | Achievable | MW | After Competition Groups | 0 | 0 | 0 | 256.7081 | 0 | 32 | Industrial_2029_Achievable_MW_After Competition Groups_32 | Free Cooling | 0% | 0 | 0 | Industrial_2029_Achievable_MW_After Competition Groups_Free Cooling
Industrial | Ind ¦ Free Cooling | 2029 | Economic | MW | After Competition Groups | 0 | 0 | 0 | 701.2445 | 0 | 32 | Industrial_2029_Economic_MW_After Competition Groups_32 | Free Cooling | 0% | 0 | 0 | Industrial_2029_Economic_MW_After Competition Groups_Free Cooling
Industrial | Ind ¦ Heat Lamps/Heat Pad | 2029 | Achievable | MW | After Competition Groups | 0 | 0 | 0 | 256.7081 | 0 | 33 | Industrial_2029_Achievable_MW_After Competition Groups_33 | Heat Lamps/Heat Pad | 0% | 0 | 0 | Industrial_2029_Achievable_MW_After Competition Groups_Heat Lamps/Heat Pad
Industrial | Ind ¦ Heat Lamps/Heat Pad | 2029 | Economic | MW | After Competition Groups | 0 | 0 | 0 | 701.2445 | 0 | 33 | Industrial_2029_Economic_MW_After Competition Groups_33 | Heat Lamps/Heat Pad | 0% | 0 | 0 | Industrial_2029_Economic_MW_After Competition Groups_Heat Lamps/Heat Pad
Industrial | Ind ¦ High Efficiency Welders | 2029 | Achievable | MW | After Competition Groups | 0 | 0 | 0 | 256.7081 | 0 | 34 | Industrial_2029_Achievable_MW_After Competition Groups_34 | High Efficiency Welders | 0% | 0 | 0 | Industrial_2029_Achievable_MW_After Competition Groups_High Efficiency Welders
Industrial | Ind ¦ High Efficiency Welders | 2029 | Economic | MW | After Competition Groups | 0 | 0 | 0 | 701.2445 | 0 | 34 | Industrial_2029_Economic_MW_After Competition Groups_34 | High Efficiency Welders | 0% | 0 | 0 | Industrial_2029_Economic_MW_After Competition Groups_High Efficiency Welders
Industrial | Ind ¦ HVLS Fans | 2029 | Achievable | MW | After Competition Groups | 0 | 0 | 0 | 256.7081 | 0 | 35 | Industrial_2029_Achievable_MW_After Competition Groups_35 | HVLS Fans | 0% | 0 | 0 | Industrial_2029_Achievable_MW_After Competition Groups_HVLS Fans
Industrial | Ind ¦ HVLS Fans | 2029 | Economic | MW | After Competition Groups | 0 | 0 | 0 | 701.2445 | 0 | 35 | Industrial_2029_Economic_MW_After Competition Groups_35 | HVLS Fans | 0% | 0 | 0 | Industrial_2029_Economic_MW_After Competition Groups_HVLS Fans
Industrial | Ind ¦ Optimize Compressed Air Dryer | 2029 | Achievable | MW | After Competition Groups | 0 | 0 | 0 | 256.7081 | 0 | 36 | Industrial_2029_Achievable_MW_After Competition Groups_36 | Optimize Compressed Air Dryer | 0% | 0 | 0 | Industrial_2029_Achievable_MW_After Competition Groups_Optimize Compressed Air Dryer
Industrial | Ind ¦ Optimize Compressed Air Dryer | 2029 | Economic | MW | After Competition Groups | 0 | 0 | 0 | 701.2445 | 0 | 36 | Industrial_2029_Economic_MW_After Competition Groups_36 | Optimize Compressed Air Dryer | 0% | 0 | 0 | Industrial_2029_Economic_MW_After Competition Groups_Optimize Compressed Air Dryer
Industrial | Ind ¦ Premium Efficient Motors | 2029 | Achievable | MW | After Competition Groups | 0 | 0 | 0 | 256.7081 | 0 | 37 | Industrial_2029_Achievable_MW_After Competition Groups_37 | Premium Efficient Motors | 0% | 0 | 0 | Industrial_2029_Achievable_MW_After Competition Groups_Premium Efficient Motors
Industrial | Ind ¦ Premium Efficient Motors | 2029 | Economic | MW | After Competition Groups | 0 | 0 | 0 | 701.2445 | 0 | 37 | Industrial_2029_Economic_MW_After Competition Groups_37 | Premium Efficient Motors | 0% | 0 | 0 | Industrial_2029_Economic_MW_After Competition Groups_Premium Efficient Motors
Industrial | Ind ¦ Synchronous Belts | 2029 | Achievable | MW | After Competition Groups | 0 | 0 | 0 | 256.7081 | 0 | 38 | Industrial_2029_Achievable_MW_After Competition Groups_38 | Synchronous Belts | 0% | 0 | 0 | Industrial_2029_Achievable_MW_After Competition Groups_Synchronous Belts
Industrial | Ind ¦ Synchronous Belts | 2029 | Economic | MW | After Competition Groups | 0 | 0 | 0 | 701.2445 | 0 | 38 | Industrial_2029_Economic_MW_After Competition Groups_38 | Synchronous Belts | 0% | 0 | 0 | Industrial_2029_Economic_MW_After Competition Groups_Synchronous Belts
Industrial | Ind ¦ Pump System Optimization | 2030 | Economic | MW | After Competition Groups | 107.677 | 0 | 0 | 732.1247 | 0.14707 | 1 | Industrial_2030_Economic_MW_After Competition Groups_1 | Pump System Optimization | 14.71% | 0 | 107.677 | Industrial_2030_Economic_MW_After Competition Groups_Pump System Optimization
Industrial | Ind ¦ Pump System Optimization | 2030 | Achievable | MW | After Competition Groups | 45.1106 | 0 | 0 | 310.4698 | 0.1453 | 1 | Industrial_2030_Achievable_MW_After Competition Groups_1 | Pump System Optimization | 14.53% | 0 | 45.1106 | Industrial_2030_Achievable_MW_After Competition Groups_Pump System Optimization
Industrial | Ind ¦ Pump System Optimization | 2030 | Technical | MW | After Competition Groups | 109.8764 | 0 | 0 | 809.8173 | 0.13568 | 1 | Industrial_2030_Technical_MW_After Competition Groups_1 | Pump System Optimization | 13.57% | 0 | 109.8764 | Industrial_2030_Technical_MW_After Competition Groups_Pump System Optimization
Industrial | Ind ¦ Air Leak Survey and Repair | 2030 | Achievable | MW | After Competition Groups | 35.7924 | 0 | 0 | 310.4698 | 0.11528 | 2 | Industrial_2030_Achievable_MW_After Competition Groups_2 | Air Leak Survey and Repair | 11.53% | 0 | 35.7924 | Industrial_2030_Achievable_MW_After Competition Groups_Air Leak Survey and Repair
Industrial | Ind ¦ HE Lighting | 2030 | Economic | MW | After Competition Groups | 82.4225 | 0 | 0 | 732.1247 | 0.11258 | 2 | Industrial_2030_Economic_MW_After Competition Groups_2 | HE Lighting | 11.26% | 0 | 82.4225 | Industrial_2030_Economic_MW_After Competition Groups_HE Lighting
Industrial | Ind ¦ HE Lighting | 2030 | Technical | MW | After Competition Groups | 88.9892 | 0 | 0 | 809.8173 | 0.10989 | 2 | Industrial_2030_Technical_MW_After Competition Groups_2 | HE Lighting | 10.99% | 0 | 88.9892 | Industrial_2030_Technical_MW_After Competition Groups_HE Lighting
Industrial | Ind ¦ Air Compressor Optimization | 2030 | Achievable | MW | After Competition Groups | 30.5357 | 0 | 0 | 310.4698 | 0.098353 | 3 | Industrial_2030_Achievable_MW_After Competition Groups_3 | Air Compressor Optimization | 9.835% | 0 | 30.5357 | Industrial_2030_Achievable_MW_After Competition Groups_Air Compressor Optimization
Industrial | Ind ¦ Air Leak Survey and Repair | 2030 | Economic | MW | After Competition Groups | 71.1194 | 0 | 0 | 732.1247 | 0.097141 | 3 | Industrial_2030_Economic_MW_After Competition Groups_3 | Air Leak Survey and Repair | 9.714% | 0 | 71.1194 | Industrial_2030_Economic_MW_After Competition Groups_Air Leak Survey and Repair
Industrial | Ind ¦ Greenhouse Grow Lights | 2030 | Achievable | MW | After Competition Groups | 29.9697 | 0 | 0 | 310.4698 | 0.09653 | 4 | Industrial_2030_Achievable_MW_After Competition Groups_4 | Greenhouse Grow Lights | 9.653% | 0 | 29.9697 | Industrial_2030_Achievable_MW_After Competition Groups_Greenhouse Grow Lights
Industrial | Ind ¦ Recommissioning | 2030 | Achievable | MW | After Competition Groups | 27.8485 | 0 | 0 | 310.4698 | 0.089698 | 5 | Industrial_2030_Achievable_MW_After Competition Groups_5 | Recommissioning | 8.97% | 0 | 27.8485 | Industrial_2030_Achievable_MW_After Competition Groups_Recommissioning
Industrial | Ind ¦ SEM | 2030 | Achievable | MW | After Competition Groups | 27.8485 | 0 | 0 | 310.4698 | 0.089698 | 6 | Industrial_2030_Achievable_MW_After Competition Groups_6 | SEM | 8.97% | 0 | 27.8485 | Industrial_2030_Achievable_MW_After Competition Groups_SEM
Industrial | Ind ¦ Air Leak Survey and Repair | 2030 | Technical | MW | After Competition Groups | 71.1194 | 0 | 0 | 809.8173 | 0.087822 | 3 | Industrial_2030_Technical_MW_After Competition Groups_3 | Air Leak Survey and Repair | 8.782% | 0 | 71.1194 | Industrial_2030_Technical_MW_After Competition Groups_Air Leak Survey and Repair
Industrial | Ind ¦ Greenhouse Grow Lights | 2030 | Economic | MW | After Competition Groups | 63.8234 | 0 | 0 | 732.1247 | 0.087176 | 4 | Industrial_2030_Economic_MW_After Competition Groups_4 | Greenhouse Grow Lights | 8.718% | 0 | 63.8234 | Industrial_2030_Economic_MW_After Competition Groups_Greenhouse Grow Lights
Industrial | Ind ¦ Greenhouse Grow Lights | 2030 | Technical | MW | After Competition Groups | 63.8234 | 0 | 0 | 809.8173 | 0.078812 | 4 | Industrial_2030_Technical_MW_After Competition Groups_4 | Greenhouse Grow Lights | 7.881% | 0 | 63.8234 | Industrial_2030_Technical_MW_After Competition Groups_Greenhouse Grow Lights
Industrial | Ind ¦ Air Compressor Optimization | 2030 | Economic | MW | After Competition Groups | 55.4301 | 0 | 0 | 732.1247 | 0.075711 | 5 | Industrial_2030_Economic_MW_After Competition Groups_5 | Air Compressor Optimization | 7.571% | 0 | 55.4301 | Industrial_2030_Economic_MW_After Competition Groups_Air Compressor Optimization
Industrial | Ind ¦ Recommissioning | 2030 | Economic | MW | After Competition Groups | 54.7553 | 0 | 0 | 732.1247 | 0.07479 | 6 | Industrial_2030_Economic_MW_After Competition Groups_6 | Recommissioning | 7.479% | 0 | 54.7553 | Industrial_2030_Economic_MW_After Competition Groups_Recommissioning
Industrial | Ind ¦ SEM | 2030 | Economic | MW | After Competition Groups | 54.7553 | 0 | 0 | 732.1247 | 0.07479 | 7 | Industrial_2030_Economic_MW_After Competition Groups_7 | SEM | 7.479% | 0 | 54.7553 | Industrial_2030_Economic_MW_After Competition Groups_SEM
Industrial | Ind ¦ Pump Equipment Upgrade | 2030 | Achievable | MW | After Competition Groups | 22.8355 | 0 | 0 | 310.4698 | 0.073551 | 7 | Industrial_2030_Achievable_MW_After Competition Groups_7 | Pump Equipment Upgrade | 7.355% | 0 | 22.8355 | Industrial_2030_Achievable_MW_After Competition Groups_Pump Equipment Upgrade
Industrial | Ind ¦ Pump Equipment Upgrade | 2030 | Economic | MW | After Competition Groups | 51.0981 | 0 | 0 | 732.1247 | 0.069794 | 8 | Industrial_2030_Economic_MW_After Competition Groups_8 | Pump Equipment Upgrade | 6.979% | 0 | 51.0981 | Industrial_2030_Economic_MW_After Competition Groups_Pump Equipment Upgrade
Industrial | Ind ¦ Air Compressor Optimization | 2030 | Technical | MW | After Competition Groups | 55.4301 | 0 | 0 | 809.8173 | 0.068448 | 5 | Industrial_2030_Technical_MW_After Competition Groups_5 | Air Compressor Optimization | 6.845% | 0 | 55.4301 | Industrial_2030_Technical_MW_After Competition Groups_Air Compressor Optimization
Industrial | Ind ¦ Recommissioning | 2030 | Technical | MW | After Competition Groups | 54.7553 | 0 | 0 | 809.8173 | 0.067614 | 6 | Industrial_2030_Technical_MW_After Competition Groups_6 | Recommissioning | 6.761% | 0 | 54.7553 | Industrial_2030_Technical_MW_After Competition Groups_Recommissioning
Industrial | Ind ¦ SEM | 2030 | Technical | MW | After Competition Groups | 54.7553 | 0 | 0 | 809.8173 | 0.067614 | 7 | Industrial_2030_Technical_MW_After Competition Groups_7 | SEM | 6.761% | 0 | 54.7553 | Industrial_2030_Technical_MW_After Competition Groups_SEM
Industrial | Ind ¦ Efficient Compressed Air Nozzles | 2030 | Economic | MW | After Competition Groups | 48.104 | 0 | 0 | 732.1247 | 0.065705 | 9 | Industrial_2030_Economic_MW_After Competition Groups_9 | Efficient Compressed Air Nozzles | 6.57% | 0 | 48.104 | Industrial_2030_Economic_MW_After Competition Groups_Efficient Compressed Air Nozzles
Industrial | Ind ¦ Pump Equipment Upgrade | 2030 | Technical | MW | After Competition Groups | 51.0981 | 0 | 0 | 809.8173 | 0.063098 | 8 | Industrial_2030_Technical_MW_After Competition Groups_8 | Pump Equipment Upgrade | 6.31% | 0 | 51.0981 | Industrial_2030_Technical_MW_After Competition Groups_Pump Equipment Upgrade
Industrial | Ind ¦ Efficient Compressed Air Nozzles | 2030 | Achievable | MW | After Competition Groups | 18.8135 | 0 | 0 | 310.4698 | 0.060597 | 8 | Industrial_2030_Achievable_MW_After Competition Groups_8 | Efficient Compressed Air Nozzles | 6.06% | 0 | 18.8135 | Industrial_2030_Achievable_MW_After Competition Groups_Efficient Compressed Air Nozzles
Industrial | Ind ¦ Efficient Compressed Air Nozzles | 2030 | Technical | MW | After Competition Groups | 48.104 | 0 | 0 | 809.8173 | 0.059401 | 9 | Industrial_2030_Technical_MW_After Competition Groups_9 | Efficient Compressed Air Nozzles | 5.94% | 0 | 48.104 | Industrial_2030_Technical_MW_After Competition Groups_Efficient Compressed Air Nozzles
Industrial | Ind ¦ High Efficiency HVAC Fans | 2030 | Achievable | MW | After Competition Groups | 17.5345 | 0 | 0 | 310.4698 | 0.056477 | 9 | Industrial_2030_Achievable_MW_After Competition Groups_9 | High Efficiency HVAC Fans | 5.648% | 0 | 17.5345 | Industrial_2030_Achievable_MW_After Competition Groups_High Efficiency HVAC Fans
Industrial | Ind ¦ High Efficiency HVAC Fans | 2030 | Economic | MW | After Competition Groups | 35.0766 | 0 | 0 | 732.1247 | 0.047911 | 10 | Industrial_2030_Economic_MW_After Competition Groups_10 | High Efficiency HVAC Fans | 4.791% | 0 | 35.0766 | Industrial_2030_Economic_MW_After Competition Groups_High Efficiency HVAC Fans
Industrial | Ind ¦ High Efficiency HVAC Fans | 2030 | Technical | MW | After Competition Groups | 35.0766 | 0 | 0 | 809.8173 | 0.043314 | 10 | Industrial_2030_Technical_MW_After Competition Groups_10 | High Efficiency HVAC Fans | 4.331% | 0 | 35.0766 | Industrial_2030_Technical_MW_After Competition Groups_High Efficiency HVAC Fans
Industrial | Ind ¦ HE Lighting | 2030 | Achievable | MW | After Competition Groups | 12.7343 | 0 | 0 | 310.4698 | 0.041016 | 10 | Industrial_2030_Achievable_MW_After Competition Groups_10 | HE Lighting | 4.102% | 0 | 12.7343 | Industrial_2030_Achievable_MW_After Competition Groups_HE Lighting
Industrial | Ind ¦ Fan System Optimization | 2030 | Achievable | MW | After Competition Groups | 10.4692 | 0 | 0 | 310.4698 | 0.03372 | 11 | Industrial_2030_Achievable_MW_After Competition Groups_11 | Fan System Optimization | 3.372% | 0 | 10.4692 | Industrial_2030_Achievable_MW_After Competition Groups_Fan System Optimization
Industrial | Ind ¦ Process Optimization (Elec) | 2030 | Economic | MW | After Competition Groups | 20.1967 | 0 | 0 | 732.1247 | 0.027586 | 11 | Industrial_2030_Economic_MW_After Competition Groups_11 | Process Optimization (Elec) | 2.759% | 0 | 20.1967 | Industrial_2030_Economic_MW_After Competition Groups_Process Optimization (Elec)
Industrial | Ind ¦ Fan System Optimization | 2030 | Economic | MW | After Competition Groups | 19.1804 | 0 | 0 | 732.1247 | 0.026198 | 12 | Industrial_2030_Economic_MW_After Competition Groups_12 | Fan System Optimization | 2.62% | 0 | 19.1804 | Industrial_2030_Economic_MW_After Competition Groups_Fan System Optimization
Industrial | Ind ¦ Improved Controls - Process Cooling | 2030 | Achievable | MW | After Competition Groups | 7.94 | 0 | 0 | 310.4698 | 0.025574 | 12 | Industrial_2030_Achievable_MW_After Competition Groups_12 | Improved Controls - Process Cooling | 2.557% | 0 | 7.94 | Industrial_2030_Achievable_MW_After Competition Groups_Improved Controls - Process Cooling
Industrial | Ind ¦ Process Optimization (Elec) | 2030 | Technical | MW | After Competition Groups | 20.1967 | 0 | 0 | 809.8173 | 0.02494 | 11 | Industrial_2030_Technical_MW_After Competition Groups_11 | Process Optimization (Elec) | 2.494% | 0 | 20.1967 | Industrial_2030_Technical_MW_After Competition Groups_Process Optimization (Elec)
Industrial | Ind ¦ Fan System Optimization | 2030 | Technical | MW | After Competition Groups | 19.1804 | 0 | 0 | 809.8173 | 0.023685 | 12 | Industrial_2030_Technical_MW_After Competition Groups_12 | Fan System Optimization | 2.368% | 0 | 19.1804 | Industrial_2030_Technical_MW_After Competition Groups_Fan System Optimization
Industrial | Ind ¦ Premium Efficient Motors | 2030 | Technical | MW | After Competition Groups | 18.441 | 0 | 0 | 809.8173 | 0.022772 | 13 | Industrial_2030_Technical_MW_After Competition Groups_13 | Premium Efficient Motors | 2.277% | 0 | 18.441 | Industrial_2030_Technical_MW_After Competition Groups_Premium Efficient Motors
Industrial | Ind ¦ Improved Controls - Process Cooling | 2030 | Economic | MW | After Competition Groups | 15.5738 | 0 | 0 | 732.1247 | 0.021272 | 13 | Industrial_2030_Economic_MW_After Competition Groups_13 | Improved Controls - Process Cooling | 2.127% | 0 | 15.5738 | Industrial_2030_Economic_MW_After Competition Groups_Improved Controls - Process Cooling
Industrial | Ind ¦ Improved Controls - Process Cooling | 2030 | Technical | MW | After Competition Groups | 15.5738 | 0 | 0 | 809.8173 | 0.019231 | 14 | Industrial_2030_Technical_MW_After Competition Groups_14 | Improved Controls - Process Cooling | 1.923% | 0 | 15.5738 | Industrial_2030_Technical_MW_After Competition Groups_Improved Controls - Process Cooling
Industrial | Ind ¦ Material Handling Improvements | 2030 | Achievable | MW | After Competition Groups | 3.6339 | 0 | 0 | 310.4698 | 0.011705 | 13 | Industrial_2030_Achievable_MW_After Competition Groups_13 | Material Handling Improvements | 1.17% | 0 | 3.6339 | Industrial_2030_Achievable_MW_After Competition Groups_Material Handling Improvements
Industrial | Ind ¦ Pulp and Paper Process Improvements | 2030 | Achievable | MW | After Competition Groups | 3.5883 | 0 | 0 | 310.4698 | 0.011557 | 14 | Industrial_2030_Achievable_MW_After Competition Groups_14 | Pulp and Paper Process Improvements | 1.156% | 0 | 3.5883 | Industrial_2030_Achievable_MW_After Competition Groups_Pulp and Paper Process Improvements
Industrial | Ind ¦ Ventilation Optimization | 2030 | Technical | MW | After Competition Groups | 8.6423 | 0 | 0 | 809.8173 | 0.010672 | 15 | Industrial_2030_Technical_MW_After Competition Groups_15 | Ventilation Optimization | 1.067% | 0 | 8.6423 | Industrial_2030_Technical_MW_After Competition Groups_Ventilation Optimization
Industrial | Ind ¦ HVLS Fans | 2030 | Technical | MW | After Competition Groups | 8.4761 | 0 | 0 | 809.8173 | 0.010467 | 16 | Industrial_2030_Technical_MW_After Competition Groups_16 | HVLS Fans | 1.047% | 0 | 8.4761 | Industrial_2030_Technical_MW_After Competition Groups_HVLS Fans
Industrial | Ind ¦ Pulp and Paper Process Improvements | 2030 | Economic | MW | After Competition Groups | 7.551 | 0 | 0 | 732.1247 | 0.010314 | 14 | Industrial_2030_Economic_MW_After Competition Groups_14 | Pulp and Paper Process Improvements | 1.031% | 0 | 7.551 | Industrial_2030_Economic_MW_After Competition Groups_Pulp and Paper Process Improvements
Industrial | Ind ¦ HE HVAC Controls | 2030 | Technical | MW | After Competition Groups | 8.2998 | 0 | 0 | 809.8173 | 0.010249 | 17 | Industrial_2030_Technical_MW_After Competition Groups_17 | HE HVAC Controls | 1.025% | 0 | 8.2998 | Industrial_2030_Technical_MW_After Competition Groups_HE HVAC Controls
Industrial | Ind ¦ Efficient Irrigation | 2030 | Economic | MW | After Competition Groups | 7.065 | 0 | 0 | 732.1247 | 0.00965 | 15 | Industrial_2030_Economic_MW_After Competition Groups_15 | Efficient Irrigation | 0.965% | 0 | 7.065 | Industrial_2030_Economic_MW_After Competition Groups_Efficient Irrigation
Industrial | Ind ¦ Pulp and Paper Process Improvements | 2030 | Technical | MW | After Competition Groups | 7.551 | 0 | 0 | 809.8173 | 0.0093243 | 18 | Industrial_2030_Technical_MW_After Competition Groups_18 | Pulp and Paper Process Improvements | 0.9324% | 0 | 7.551 | Industrial_2030_Technical_MW_After Competition Groups_Pulp and Paper Process Improvements
Industrial | Ind ¦ Free Cooling | 2030 | Economic | MW | After Competition Groups | 6.8245 | 0 | 0 | 732.1247 | 0.0093215 | 16 | Industrial_2030_Economic_MW_After Competition Groups_16 | Free Cooling | 0.9321% | 0 | 6.8245 | Industrial_2030_Economic_MW_After Competition Groups_Free Cooling
Industrial | Ind ¦ Material Handling Improvements | 2030 | Economic | MW | After Competition Groups | 6.6124 | 0 | 0 | 732.1247 | 0.0090318 | 17 | Industrial_2030_Economic_MW_After Competition Groups_17 | Material Handling Improvements | 0.9032% | 0 | 6.6124 | Industrial_2030_Economic_MW_After Competition Groups_Material Handling Improvements
Industrial | Ind ¦ Efficient Irrigation | 2030 | Technical | MW | After Competition Groups | 7.065 | 0 | 0 | 809.8173 | 0.0087242 | 19 | Industrial_2030_Technical_MW_After Competition Groups_19 | Efficient Irrigation | 0.8724% | 0 | 7.065 | Industrial_2030_Technical_MW_After Competition Groups_Efficient Irrigation
Industrial | Ind ¦ HE HVAC Units | 2030 | Technical | MW | After Competition Groups | 6.961 | 0 | 0 | 809.8173 | 0.0085957 | 20 | Industrial_2030_Technical_MW_After Competition Groups_20 | HE HVAC Units | 0.8596% | 0 | 6.961 | Industrial_2030_Technical_MW_After Competition Groups_HE HVAC Units
Industrial | Ind ¦ Free Cooling | 2030 | Technical | MW | After Competition Groups | 6.8245 | 0 | 0 | 809.8173 | 0.0084272 | 21 | Industrial_2030_Technical_MW_After Competition Groups_21 | Free Cooling | 0.8427% | 0 | 6.8245 | Industrial_2030_Technical_MW_After Competition Groups_Free Cooling
Industrial | Ind ¦ Material Handling Improvements | 2030 | Technical | MW | After Competition Groups | 6.6124 | 0 | 0 | 809.8173 | 0.0081653 | 22 | Industrial_2030_Technical_MW_After Competition Groups_22 | Material Handling Improvements | 0.8165% | 0 | 6.6124 | Industrial_2030_Technical_MW_After Competition Groups_Material Handling Improvements
Industrial | Ind ¦ Refiner Plate Improvements | 2030 | Economic | MW | After Competition Groups | 5.5249 | 0 | 0 | 732.1247 | 0.0075464 | 18 | Industrial_2030_Economic_MW_After Competition Groups_18 | Refiner Plate Improvements | 0.7546% | 0 | 5.5249 | Industrial_2030_Economic_MW_After Competition Groups_Refiner Plate Improvements
Industrial | Ind ¦ Refiner Plate Improvements | 2030 | Technical | MW | After Competition Groups | 5.5249 | 0 | 0 | 809.8173 | 0.0068224 | 23 | Industrial_2030_Technical_MW_After Competition Groups_23 | Refiner Plate Improvements | 0.6822% | 0 | 5.5249 | Industrial_2030_Technical_MW_After Competition Groups_Refiner Plate Improvements
Industrial | Ind ¦ Refiner Plate Improvements | 2030 | Achievable | MW | After Competition Groups | 2.1142 | 0 | 0 | 310.4698 | 0.0068095 | 15 | Industrial_2030_Achievable_MW_After Competition Groups_15 | Refiner Plate Improvements | 0.681% | 0 | 2.1142 | Industrial_2030_Achievable_MW_After Competition Groups_Refiner Plate Improvements
Industrial | Ind ¦ Chiller Optimization | 2030 | Technical | MW | After Competition Groups | 5.3496 | 0 | 0 | 809.8173 | 0.0066059 | 24 | Industrial_2030_Technical_MW_After Competition Groups_24 | Chiller Optimization | 0.6606% | 0 | 5.3496 | Industrial_2030_Technical_MW_After Competition Groups_Chiller Optimization
Industrial | Ind ¦ VAV Conversion Project | 2030 | Achievable | MW | After Competition Groups | 2.002 | 0 | 0 | 310.4698 | 0.0064482 | 16 | Industrial_2030_Achievable_MW_After Competition Groups_16 | VAV Conversion Project | 0.6448% | 0 | 2.002 | Industrial_2030_Achievable_MW_After Competition Groups_VAV Conversion Project
Industrial | Ind ¦ Cold Storage Retrofit | 2030 | Technical | MW | After Competition Groups | 4.8591 | 0 | 0 | 809.8173 | 0.0060002 | 25 | Industrial_2030_Technical_MW_After Competition Groups_25 | Cold Storage Retrofit | 0.6% | 0 | 4.8591 | Industrial_2030_Technical_MW_After Competition Groups_Cold Storage Retrofit
Industrial | Ind ¦ Ventilation Optimization | 2030 | Achievable | MW | After Competition Groups | 1.7839 | 0 | 0 | 310.4698 | 0.0057459 | 17 | Industrial_2030_Achievable_MW_After Competition Groups_17 | Ventilation Optimization | 0.5746% | 0 | 1.7839 | Industrial_2030_Achievable_MW_After Competition Groups_Ventilation Optimization
Industrial | Ind ¦ Process Optimization (Elec) | 2030 | Achievable | MW | After Competition Groups | 1.7766 | 0 | 0 | 310.4698 | 0.0057224 | 18 | Industrial_2030_Achievable_MW_After Competition Groups_18 | Process Optimization (Elec) | 0.5722% | 0 | 1.7766 | Industrial_2030_Achievable_MW_After Competition Groups_Process Optimization (Elec)
Industrial | Ind ¦ VAV Conversion Project | 2030 | Economic | MW | After Competition Groups | 3.865 | 0 | 0 | 732.1247 | 0.0052792 | 19 | Industrial_2030_Economic_MW_After Competition Groups_19 | VAV Conversion Project | 0.5279% | 0 | 3.865 | Industrial_2030_Economic_MW_After Competition Groups_VAV Conversion Project
Industrial | Ind ¦ Cooling Tower Optimization | 2030 | Technical | MW | After Competition Groups | 4.0569 | 0 | 0 | 809.8173 | 0.0050096 | 26 | Industrial_2030_Technical_MW_After Competition Groups_26 | Cooling Tower Optimization | 0.501% | 0 | 4.0569 | Industrial_2030_Technical_MW_After Competition Groups_Cooling Tower Optimization
Industrial | Ind ¦ Efficient Irrigation | 2030 | Achievable | MW | After Competition Groups | 1.4961 | 0 | 0 | 310.4698 | 0.0048188 | 19 | Industrial_2030_Achievable_MW_After Competition Groups_19 | Efficient Irrigation | 0.4819% | 0 | 1.4961 | Industrial_2030_Achievable_MW_After Competition Groups_Efficient Irrigation
Industrial | Ind ¦ VAV Conversion Project | 2030 | Technical | MW | After Competition Groups | 3.865 | 0 | 0 | 809.8173 | 0.0047727 | 27 | Industrial_2030_Technical_MW_After Competition Groups_27 | VAV Conversion Project | 0.4773% | 0 | 3.865 | Industrial_2030_Technical_MW_After Competition Groups_VAV Conversion Project
Industrial | Ind ¦ Ventilation Optimization | 2030 | Economic | MW | After Competition Groups | 2.9214 | 0 | 0 | 732.1247 | 0.0039904 | 20 | Industrial_2030_Economic_MW_After Competition Groups_20 | Ventilation Optimization | 0.399% | 0 | 2.9214 | Industrial_2030_Economic_MW_After Competition Groups_Ventilation Optimization
Industrial | Ind ¦ Process Heat Recovery | 2030 | Achievable | MW | After Competition Groups | 1.2207 | 0 | 0 | 310.4698 | 0.0039319 | 20 | Industrial_2030_Achievable_MW_After Competition Groups_20 | Process Heat Recovery | 0.3932% | 0 | 1.2207 | Industrial_2030_Achievable_MW_After Competition Groups_Process Heat Recovery
Industrial | Ind ¦ High Efficiency Battery Charger | 2030 | Achievable | MW | After Competition Groups | 1.2206 | 0 | 0 | 310.4698 | 0.0039314 | 21 | Industrial_2030_Achievable_MW_After Competition Groups_21 | High Efficiency Battery Charger | 0.3931% | 0 | 1.2206 | Industrial_2030_Achievable_MW_After Competition Groups_High Efficiency Battery Charger
Industrial | Ind ¦ High Efficiency Battery Charger | 2030 | Economic | MW | After Competition Groups | 2.5845 | 0 | 0 | 732.1247 | 0.0035301 | 21 | Industrial_2030_Economic_MW_After Competition Groups_21 | High Efficiency Battery Charger | 0.353% | 0 | 2.5845 | Industrial_2030_Economic_MW_After Competition Groups_High Efficiency Battery Charger
Industrial | Ind ¦ Process Heat Recovery | 2030 | Economic | MW | After Competition Groups | 2.4663 | 0 | 0 | 732.1247 | 0.0033687 | 22 | Industrial_2030_Economic_MW_After Competition Groups_22 | Process Heat Recovery | 0.3369% | 0 | 2.4663 | Industrial_2030_Economic_MW_After Competition Groups_Process Heat Recovery
Industrial | Ind ¦ Process Improvements | 2030 | Achievable | MW | After Competition Groups | 1.0168 | 0 | 0 | 310.4698 | 0.0032751 | 22 | Industrial_2030_Achievable_MW_After Competition Groups_22 | Process Improvements | 0.3275% | 0 | 1.0168 | Industrial_2030_Achievable_MW_After Competition Groups_Process Improvements
Industrial | Ind ¦ High Efficiency Battery Charger | 2030 | Technical | MW | After Competition Groups | 2.5845 | 0 | 0 | 809.8173 | 0.0031915 | 28 | Industrial_2030_Technical_MW_After Competition Groups_28 | High Efficiency Battery Charger | 0.3191% | 0 | 2.5845 | Industrial_2030_Technical_MW_After Competition Groups_High Efficiency Battery Charger
Industrial | Ind ¦ Synchronous Belts | 2030 | Technical | MW | After Competition Groups | 2.5292 | 0 | 0 | 809.8173 | 0.0031232 | 29 | Industrial_2030_Technical_MW_After Competition Groups_29 | Synchronous Belts | 0.3123% | 0 | 2.5292 | Industrial_2030_Technical_MW_After Competition Groups_Synchronous Belts
Industrial | Ind ¦ Process Heat Recovery | 2030 | Technical | MW | After Competition Groups | 2.4663 | 0 | 0 | 809.8173 | 0.0030456 | 30 | Industrial_2030_Technical_MW_After Competition Groups_30 | Process Heat Recovery | 0.3046% | 0 | 2.4663 | Industrial_2030_Technical_MW_After Competition Groups_Process Heat Recovery
Industrial | Ind ¦ Process Improvements | 2030 | Economic | MW | After Competition Groups | 1.9995 | 0 | 0 | 732.1247 | 0.0027311 | 23 | Industrial_2030_Economic_MW_After Competition Groups_23 | Process Improvements | 0.2731% | 0 | 1.9995 | Industrial_2030_Economic_MW_After Competition Groups_Process Improvements
Industrial | Ind ¦ Refrigeration Compressor VFD | 2030 | Achievable | MW | After Competition Groups | 0.80031 | 0 | 0 | 310.4698 | 0.0025777 | 23 | Industrial_2030_Achievable_MW_After Competition Groups_23 | Refrigeration Compressor VFD | 0.2578% | 0 | 0.80031 | Industrial_2030_Achievable_MW_After Competition Groups_Refrigeration Compressor VFD
Industrial | Ind ¦ Process Improvements | 2030 | Technical | MW | After Competition Groups | 1.9995 | 0 | 0 | 809.8173 | 0.0024691 | 31 | Industrial_2030_Technical_MW_After Competition Groups_31 | Process Improvements | 0.2469% | 0 | 1.9995 | Industrial_2030_Technical_MW_After Competition Groups_Process Improvements
Industrial | Ind ¦ Dairy Pre-Cooler | 2030 | Technical | MW | After Competition Groups | 1.8953 | 0 | 0 | 809.8173 | 0.0023405 | 32 | Industrial_2030_Technical_MW_After Competition Groups_32 | Dairy Pre-Cooler | 0.234% | 0 | 1.8953 | Industrial_2030_Technical_MW_After Competition Groups_Dairy Pre-Cooler
Industrial | Ind ¦ Refrigeration Compressor VFD | 2030 | Economic | MW | After Competition Groups | 1.6639 | 0 | 0 | 732.1247 | 0.0022727 | 24 | Industrial_2030_Economic_MW_After Competition Groups_24 | Refrigeration Compressor VFD | 0.2273% | 0 | 1.6639 | Industrial_2030_Economic_MW_After Competition Groups_Refrigeration Compressor VFD
Industrial | Ind ¦ Improved Controls - Process Heating | 2030 | Achievable | MW | After Competition Groups | 0.64698 | 0 | 0 | 310.4698 | 0.0020839 | 24 | Industrial_2030_Achievable_MW_After Competition Groups_24 | Improved Controls - Process Heating | 0.2084% | 0 | 0.64698 | Industrial_2030_Achievable_MW_After Competition Groups_Improved Controls - Process Heating
Industrial | Ind ¦ Refrigeration Compressor VFD | 2030 | Technical | MW | After Competition Groups | 1.6639 | 0 | 0 | 809.8173 | 0.0020547 | 33 | Industrial_2030_Technical_MW_After Competition Groups_33 | Refrigeration Compressor VFD | 0.2055% | 0 | 1.6639 | Industrial_2030_Technical_MW_After Competition Groups_Refrigeration Compressor VFD
Industrial | Ind ¦ Dairy Pre-Cooler | 2030 | Achievable | MW | After Competition Groups | 0.59749 | 0 | 0 | 310.4698 | 0.0019245 | 25 | Industrial_2030_Achievable_MW_After Competition Groups_25 | Dairy Pre-Cooler | 0.1924% | 0 | 0.59749 | Industrial_2030_Achievable_MW_After Competition Groups_Dairy Pre-Cooler
Industrial | Ind ¦ Improved Controls - Process Heating | 2030 | Economic | MW | After Competition Groups | 1.2563 | 0 | 0 | 732.1247 | 0.0017159 | 25 | Industrial_2030_Economic_MW_After Competition Groups_25 | Improved Controls - Process Heating | 0.1716% | 0 | 1.2563 | Industrial_2030_Economic_MW_After Competition Groups_Improved Controls - Process Heating
Industrial | Ind ¦ Efficient Transformer | 2030 | Technical | MW | After Competition Groups | 1.2966 | 0 | 0 | 809.8173 | 0.0016011 | 34 | Industrial_2030_Technical_MW_After Competition Groups_34 | Efficient Transformer | 0.1601% | 0 | 1.2966 | Industrial_2030_Technical_MW_After Competition Groups_Efficient Transformer
Industrial | Ind ¦ Improved Controls - Process Heating | 2030 | Technical | MW | After Competition Groups | 1.2563 | 0 | 0 | 809.8173 | 0.0015513 | 35 | Industrial_2030_Technical_MW_After Competition Groups_35 | Improved Controls - Process Heating | 0.1551% | 0 | 1.2563 | Industrial_2030_Technical_MW_After Competition Groups_Improved Controls - Process Heating
Industrial | Ind ¦ High Efficiency Welders | 2030 | Technical | MW | After Competition Groups | 1.201 | 0 | 0 | 809.8173 | 0.001483 | 36 | Industrial_2030_Technical_MW_After Competition Groups_36 | High Efficiency Welders | 0.1483% | 0 | 1.201 | Industrial_2030_Technical_MW_After Competition Groups_High Efficiency Welders
Industrial | Ind ¦ Dairy Pre-Cooler | 2030 | Economic | MW | After Competition Groups | 1.0791 | 0 | 0 | 732.1247 | 0.001474 | 26 | Industrial_2030_Economic_MW_After Competition Groups_26 | Dairy Pre-Cooler | 0.1474% | 0 | 1.0791 | Industrial_2030_Economic_MW_After Competition Groups_Dairy Pre-Cooler
Industrial | Ind ¦ Engine Block Heater Timer | 2030 | Achievable | MW | After Competition Groups | 0.39736 | 0 | 0 | 310.4698 | 0.0012799 | 26 | Industrial_2030_Achievable_MW_After Competition Groups_26 | Engine Block Heater Timer | 0.128% | 0 | 0.39736 | Industrial_2030_Achievable_MW_After Competition Groups_Engine Block Heater Timer
Industrial | Ind ¦ Engine Block Heater Timer | 2030 | Economic | MW | After Competition Groups | 0.7878 | 0 | 0 | 732.1247 | 0.001076 | 27 | Industrial_2030_Economic_MW_After Competition Groups_27 | Engine Block Heater Timer | 0.1076% | 0 | 0.7878 | Industrial_2030_Economic_MW_After Competition Groups_Engine Block Heater Timer
Industrial | Ind ¦ Free Cooling | 2030 | Achievable | MW | After Competition Groups | 0.3143 | 0 | 0 | 310.4698 | 0.0010123 | 27 | Industrial_2030_Achievable_MW_After Competition Groups_27 | Free Cooling | 0.1012% | 0 | 0.3143 | Industrial_2030_Achievable_MW_After Competition Groups_Free Cooling
Industrial | Ind ¦ Engine Block Heater Timer | 2030 | Technical | MW | After Competition Groups | 0.7878 | 0 | 0 | 809.8173 | 0.00097281 | 37 | Industrial_2030_Technical_MW_After Competition Groups_37 | Engine Block Heater Timer | 0.09728% | 0 | 0.7878 | Industrial_2030_Technical_MW_After Competition Groups_Engine Block Heater Timer
Industrial | Ind ¦ Efficient Refrigeration Compressor | 2030 | Achievable | MW | After Competition Groups | 0.26064 | 0 | 0 | 310.4698 | 0.00083951 | 28 | Industrial_2030_Achievable_MW_After Competition Groups_28 | Efficient Refrigeration Compressor | 0.08395% | 0 | 0.26064 | Industrial_2030_Achievable_MW_After Competition Groups_Efficient Refrigeration Compressor
Industrial | Ind ¦ Air Compressor Heat Recovery | 2030 | Achievable | MW | After Competition Groups | 0.16738 | 0 | 0 | 310.4698 | 0.00053912 | 29 | Industrial_2030_Achievable_MW_After Competition Groups_29 | Air Compressor Heat Recovery | 0.05391% | 0 | 0.16738 | Industrial_2030_Achievable_MW_After Competition Groups_Air Compressor Heat Recovery
Industrial | Ind ¦ Efficient Refrigeration Compressor | 2030 | Economic | MW | After Competition Groups | 0.37889 | 0 | 0 | 732.1247 | 0.00051752 | 28 | Industrial_2030_Economic_MW_After Competition Groups_28 | Efficient Refrigeration Compressor | 0.05175% | 0 | 0.37889 | Industrial_2030_Economic_MW_After Competition Groups_Efficient Refrigeration Compressor
Industrial | Ind ¦ Heat Lamps/Heat Pad | 2030 | Technical | MW | After Competition Groups | 0.38822 | 0 | 0 | 809.8173 | 0.00047939 | 38 | Industrial_2030_Technical_MW_After Competition Groups_38 | Heat Lamps/Heat Pad | 0.04794% | 0 | 0.38822 | Industrial_2030_Technical_MW_After Competition Groups_Heat Lamps/Heat Pad
Industrial | Ind ¦ Efficient Refrigeration Compressor | 2030 | Technical | MW | After Competition Groups | 0.37889 | 0 | 0 | 809.8173 | 0.00046787 | 39 | Industrial_2030_Technical_MW_After Competition Groups_39 | Efficient Refrigeration Compressor | 0.04679% | 0 | 0.37889 | Industrial_2030_Technical_MW_After Competition Groups_Efficient Refrigeration Compressor
Industrial | Ind ¦ Air Compressor Heat Recovery | 2030 | Economic | MW | After Competition Groups | 0.33152 | 0 | 0 | 732.1247 | 0.00045282 | 29 | Industrial_2030_Economic_MW_After Competition Groups_29 | Air Compressor Heat Recovery | 0.04528% | 0 | 0.33152 | Industrial_2030_Economic_MW_After Competition Groups_Air Compressor Heat Recovery
Industrial | Ind ¦ Air Compressor Heat Recovery | 2030 | Technical | MW | After Competition Groups | 0.33152 | 0 | 0 | 809.8173 | 0.00040937 | 40 | Industrial_2030_Technical_MW_After Competition Groups_40 | Air Compressor Heat Recovery | 0.04094% | 0 | 0.33152 | Industrial_2030_Technical_MW_After Competition Groups_Air Compressor Heat Recovery
Industrial | Ind ¦ Creep Heat Controller | 2030 | Technical | MW | After Competition Groups | 0.29141 | 0 | 0 | 809.8173 | 0.00035985 | 41 | Industrial_2030_Technical_MW_After Competition Groups_41 | Creep Heat Controller | 0.03599% | 0 | 0.29141 | Industrial_2030_Technical_MW_After Competition Groups_Creep Heat Controller
Industrial | Ind ¦ Optimize Compressed Air Dryer | 2030 | Technical | MW | After Competition Groups | 0.23957 | 0 | 0 | 809.8173 | 0.00029583 | 42 | Industrial_2030_Technical_MW_After Competition Groups_42 | Optimize Compressed Air Dryer | 0.02958% | 0 | 0.23957 | Industrial_2030_Technical_MW_After Competition Groups_Optimize Compressed Air Dryer
Industrial | Ind ¦ Cooling Tower Optimization | 2030 | Achievable | MW | After Competition Groups | 0 | 0 | 0 | 310.4698 | 0 | 30 | Industrial_2030_Achievable_MW_After Competition Groups_30 | Cooling Tower Optimization | 0% | 0 | 0 | Industrial_2030_Achievable_MW_After Competition Groups_Cooling Tower Optimization
Industrial | Ind ¦ Cooling Tower Optimization | 2030 | Economic | MW | After Competition Groups | 0 | 0 | 0 | 732.1247 | 0 | 30 | Industrial_2030_Economic_MW_After Competition Groups_30 | Cooling Tower Optimization | 0% | 0 | 0 | Industrial_2030_Economic_MW_After Competition Groups_Cooling Tower Optimization
Industrial | Ind ¦ Creep Heat Controller | 2030 | Achievable | MW | After Competition Groups | 0 | 0 | 0 | 310.4698 | 0 | 31 | Industrial_2030_Achievable_MW_After Competition Groups_31 | Creep Heat Controller | 0% | 0 | 0 | Industrial_2030_Achievable_MW_After Competition Groups_Creep Heat Controller
Industrial | Ind ¦ Creep Heat Controller | 2030 | Economic | MW | After Competition Groups | 0 | 0 | 0 | 732.1247 | 0 | 31 | Industrial_2030_Economic_MW_After Competition Groups_31 | Creep Heat Controller | 0% | 0 | 0 | Industrial_2030_Economic_MW_After Competition Groups_Creep Heat Controller
Industrial | Ind ¦ Efficient Transformer | 2030 | Achievable | MW | After Competition Groups | 0 | 0 | 0 | 310.4698 | 0 | 32 | Industrial_2030_Achievable_MW_After Competition Groups_32 | Efficient Transformer | 0% | 0 | 0 | Industrial_2030_Achievable_MW_After Competition Groups_Efficient Transformer
Industrial | Ind ¦ Efficient Transformer | 2030 | Economic | MW | After Competition Groups | 0 | 0 | 0 | 732.1247 | 0 | 32 | Industrial_2030_Economic_MW_After Competition Groups_32 | Efficient Transformer | 0% | 0 | 0 | Industrial_2030_Economic_MW_After Competition Groups_Efficient Transformer
Industrial | Ind ¦ Heat Lamps/Heat Pad | 2030 | Achievable | MW | After Competition Groups | 0 | 0 | 0 | 310.4698 | 0 | 33 | Industrial_2030_Achievable_MW_After Competition Groups_33 | Heat Lamps/Heat Pad | 0% | 0 | 0 | Industrial_2030_Achievable_MW_After Competition Groups_Heat Lamps/Heat Pad
Industrial | Ind ¦ Heat Lamps/Heat Pad | 2030 | Economic | MW | After Competition Groups | 0 | 0 | 0 | 732.1247 | 0 | 33 | Industrial_2030_Economic_MW_After Competition Groups_33 | Heat Lamps/Heat Pad | 0% | 0 | 0 | Industrial_2030_Economic_MW_After Competition Groups_Heat Lamps/Heat Pad
Industrial | Ind ¦ High Efficiency Welders | 2030 | Achievable | MW | After Competition Groups | 0 | 0 | 0 | 310.4698 | 0 | 34 | Industrial_2030_Achievable_MW_After Competition Groups_34 | High Efficiency Welders | 0% | 0 | 0 | Industrial_2030_Achievable_MW_After Competition Groups_High Efficiency Welders
Industrial | Ind ¦ High Efficiency Welders | 2030 | Economic | MW | After Competition Groups | 0 | 0 | 0 | 732.1247 | 0 | 34 | Industrial_2030_Economic_MW_After Competition Groups_34 | High Efficiency Welders | 0% | 0 | 0 | Industrial_2030_Economic_MW_After Competition Groups_High Efficiency Welders
Industrial | Ind ¦ HVLS Fans | 2030 | Achievable | MW | After Competition Groups | 0 | 0 | 0 | 310.4698 | 0 | 35 | Industrial_2030_Achievable_MW_After Competition Groups_35 | HVLS Fans | 0% | 0 | 0 | Industrial_2030_Achievable_MW_After Competition Groups_HVLS Fans
Industrial | Ind ¦ HVLS Fans | 2030 | Economic | MW | After Competition Groups | 0 | 0 | 0 | 732.1247 | 0 | 35 | Industrial_2030_Economic_MW_After Competition Groups_35 | HVLS Fans | 0% | 0 | 0 | Industrial_2030_Economic_MW_After Competition Groups_HVLS Fans
Industrial | Ind ¦ Optimize Compressed Air Dryer | 2030 | Achievable | MW | After Competition Groups | 0 | 0 | 0 | 310.4698 | 0 | 36 | Industrial_2030_Achievable_MW_After Competition Groups_36 | Optimize Compressed Air Dryer | 0% | 0 | 0 | Industrial_2030_Achievable_MW_After Competition Groups_Optimize Compressed Air Dryer
Industrial | Ind ¦ Optimize Compressed Air Dryer | 2030 | Economic | MW | After Competition Groups | 0 | 0 | 0 | 732.1247 | 0 | 36 | Industrial_2030_Economic_MW_After Competition Groups_36 | Optimize Compressed Air Dryer | 0% | 0 | 0 | Industrial_2030_Economic_MW_After Competition Groups_Optimize Compressed Air Dryer
Industrial | Ind ¦ Premium Efficient Motors | 2030 | Achievable | MW | After Competition Groups | 0 | 0 | 0 | 310.4698 | 0 | 37 | Industrial_2030_Achievable_MW_After Competition Groups_37 | Premium Efficient Motors | 0% | 0 | 0 | Industrial_2030_Achievable_MW_After Competition Groups_Premium Efficient Motors
Industrial | Ind ¦ Premium Efficient Motors | 2030 | Economic | MW | After Competition Groups | 0 | 0 | 0 | 732.1247 | 0 | 37 | Industrial_2030_Economic_MW_After Competition Groups_37 | Premium Efficient Motors | 0% | 0 | 0 | Industrial_2030_Economic_MW_After Competition Groups_Premium Efficient Motors
Industrial | Ind ¦ Synchronous Belts | 2030 | Achievable | MW | After Competition Groups | 0 | 0 | 0 | 310.4698 | 0 | 38 | Industrial_2030_Achievable_MW_After Competition Groups_38 | Synchronous Belts | 0% | 0 | 0 | Industrial_2030_Achievable_MW_After Competition Groups_Synchronous Belts
Industrial | Ind ¦ Synchronous Belts | 2030 | Economic | MW | After Competition Groups | 0 | 0 | 0 | 732.1247 | 0 | 38 | Industrial_2030_Economic_MW_After Competition Groups_38 | Synchronous Belts | 0% | 0 | 0 | Industrial_2030_Economic_MW_After Competition Groups_Synchronous Belts
Industrial | Ind ¦ Pump System Optimization | 2031 | Economic | MW | After Competition Groups | 112.1657 | 0 | 0 | 756.3291 | 0.1483 | 1 | Industrial_2031_Economic_MW_After Competition Groups_1 | Pump System Optimization | 14.83% | 0 | 112.1657 | Industrial_2031_Economic_MW_After Competition Groups_Pump System Optimization
Industrial | Ind ¦ Pump System Optimization | 2031 | Achievable | MW | After Competition Groups | 52.9845 | 0 | 0 | 363.8944 | 0.1456 | 1 | Industrial_2031_Achievable_MW_After Competition Groups_1 | Pump System Optimization | 14.56% | 0 | 52.9845 | Industrial_2031_Achievable_MW_After Competition Groups_Pump System Optimization
Industrial | Ind ¦ Pump System Optimization | 2031 | Technical | MW | After Competition Groups | 114.4366 | 0 | 0 | 829.878 | 0.1379 | 1 | Industrial_2031_Technical_MW_After Competition Groups_1 | Pump System Optimization | 13.79% | 0 | 114.4366 | Industrial_2031_Technical_MW_After Competition Groups_Pump System Optimization
Industrial | Ind ¦ HE Lighting | 2031 | Economic | MW | After Competition Groups | 85.0614 | 0 | 0 | 756.3291 | 0.11247 | 2 | Industrial_2031_Economic_MW_After Competition Groups_2 | HE Lighting | 11.25% | 0 | 85.0614 | Industrial_2031_Economic_MW_After Competition Groups_HE Lighting
Industrial | Ind ¦ Air Leak Survey and Repair | 2031 | Achievable | MW | After Competition Groups | 40.9167 | 0 | 0 | 363.8944 | 0.11244 | 2 | Industrial_2031_Achievable_MW_After Competition Groups_2 | Air Leak Survey and Repair | 11.24% | 0 | 40.9167 | Industrial_2031_Achievable_MW_After Competition Groups_Air Leak Survey and Repair
Industrial | Ind ¦ HE Lighting | 2031 | Technical | MW | After Competition Groups | 91.628 | 0 | 0 | 829.878 | 0.11041 | 2 | Industrial_2031_Technical_MW_After Competition Groups_2 | HE Lighting | 11.04% | 0 | 91.628 | Industrial_2031_Technical_MW_After Competition Groups_HE Lighting
Industrial | Ind ¦ Greenhouse Grow Lights | 2031 | Achievable | MW | After Competition Groups | 36.0256 | 0 | 0 | 363.8944 | 0.099 | 3 | Industrial_2031_Achievable_MW_After Competition Groups_3 | Greenhouse Grow Lights | 9.9% | 0 | 36.0256 | Industrial_2031_Achievable_MW_After Competition Groups_Greenhouse Grow Lights
Industrial | Ind ¦ Air Compressor Optimization | 2031 | Achievable | MW | After Competition Groups | 34.8044 | 0 | 0 | 363.8944 | 0.095644 | 4 | Industrial_2031_Achievable_MW_After Competition Groups_4 | Air Compressor Optimization | 9.564% | 0 | 34.8044 | Industrial_2031_Achievable_MW_After Competition Groups_Air Compressor Optimization
Industrial | Ind ¦ Air Leak Survey and Repair | 2031 | Economic | MW | After Competition Groups | 71.0314 | 0 | 0 | 756.3291 | 0.093916 | 3 | Industrial_2031_Economic_MW_After Competition Groups_3 | Air Leak Survey and Repair | 9.392% | 0 | 71.0314 | Industrial_2031_Economic_MW_After Competition Groups_Air Leak Survey and Repair
Industrial | Ind ¦ Greenhouse Grow Lights | 2031 | Economic | MW | After Competition Groups | 68.0542 | 0 | 0 | 756.3291 | 0.08998 | 4 | Industrial_2031_Economic_MW_After Competition Groups_4 | Greenhouse Grow Lights | 8.998% | 0 | 68.0542 | Industrial_2031_Economic_MW_After Competition Groups_Greenhouse Grow Lights
Industrial | Ind ¦ Recommissioning | 2031 | Achievable | MW | After Competition Groups | 31.7582 | 0 | 0 | 363.8944 | 0.087273 | 5 | Industrial_2031_Achievable_MW_After Competition Groups_5 | Recommissioning | 8.727% | 0 | 31.7582 | Industrial_2031_Achievable_MW_After Competition Groups_Recommissioning
Industrial | Ind ¦ SEM | 2031 | Achievable | MW | After Competition Groups | 31.7582 | 0 | 0 | 363.8944 | 0.087273 | 6 | Industrial_2031_Achievable_MW_After Competition Groups_6 | SEM | 8.727% | 0 | 31.7582 | Industrial_2031_Achievable_MW_After Competition Groups_SEM
Industrial | Ind ¦ Air Leak Survey and Repair | 2031 | Technical | MW | After Competition Groups | 71.0314 | 0 | 0 | 829.878 | 0.085593 | 3 | Industrial_2031_Technical_MW_After Competition Groups_3 | Air Leak Survey and Repair | 8.559% | 0 | 71.0314 | Industrial_2031_Technical_MW_After Competition Groups_Air Leak Survey and Repair
Industrial | Ind ¦ Greenhouse Grow Lights | 2031 | Technical | MW | After Competition Groups | 68.0542 | 0 | 0 | 829.878 | 0.082005 | 4 | Industrial_2031_Technical_MW_After Competition Groups_4 | Greenhouse Grow Lights | 8.201% | 0 | 68.0542 | Industrial_2031_Technical_MW_After Competition Groups_Greenhouse Grow Lights
Industrial | Ind ¦ Air Compressor Optimization | 2031 | Economic | MW | After Competition Groups | 57.4178 | 0 | 0 | 756.3291 | 0.075916 | 5 | Industrial_2031_Economic_MW_After Competition Groups_5 | Air Compressor Optimization | 7.592% | 0 | 57.4178 | Industrial_2031_Economic_MW_After Competition Groups_Air Compressor Optimization
Industrial | Ind ¦ Pump Equipment Upgrade | 2031 | Achievable | MW | After Competition Groups | 26.9944 | 0 | 0 | 363.8944 | 0.074182 | 7 | Industrial_2031_Achievable_MW_After Competition Groups_7 | Pump Equipment Upgrade | 7.418% | 0 | 26.9944 | Industrial_2031_Achievable_MW_After Competition Groups_Pump Equipment Upgrade
Industrial | Ind ¦ Recommissioning | 2031 | Economic | MW | After Competition Groups | 54.3905 | 0 | 0 | 756.3291 | 0.071914 | 6 | Industrial_2031_Economic_MW_After Competition Groups_6 | Recommissioning | 7.191% | 0 | 54.3905 | Industrial_2031_Economic_MW_After Competition Groups_Recommissioning
Industrial | Ind ¦ SEM | 2031 | Economic | MW | After Competition Groups | 54.3905 | 0 | 0 | 756.3291 | 0.071914 | 7 | Industrial_2031_Economic_MW_After Competition Groups_7 | SEM | 7.191% | 0 | 54.3905 | Industrial_2031_Economic_MW_After Competition Groups_SEM
Industrial | Ind ¦ Pump Equipment Upgrade | 2031 | Economic | MW | After Competition Groups | 53.4653 | 0 | 0 | 756.3291 | 0.070691 | 8 | Industrial_2031_Economic_MW_After Competition Groups_8 | Pump Equipment Upgrade | 7.069% | 0 | 53.4653 | Industrial_2031_Economic_MW_After Competition Groups_Pump Equipment Upgrade
Industrial | Ind ¦ Air Compressor Optimization | 2031 | Technical | MW | After Competition Groups | 57.4178 | 0 | 0 | 829.878 | 0.069188 | 5 | Industrial_2031_Technical_MW_After Competition Groups_5 | Air Compressor Optimization | 6.919% | 0 | 57.4178 | Industrial_2031_Technical_MW_After Competition Groups_Air Compressor Optimization
Industrial | Ind ¦ Efficient Compressed Air Nozzles | 2031 | Economic | MW | After Competition Groups | 49.818 | 0 | 0 | 756.3291 | 0.065868 | 9 | Industrial_2031_Economic_MW_After Competition Groups_9 | Efficient Compressed Air Nozzles | 6.587% | 0 | 49.818 | Industrial_2031_Economic_MW_After Competition Groups_Efficient Compressed Air Nozzles
Industrial | Ind ¦ Recommissioning | 2031 | Technical | MW | After Competition Groups | 54.3905 | 0 | 0 | 829.878 | 0.06554 | 6 | Industrial_2031_Technical_MW_After Competition Groups_6 | Recommissioning | 6.554% | 0 | 54.3905 | Industrial_2031_Technical_MW_After Competition Groups_Recommissioning
Industrial | Ind ¦ SEM | 2031 | Technical | MW | After Competition Groups | 54.3905 | 0 | 0 | 829.878 | 0.06554 | 7 | Industrial_2031_Technical_MW_After Competition Groups_7 | SEM | 6.554% | 0 | 54.3905 | Industrial_2031_Technical_MW_After Competition Groups_SEM
Industrial | Ind ¦ Pump Equipment Upgrade | 2031 | Technical | MW | After Competition Groups | 53.4653 | 0 | 0 | 829.878 | 0.064426 | 8 | Industrial_2031_Technical_MW_After Competition Groups_8 | Pump Equipment Upgrade | 6.443% | 0 | 53.4653 | Industrial_2031_Technical_MW_After Competition Groups_Pump Equipment Upgrade
Industrial | Ind ¦ Efficient Compressed Air Nozzles | 2031 | Achievable | MW | After Competition Groups | 22.2687 | 0 | 0 | 363.8944 | 0.061196 | 8 | Industrial_2031_Achievable_MW_After Competition Groups_8 | Efficient Compressed Air Nozzles | 6.12% | 0 | 22.2687 | Industrial_2031_Achievable_MW_After Competition Groups_Efficient Compressed Air Nozzles
Industrial | Ind ¦ Efficient Compressed Air Nozzles | 2031 | Technical | MW | After Competition Groups | 49.818 | 0 | 0 | 829.878 | 0.06003 | 9 | Industrial_2031_Technical_MW_After Competition Groups_9 | Efficient Compressed Air Nozzles | 6.003% | 0 | 49.818 | Industrial_2031_Technical_MW_After Competition Groups_Efficient Compressed Air Nozzles
Industrial | Ind ¦ High Efficiency HVAC Fans | 2031 | Achievable | MW | After Competition Groups | 20.2366 | 0 | 0 | 363.8944 | 0.055611 | 9 | Industrial_2031_Achievable_MW_After Competition Groups_9 | High Efficiency HVAC Fans | 5.561% | 0 | 20.2366 | Industrial_2031_Achievable_MW_After Competition Groups_High Efficiency HVAC Fans
Industrial | Ind ¦ HE Lighting | 2031 | Achievable | MW | After Competition Groups | 17.9072 | 0 | 0 | 363.8944 | 0.04921 | 10 | Industrial_2031_Achievable_MW_After Competition Groups_10 | HE Lighting | 4.921% | 0 | 17.9072 | Industrial_2031_Achievable_MW_After Competition Groups_HE Lighting
Industrial | Ind ¦ High Efficiency HVAC Fans | 2031 | Economic | MW | After Competition Groups | 36.4523 | 0 | 0 | 756.3291 | 0.048196 | 10 | Industrial_2031_Economic_MW_After Competition Groups_10 | High Efficiency HVAC Fans | 4.82% | 0 | 36.4523 | Industrial_2031_Economic_MW_After Competition Groups_High Efficiency HVAC Fans
Industrial | Ind ¦ High Efficiency HVAC Fans | 2031 | Technical | MW | After Competition Groups | 36.4523 | 0 | 0 | 829.878 | 0.043925 | 10 | Industrial_2031_Technical_MW_After Competition Groups_10 | High Efficiency HVAC Fans | 4.392% | 0 | 36.4523 | Industrial_2031_Technical_MW_After Competition Groups_High Efficiency HVAC Fans
Industrial | Ind ¦ Fan System Optimization | 2031 | Achievable | MW | After Competition Groups | 11.931 | 0 | 0 | 363.8944 | 0.032787 | 11 | Industrial_2031_Achievable_MW_After Competition Groups_11 | Fan System Optimization | 3.279% | 0 | 11.931 | Industrial_2031_Achievable_MW_After Competition Groups_Fan System Optimization
Industrial | Ind ¦ Process Optimization (Elec) | 2031 | Economic | MW | After Competition Groups | 20.0401 | 0 | 0 | 756.3291 | 0.026496 | 11 | Industrial_2031_Economic_MW_After Competition Groups_11 | Process Optimization (Elec) | 2.65% | 0 | 20.0401 | Industrial_2031_Economic_MW_After Competition Groups_Process Optimization (Elec)
Industrial | Ind ¦ Fan System Optimization | 2031 | Economic | MW | After Competition Groups | 19.6518 | 0 | 0 | 756.3291 | 0.025983 | 12 | Industrial_2031_Economic_MW_After Competition Groups_12 | Fan System Optimization | 2.598% | 0 | 19.6518 | Industrial_2031_Economic_MW_After Competition Groups_Fan System Optimization
Industrial | Ind ¦ Improved Controls - Process Cooling | 2031 | Achievable | MW | After Competition Groups | 9.0533 | 0 | 0 | 363.8944 | 0.024879 | 12 | Industrial_2031_Achievable_MW_After Competition Groups_12 | Improved Controls - Process Cooling | 2.488% | 0 | 9.0533 | Industrial_2031_Achievable_MW_After Competition Groups_Improved Controls - Process Cooling
Industrial | Ind ¦ Process Optimization (Elec) | 2031 | Technical | MW | After Competition Groups | 20.0401 | 0 | 0 | 829.878 | 0.024148 | 11 | Industrial_2031_Technical_MW_After Competition Groups_11 | Process Optimization (Elec) | 2.415% | 0 | 20.0401 | Industrial_2031_Technical_MW_After Competition Groups_Process Optimization (Elec)
Industrial | Ind ¦ Fan System Optimization | 2031 | Technical | MW | After Competition Groups | 19.6518 | 0 | 0 | 829.878 | 0.02368 | 12 | Industrial_2031_Technical_MW_After Competition Groups_12 | Fan System Optimization | 2.368% | 0 | 19.6518 | Industrial_2031_Technical_MW_After Competition Groups_Fan System Optimization
Industrial | Ind ¦ Premium Efficient Motors | 2031 | Technical | MW | After Competition Groups | 18.3993 | 0 | 0 | 829.878 | 0.022171 | 13 | Industrial_2031_Technical_MW_After Competition Groups_13 | Premium Efficient Motors | 2.217% | 0 | 18.3993 | Industrial_2031_Technical_MW_After Competition Groups_Premium Efficient Motors
Industrial | Ind ¦ Improved Controls - Process Cooling | 2031 | Economic | MW | After Competition Groups | 15.4638 | 0 | 0 | 756.3291 | 0.020446 | 13 | Industrial_2031_Economic_MW_After Competition Groups_13 | Improved Controls - Process Cooling | 2.045% | 0 | 15.4638 | Industrial_2031_Economic_MW_After Competition Groups_Improved Controls - Process Cooling
Industrial | Ind ¦ Improved Controls - Process Cooling | 2031 | Technical | MW | After Competition Groups | 15.4638 | 0 | 0 | 829.878 | 0.018634 | 14 | Industrial_2031_Technical_MW_After Competition Groups_14 | Improved Controls - Process Cooling | 1.863% | 0 | 15.4638 | Industrial_2031_Technical_MW_After Competition Groups_Improved Controls - Process Cooling
Industrial | Ind ¦ Pulp and Paper Process Improvements | 2031 | Achievable | MW | After Competition Groups | 4.1175 | 0 | 0 | 363.8944 | 0.011315 | 13 | Industrial_2031_Achievable_MW_After Competition Groups_13 | Pulp and Paper Process Improvements | 1.132% | 0 | 4.1175 | Industrial_2031_Achievable_MW_After Competition Groups_Pulp and Paper Process Improvements
Industrial | Ind ¦ Material Handling Improvements | 2031 | Achievable | MW | After Competition Groups | 4.0764 | 0 | 0 | 363.8944 | 0.011202 | 14 | Industrial_2031_Achievable_MW_After Competition Groups_14 | Material Handling Improvements | 1.12% | 0 | 4.0764 | Industrial_2031_Achievable_MW_After Competition Groups_Material Handling Improvements
Industrial | Ind ¦ Ventilation Optimization | 2031 | Technical | MW | After Competition Groups | 8.9205 | 0 | 0 | 829.878 | 0.010749 | 15 | Industrial_2031_Technical_MW_After Competition Groups_15 | Ventilation Optimization | 1.075% | 0 | 8.9205 | Industrial_2031_Technical_MW_After Competition Groups_Ventilation Optimization
Industrial | Ind ¦ HVLS Fans | 2031 | Technical | MW | After Competition Groups | 8.8871 | 0 | 0 | 829.878 | 0.010709 | 16 | Industrial_2031_Technical_MW_After Competition Groups_16 | HVLS Fans | 1.071% | 0 | 8.8871 | Industrial_2031_Technical_MW_After Competition Groups_HVLS Fans
Industrial | Ind ¦ HE HVAC Controls | 2031 | Technical | MW | After Competition Groups | 8.2893 | 0 | 0 | 829.878 | 0.0099886 | 17 | Industrial_2031_Technical_MW_After Competition Groups_17 | HE HVAC Controls | 0.9989% | 0 | 8.2893 | Industrial_2031_Technical_MW_After Competition Groups_HE HVAC Controls
Industrial | Ind ¦ Pulp and Paper Process Improvements | 2031 | Economic | MW | After Competition Groups | 7.551 | 0 | 0 | 756.3291 | 0.0099837 | 14 | Industrial_2031_Economic_MW_After Competition Groups_14 | Pulp and Paper Process Improvements | 0.9984% | 0 | 7.551 | Industrial_2031_Economic_MW_After Competition Groups_Pulp and Paper Process Improvements
Industrial | Ind ¦ Efficient Irrigation | 2031 | Economic | MW | After Competition Groups | 7.5079 | 0 | 0 | 756.3291 | 0.0099268 | 15 | Industrial_2031_Economic_MW_After Competition Groups_15 | Efficient Irrigation | 0.9927% | 0 | 7.5079 | Industrial_2031_Economic_MW_After Competition Groups_Efficient Irrigation
Industrial | Ind ¦ Pulp and Paper Process Improvements | 2031 | Technical | MW | After Competition Groups | 7.551 | 0 | 0 | 829.878 | 0.0090989 | 18 | Industrial_2031_Technical_MW_After Competition Groups_18 | Pulp and Paper Process Improvements | 0.9099% | 0 | 7.551 | Industrial_2031_Technical_MW_After Competition Groups_Pulp and Paper Process Improvements
Industrial | Ind ¦ Efficient Irrigation | 2031 | Technical | MW | After Competition Groups | 7.5079 | 0 | 0 | 829.878 | 0.009047 | 19 | Industrial_2031_Technical_MW_After Competition Groups_19 | Efficient Irrigation | 0.9047% | 0 | 7.5079 | Industrial_2031_Technical_MW_After Competition Groups_Efficient Irrigation
Industrial | Ind ¦ Free Cooling | 2031 | Economic | MW | After Competition Groups | 6.8228 | 0 | 0 | 756.3291 | 0.009021 | 16 | Industrial_2031_Economic_MW_After Competition Groups_16 | Free Cooling | 0.9021% | 0 | 6.8228 | Industrial_2031_Economic_MW_After Competition Groups_Free Cooling
Industrial | Ind ¦ Material Handling Improvements | 2031 | Economic | MW | After Competition Groups | 6.7727 | 0 | 0 | 756.3291 | 0.0089547 | 17 | Industrial_2031_Economic_MW_After Competition Groups_17 | Material Handling Improvements | 0.8955% | 0 | 6.7727 | Industrial_2031_Economic_MW_After Competition Groups_Material Handling Improvements
Industrial | Ind ¦ HE HVAC Units | 2031 | Technical | MW | After Competition Groups | 7.1722 | 0 | 0 | 829.878 | 0.0086425 | 20 | Industrial_2031_Technical_MW_After Competition Groups_20 | HE HVAC Units | 0.8643% | 0 | 7.1722 | Industrial_2031_Technical_MW_After Competition Groups_HE HVAC Units
Industrial | Ind ¦ Free Cooling | 2031 | Technical | MW | After Competition Groups | 6.8228 | 0 | 0 | 829.878 | 0.0082215 | 21 | Industrial_2031_Technical_MW_After Competition Groups_21 | Free Cooling | 0.8221% | 0 | 6.8228 | Industrial_2031_Technical_MW_After Competition Groups_Free Cooling
Industrial | Ind ¦ Material Handling Improvements | 2031 | Technical | MW | After Competition Groups | 6.7727 | 0 | 0 | 829.878 | 0.0081611 | 22 | Industrial_2031_Technical_MW_After Competition Groups_22 | Material Handling Improvements | 0.8161% | 0 | 6.7727 | Industrial_2031_Technical_MW_After Competition Groups_Material Handling Improvements
Industrial | Ind ¦ Refiner Plate Improvements | 2031 | Economic | MW | After Competition Groups | 5.6869 | 0 | 0 | 756.3291 | 0.007519 | 18 | Industrial_2031_Economic_MW_After Competition Groups_18 | Refiner Plate Improvements | 0.7519% | 0 | 5.6869 | Industrial_2031_Economic_MW_After Competition Groups_Refiner Plate Improvements
Industrial | Ind ¦ Refiner Plate Improvements | 2031 | Technical | MW | After Competition Groups | 5.6869 | 0 | 0 | 829.878 | 0.0068526 | 23 | Industrial_2031_Technical_MW_After Competition Groups_23 | Refiner Plate Improvements | 0.6853% | 0 | 5.6869 | Industrial_2031_Technical_MW_After Competition Groups_Refiner Plate Improvements
Industrial | Ind ¦ Refiner Plate Improvements | 2031 | Achievable | MW | After Competition Groups | 2.4813 | 0 | 0 | 363.8944 | 0.0068187 | 15 | Industrial_2031_Achievable_MW_After Competition Groups_15 | Refiner Plate Improvements | 0.6819% | 0 | 2.4813 | Industrial_2031_Achievable_MW_After Competition Groups_Refiner Plate Improvements
Industrial | Ind ¦ Chiller Optimization | 2031 | Technical | MW | After Competition Groups | 5.3495 | 0 | 0 | 829.878 | 0.0064461 | 24 | Industrial_2031_Technical_MW_After Competition Groups_24 | Chiller Optimization | 0.6446% | 0 | 5.3495 | Industrial_2031_Technical_MW_After Competition Groups_Chiller Optimization
Industrial | Ind ¦ VAV Conversion Project | 2031 | Achievable | MW | After Competition Groups | 2.2751 | 0 | 0 | 363.8944 | 0.006252 | 16 | Industrial_2031_Achievable_MW_After Competition Groups_16 | VAV Conversion Project | 0.6252% | 0 | 2.2751 | Industrial_2031_Achievable_MW_After Competition Groups_VAV Conversion Project
Industrial | Ind ¦ Cold Storage Retrofit | 2031 | Technical | MW | After Competition Groups | 4.8584 | 0 | 0 | 829.878 | 0.0058543 | 25 | Industrial_2031_Technical_MW_After Competition Groups_25 | Cold Storage Retrofit | 0.5854% | 0 | 4.8584 | Industrial_2031_Technical_MW_After Competition Groups_Cold Storage Retrofit
Industrial | Ind ¦ Process Optimization (Elec) | 2031 | Achievable | MW | After Competition Groups | 2.0816 | 0 | 0 | 363.8944 | 0.0057205 | 17 | Industrial_2031_Achievable_MW_After Competition Groups_17 | Process Optimization (Elec) | 0.572% | 0 | 2.0816 | Industrial_2031_Achievable_MW_After Competition Groups_Process Optimization (Elec)
Industrial | Ind ¦ Efficient Irrigation | 2031 | Achievable | MW | After Competition Groups | 2.04 | 0 | 0 | 363.8944 | 0.0056061 | 18 | Industrial_2031_Achievable_MW_After Competition Groups_18 | Efficient Irrigation | 0.5606% | 0 | 2.04 | Industrial_2031_Achievable_MW_After Competition Groups_Efficient Irrigation
Industrial | Ind ¦ Ventilation Optimization | 2031 | Achievable | MW | After Competition Groups | 2.0298 | 0 | 0 | 363.8944 | 0.0055781 | 19 | Industrial_2031_Achievable_MW_After Competition Groups_19 | Ventilation Optimization | 0.5578% | 0 | 2.0298 | Industrial_2031_Achievable_MW_After Competition Groups_Ventilation Optimization
Industrial | Ind ¦ Cooling Tower Optimization | 2031 | Economic | MW | After Competition Groups | 4.0568 | 0 | 0 | 756.3291 | 0.0053638 | 19 | Industrial_2031_Economic_MW_After Competition Groups_19 | Cooling Tower Optimization | 0.5364% | 0 | 4.0568 | Industrial_2031_Economic_MW_After Competition Groups_Cooling Tower Optimization
Industrial | Ind ¦ VAV Conversion Project | 2031 | Economic | MW | After Competition Groups | 3.8101 | 0 | 0 | 756.3291 | 0.0050376 | 20 | Industrial_2031_Economic_MW_After Competition Groups_20 | VAV Conversion Project | 0.5038% | 0 | 3.8101 | Industrial_2031_Economic_MW_After Competition Groups_VAV Conversion Project
Industrial | Ind ¦ Cooling Tower Optimization | 2031 | Technical | MW | After Competition Groups | 4.0568 | 0 | 0 | 829.878 | 0.0048885 | 26 | Industrial_2031_Technical_MW_After Competition Groups_26 | Cooling Tower Optimization | 0.4888% | 0 | 4.0568 | Industrial_2031_Technical_MW_After Competition Groups_Cooling Tower Optimization
Industrial | Ind ¦ VAV Conversion Project | 2031 | Technical | MW | After Competition Groups | 3.8101 | 0 | 0 | 829.878 | 0.0045911 | 27 | Industrial_2031_Technical_MW_After Competition Groups_27 | VAV Conversion Project | 0.4591% | 0 | 3.8101 | Industrial_2031_Technical_MW_After Competition Groups_VAV Conversion Project
Industrial | Ind ¦ Ventilation Optimization | 2031 | Economic | MW | After Competition Groups | 3.1997 | 0 | 0 | 756.3291 | 0.0042306 | 21 | Industrial_2031_Economic_MW_After Competition Groups_21 | Ventilation Optimization | 0.4231% | 0 | 3.1997 | Industrial_2031_Economic_MW_After Competition Groups_Ventilation Optimization
Industrial | Ind ¦ High Efficiency Battery Charger | 2031 | Achievable | MW | After Competition Groups | 1.3927 | 0 | 0 | 363.8944 | 0.0038271 | 20 | Industrial_2031_Achievable_MW_After Competition Groups_20 | High Efficiency Battery Charger | 0.3827% | 0 | 1.3927 | Industrial_2031_Achievable_MW_After Competition Groups_High Efficiency Battery Charger
Industrial | Ind ¦ Process Heat Recovery | 2031 | Achievable | MW | After Competition Groups | 1.3893 | 0 | 0 | 363.8944 | 0.0038178 | 21 | Industrial_2031_Achievable_MW_After Competition Groups_21 | Process Heat Recovery | 0.3818% | 0 | 1.3893 | Industrial_2031_Achievable_MW_After Competition Groups_Process Heat Recovery
Industrial | Ind ¦ High Efficiency Battery Charger | 2031 | Economic | MW | After Competition Groups | 2.6322 | 0 | 0 | 756.3291 | 0.0034802 | 22 | Industrial_2031_Economic_MW_After Competition Groups_22 | High Efficiency Battery Charger | 0.348% | 0 | 2.6322 | Industrial_2031_Economic_MW_After Competition Groups_High Efficiency Battery Charger
Industrial | Ind ¦ Process Heat Recovery | 2031 | Economic | MW | After Competition Groups | 2.4254 | 0 | 0 | 756.3291 | 0.0032067 | 23 | Industrial_2031_Economic_MW_After Competition Groups_23 | Process Heat Recovery | 0.3207% | 0 | 2.4254 | Industrial_2031_Economic_MW_After Competition Groups_Process Heat Recovery
Industrial | Ind ¦ Process Improvements | 2031 | Achievable | MW | After Competition Groups | 1.155 | 0 | 0 | 363.8944 | 0.003174 | 22 | Industrial_2031_Achievable_MW_After Competition Groups_22 | Process Improvements | 0.3174% | 0 | 1.155 | Industrial_2031_Achievable_MW_After Competition Groups_Process Improvements
Industrial | Ind ¦ High Efficiency Battery Charger | 2031 | Technical | MW | After Competition Groups | 2.6322 | 0 | 0 | 829.878 | 0.0031717 | 28 | Industrial_2031_Technical_MW_After Competition Groups_28 | High Efficiency Battery Charger | 0.3172% | 0 | 2.6322 | Industrial_2031_Technical_MW_After Competition Groups_High Efficiency Battery Charger
Industrial | Ind ¦ Synchronous Belts | 2031 | Technical | MW | After Competition Groups | 2.5292 | 0 | 0 | 829.878 | 0.0030477 | 29 | Industrial_2031_Technical_MW_After Competition Groups_29 | Synchronous Belts | 0.3048% | 0 | 2.5292 | Industrial_2031_Technical_MW_After Competition Groups_Synchronous Belts
Industrial | Ind ¦ Process Heat Recovery | 2031 | Technical | MW | After Competition Groups | 2.4254 | 0 | 0 | 829.878 | 0.0029225 | 30 | Industrial_2031_Technical_MW_After Competition Groups_30 | Process Heat Recovery | 0.2923% | 0 | 2.4254 | Industrial_2031_Technical_MW_After Competition Groups_Process Heat Recovery
Industrial | Ind ¦ Dairy Pre-Cooler | 2031 | Economic | MW | After Competition Groups | 2.0105 | 0 | 0 | 756.3291 | 0.0026583 | 24 | Industrial_2031_Economic_MW_After Competition Groups_24 | Dairy Pre-Cooler | 0.2658% | 0 | 2.0105 | Industrial_2031_Economic_MW_After Competition Groups_Dairy Pre-Cooler
Industrial | Ind ¦ Process Improvements | 2031 | Economic | MW | After Competition Groups | 1.9624 | 0 | 0 | 756.3291 | 0.0025947 | 25 | Industrial_2031_Economic_MW_After Competition Groups_25 | Process Improvements | 0.2595% | 0 | 1.9624 | Industrial_2031_Economic_MW_After Competition Groups_Process Improvements
Industrial | Ind ¦ Refrigeration Compressor VFD | 2031 | Achievable | MW | After Competition Groups | 0.92579 | 0 | 0 | 363.8944 | 0.0025441 | 23 | Industrial_2031_Achievable_MW_After Competition Groups_23 | Refrigeration Compressor VFD | 0.2544% | 0 | 0.92579 | Industrial_2031_Achievable_MW_After Competition Groups_Refrigeration Compressor VFD
Industrial | Ind ¦ Dairy Pre-Cooler | 2031 | Technical | MW | After Competition Groups | 2.0105 | 0 | 0 | 829.878 | 0.0024227 | 31 | Industrial_2031_Technical_MW_After Competition Groups_31 | Dairy Pre-Cooler | 0.2423% | 0 | 2.0105 | Industrial_2031_Technical_MW_After Competition Groups_Dairy Pre-Cooler
Industrial | Ind ¦ Process Improvements | 2031 | Technical | MW | After Competition Groups | 1.9624 | 0 | 0 | 829.878 | 0.0023647 | 32 | Industrial_2031_Technical_MW_After Competition Groups_32 | Process Improvements | 0.2365% | 0 | 1.9624 | Industrial_2031_Technical_MW_After Competition Groups_Process Improvements
Industrial | Ind ¦ Refrigeration Compressor VFD | 2031 | Economic | MW | After Competition Groups | 1.7235 | 0 | 0 | 756.3291 | 0.0022787 | 26 | Industrial_2031_Economic_MW_After Competition Groups_26 | Refrigeration Compressor VFD | 0.2279% | 0 | 1.7235 | Industrial_2031_Economic_MW_After Competition Groups_Refrigeration Compressor VFD
Industrial | Ind ¦ Refrigeration Compressor VFD | 2031 | Technical | MW | After Competition Groups | 1.7235 | 0 | 0 | 829.878 | 0.0020768 | 33 | Industrial_2031_Technical_MW_After Competition Groups_33 | Refrigeration Compressor VFD | 0.2077% | 0 | 1.7235 | Industrial_2031_Technical_MW_After Competition Groups_Refrigeration Compressor VFD
Industrial | Ind ¦ Dairy Pre-Cooler | 2031 | Achievable | MW | After Competition Groups | 0.75109 | 0 | 0 | 363.8944 | 0.002064 | 24 | Industrial_2031_Achievable_MW_After Competition Groups_24 | Dairy Pre-Cooler | 0.2064% | 0 | 0.75109 | Industrial_2031_Achievable_MW_After Competition Groups_Dairy Pre-Cooler
Industrial | Ind ¦ Improved Controls - Process Heating | 2031 | Achievable | MW | After Competition Groups | 0.73897 | 0 | 0 | 363.8944 | 0.0020307 | 25 | Industrial_2031_Achievable_MW_After Competition Groups_25 | Improved Controls - Process Heating | 0.2031% | 0 | 0.73897 | Industrial_2031_Achievable_MW_After Competition Groups_Improved Controls - Process Heating
Industrial | Ind ¦ Free Cooling | 2031 | Achievable | MW | After Competition Groups | 0.67909 | 0 | 0 | 363.8944 | 0.0018662 | 26 | Industrial_2031_Achievable_MW_After Competition Groups_26 | Free Cooling | 0.1866% | 0 | 0.67909 | Industrial_2031_Achievable_MW_After Competition Groups_Free Cooling
Industrial | Ind ¦ Improved Controls - Process Heating | 2031 | Economic | MW | After Competition Groups | 1.2562 | 0 | 0 | 756.3291 | 0.0016609 | 27 | Industrial_2031_Economic_MW_After Competition Groups_27 | Improved Controls - Process Heating | 0.1661% | 0 | 1.2562 | Industrial_2031_Economic_MW_After Competition Groups_Improved Controls - Process Heating
Industrial | Ind ¦ Efficient Transformer | 2031 | Technical | MW | After Competition Groups | 1.3205 | 0 | 0 | 829.878 | 0.0015912 | 34 | Industrial_2031_Technical_MW_After Competition Groups_34 | Efficient Transformer | 0.1591% | 0 | 1.3205 | Industrial_2031_Technical_MW_After Competition Groups_Efficient Transformer
Industrial | Ind ¦ Improved Controls - Process Heating | 2031 | Technical | MW | After Competition Groups | 1.2562 | 0 | 0 | 829.878 | 0.0015137 | 35 | Industrial_2031_Technical_MW_After Competition Groups_35 | Improved Controls - Process Heating | 0.1514% | 0 | 1.2562 | Industrial_2031_Technical_MW_After Competition Groups_Improved Controls - Process Heating
Industrial | Ind ¦ High Efficiency Welders | 2031 | Technical | MW | After Competition Groups | 1.243 | 0 | 0 | 829.878 | 0.0014978 | 36 | Industrial_2031_Technical_MW_After Competition Groups_36 | High Efficiency Welders | 0.1498% | 0 | 1.243 | Industrial_2031_Technical_MW_After Competition Groups_High Efficiency Welders
Industrial | Ind ¦ Engine Block Heater Timer | 2031 | Achievable | MW | After Competition Groups | 0.45159 | 0 | 0 | 363.8944 | 0.001241 | 27 | Industrial_2031_Achievable_MW_After Competition Groups_27 | Engine Block Heater Timer | 0.1241% | 0 | 0.45159 | Industrial_2031_Achievable_MW_After Competition Groups_Engine Block Heater Timer
Industrial | Ind ¦ Engine Block Heater Timer | 2031 | Economic | MW | After Competition Groups | 0.77346 | 0 | 0 | 756.3291 | 0.0010226 | 28 | Industrial_2031_Economic_MW_After Competition Groups_28 | Engine Block Heater Timer | 0.1023% | 0 | 0.77346 | Industrial_2031_Economic_MW_After Competition Groups_Engine Block Heater Timer
Industrial | Ind ¦ Engine Block Heater Timer | 2031 | Technical | MW | After Competition Groups | 0.77346 | 0 | 0 | 829.878 | 0.00093201 | 37 | Industrial_2031_Technical_MW_After Competition Groups_37 | Engine Block Heater Timer | 0.0932% | 0 | 0.77346 | Industrial_2031_Technical_MW_After Competition Groups_Engine Block Heater Timer
Industrial | Ind ¦ Efficient Refrigeration Compressor | 2031 | Achievable | MW | After Competition Groups | 0.29572 | 0 | 0 | 363.8944 | 0.00081266 | 28 | Industrial_2031_Achievable_MW_After Competition Groups_28 | Efficient Refrigeration Compressor | 0.08127% | 0 | 0.29572 | Industrial_2031_Achievable_MW_After Competition Groups_Efficient Refrigeration Compressor
Industrial | Ind ¦ Efficient Refrigeration Compressor | 2031 | Economic | MW | After Competition Groups | 0.40336 | 0 | 0 | 756.3291 | 0.00053331 | 29 | Industrial_2031_Economic_MW_After Competition Groups_29 | Efficient Refrigeration Compressor | 0.05333% | 0 | 0.40336 | Industrial_2031_Economic_MW_After Competition Groups_Efficient Refrigeration Compressor
Industrial | Ind ¦ Air Compressor Heat Recovery | 2031 | Achievable | MW | After Competition Groups | 0.19143 | 0 | 0 | 363.8944 | 0.00052606 | 29 | Industrial_2031_Achievable_MW_After Competition Groups_29 | Air Compressor Heat Recovery | 0.05261% | 0 | 0.19143 | Industrial_2031_Achievable_MW_After Competition Groups_Air Compressor Heat Recovery
Industrial | Ind ¦ Cooling Tower Optimization | 2031 | Achievable | MW | After Competition Groups | 0.18314 | 0 | 0 | 363.8944 | 0.00050329 | 30 | Industrial_2031_Achievable_MW_After Competition Groups_30 | Cooling Tower Optimization | 0.05033% | 0 | 0.18314 | Industrial_2031_Achievable_MW_After Competition Groups_Cooling Tower Optimization
Industrial | Ind ¦ Heat Lamps/Heat Pad | 2031 | Technical | MW | After Competition Groups | 0.41112 | 0 | 0 | 829.878 | 0.0004954 | 38 | Industrial_2031_Technical_MW_After Competition Groups_38 | Heat Lamps/Heat Pad | 0.04954% | 0 | 0.41112 | Industrial_2031_Technical_MW_After Competition Groups_Heat Lamps/Heat Pad
Industrial | Ind ¦ Efficient Refrigeration Compressor | 2031 | Technical | MW | After Competition Groups | 0.40336 | 0 | 0 | 829.878 | 0.00048605 | 39 | Industrial_2031_Technical_MW_After Competition Groups_39 | Efficient Refrigeration Compressor | 0.0486% | 0 | 0.40336 | Industrial_2031_Technical_MW_After Competition Groups_Efficient Refrigeration Compressor
Industrial | Ind ¦ Air Compressor Heat Recovery | 2031 | Economic | MW | After Competition Groups | 0.33151 | 0 | 0 | 756.3291 | 0.00043832 | 30 | Industrial_2031_Economic_MW_After Competition Groups_30 | Air Compressor Heat Recovery | 0.04383% | 0 | 0.33151 | Industrial_2031_Economic_MW_After Competition Groups_Air Compressor Heat Recovery
Industrial | Ind ¦ Air Compressor Heat Recovery | 2031 | Technical | MW | After Competition Groups | 0.33151 | 0 | 0 | 829.878 | 0.00039947 | 40 | Industrial_2031_Technical_MW_After Competition Groups_40 | Air Compressor Heat Recovery | 0.03995% | 0 | 0.33151 | Industrial_2031_Technical_MW_After Competition Groups_Air Compressor Heat Recovery
Industrial | Ind ¦ Creep Heat Controller | 2031 | Technical | MW | After Competition Groups | 0.29134 | 0 | 0 | 829.878 | 0.00035106 | 41 | Industrial_2031_Technical_MW_After Competition Groups_41 | Creep Heat Controller | 0.03511% | 0 | 0.29134 | Industrial_2031_Technical_MW_After Competition Groups_Creep Heat Controller
Industrial | Ind ¦ Optimize Compressed Air Dryer | 2031 | Technical | MW | After Competition Groups | 0.23956 | 0 | 0 | 829.878 | 0.00028867 | 42 | Industrial_2031_Technical_MW_After Competition Groups_42 | Optimize Compressed Air Dryer | 0.02887% | 0 | 0.23956 | Industrial_2031_Technical_MW_After Competition Groups_Optimize Compressed Air Dryer
Industrial | Ind ¦ Creep Heat Controller | 2031 | Achievable | MW | After Competition Groups | 0 | 0 | 0 | 363.8944 | 0 | 31 | Industrial_2031_Achievable_MW_After Competition Groups_31 | Creep Heat Controller | 0% | 0 | 0 | Industrial_2031_Achievable_MW_After Competition Groups_Creep Heat Controller
Industrial | Ind ¦ Creep Heat Controller | 2031 | Economic | MW | After Competition Groups | 0 | 0 | 0 | 756.3291 | 0 | 31 | Industrial_2031_Economic_MW_After Competition Groups_31 | Creep Heat Controller | 0% | 0 | 0 | Industrial_2031_Economic_MW_After Competition Groups_Creep Heat Controller
Industrial | Ind ¦ Efficient Transformer | 2031 | Achievable | MW | After Competition Groups | 0 | 0 | 0 | 363.8944 | 0 | 32 | Industrial_2031_Achievable_MW_After Competition Groups_32 | Efficient Transformer | 0% | 0 | 0 | Industrial_2031_Achievable_MW_After Competition Groups_Efficient Transformer
Industrial | Ind ¦ Efficient Transformer | 2031 | Economic | MW | After Competition Groups | 0 | 0 | 0 | 756.3291 | 0 | 32 | Industrial_2031_Economic_MW_After Competition Groups_32 | Efficient Transformer | 0% | 0 | 0 | Industrial_2031_Economic_MW_After Competition Groups_Efficient Transformer
Industrial | Ind ¦ Heat Lamps/Heat Pad | 2031 | Achievable | MW | After Competition Groups | 0 | 0 | 0 | 363.8944 | 0 | 33 | Industrial_2031_Achievable_MW_After Competition Groups_33 | Heat Lamps/Heat Pad | 0% | 0 | 0 | Industrial_2031_Achievable_MW_After Competition Groups_Heat Lamps/Heat Pad
Industrial | Ind ¦ Heat Lamps/Heat Pad | 2031 | Economic | MW | After Competition Groups | 0 | 0 | 0 | 756.3291 | 0 | 33 | Industrial_2031_Economic_MW_After Competition Groups_33 | Heat Lamps/Heat Pad | 0% | 0 | 0 | Industrial_2031_Economic_MW_After Competition Groups_Heat Lamps/Heat Pad
Industrial | Ind ¦ High Efficiency Welders | 2031 | Achievable | MW | After Competition Groups | 0 | 0 | 0 | 363.8944 | 0 | 34 | Industrial_2031_Achievable_MW_After Competition Groups_34 | High Efficiency Welders | 0% | 0 | 0 | Industrial_2031_Achievable_MW_After Competition Groups_High Efficiency Welders
Industrial | Ind ¦ High Efficiency Welders | 2031 | Economic | MW | After Competition Groups | 0 | 0 | 0 | 756.3291 | 0 | 34 | Industrial_2031_Economic_MW_After Competition Groups_34 | High Efficiency Welders | 0% | 0 | 0 | Industrial_2031_Economic_MW_After Competition Groups_High Efficiency Welders
Industrial | Ind ¦ HVLS Fans | 2031 | Achievable | MW | After Competition Groups | 0 | 0 | 0 | 363.8944 | 0 | 35 | Industrial_2031_Achievable_MW_After Competition Groups_35 | HVLS Fans | 0% | 0 | 0 | Industrial_2031_Achievable_MW_After Competition Groups_HVLS Fans
Industrial | Ind ¦ HVLS Fans | 2031 | Economic | MW | After Competition Groups | 0 | 0 | 0 | 756.3291 | 0 | 35 | Industrial_2031_Economic_MW_After Competition Groups_35 | HVLS Fans | 0% | 0 | 0 | Industrial_2031_Economic_MW_After Competition Groups_HVLS Fans
Industrial | Ind ¦ Optimize Compressed Air Dryer | 2031 | Achievable | MW | After Competition Groups | 0 | 0 | 0 | 363.8944 | 0 | 36 | Industrial_2031_Achievable_MW_After Competition Groups_36 | Optimize Compressed Air Dryer | 0% | 0 | 0 | Industrial_2031_Achievable_MW_After Competition Groups_Optimize Compressed Air Dryer
Industrial | Ind ¦ Optimize Compressed Air Dryer | 2031 | Economic | MW | After Competition Groups | 0 | 0 | 0 | 756.3291 | 0 | 36 | Industrial_2031_Economic_MW_After Competition Groups_36 | Optimize Compressed Air Dryer | 0% | 0 | 0 | Industrial_2031_Economic_MW_After Competition Groups_Optimize Compressed Air Dryer
Industrial | Ind ¦ Premium Efficient Motors | 2031 | Achievable | MW | After Competition Groups | 0 | 0 | 0 | 363.8944 | 0 | 37 | Industrial_2031_Achievable_MW_After Competition Groups_37 | Premium Efficient Motors | 0% | 0 | 0 | Industrial_2031_Achievable_MW_After Competition Groups_Premium Efficient Motors
Industrial | Ind ¦ Premium Efficient Motors | 2031 | Economic | MW | After Competition Groups | 0 | 0 | 0 | 756.3291 | 0 | 37 | Industrial_2031_Economic_MW_After Competition Groups_37 | Premium Efficient Motors | 0% | 0 | 0 | Industrial_2031_Economic_MW_After Competition Groups_Premium Efficient Motors
Industrial | Ind ¦ Synchronous Belts | 2031 | Achievable | MW | After Competition Groups | 0 | 0 | 0 | 363.8944 | 0 | 38 | Industrial_2031_Achievable_MW_After Competition Groups_38 | Synchronous Belts | 0% | 0 | 0 | Industrial_2031_Achievable_MW_After Competition Groups_Synchronous Belts
Industrial | Ind ¦ Synchronous Belts | 2031 | Economic | MW | After Competition Groups | 0 | 0 | 0 | 756.3291 | 0 | 38 | Industrial_2031_Economic_MW_After Competition Groups_38 | Synchronous Belts | 0% | 0 | 0 | Industrial_2031_Economic_MW_After Competition Groups_Synchronous Belts
Industrial | Ind ¦ Pump System Optimization | 2032 | Economic | MW | After Competition Groups | 116.7841 | 0 | 0 | 775.3114 | 0.15063 | 1 | Industrial_2032_Economic_MW_After Competition Groups_1 | Pump System Optimization | 15.06% | 0 | 116.7841 | Industrial_2032_Economic_MW_After Competition Groups_Pump System Optimization
Industrial | Ind ¦ Pump System Optimization | 2032 | Achievable | MW | After Competition Groups | 61.3585 | 0 | 0 | 418.3815 | 0.14666 | 1 | Industrial_2032_Achievable_MW_After Competition Groups_1 | Pump System Optimization | 14.67% | 0 | 61.3585 | Industrial_2032_Achievable_MW_After Competition Groups_Pump System Optimization
Industrial | Ind ¦ Pump System Optimization | 2032 | Technical | MW | After Competition Groups | 119.0677 | 0 | 0 | 849.3831 | 0.14018 | 1 | Industrial_2032_Technical_MW_After Competition Groups_1 | Pump System Optimization | 14.02% | 0 | 119.0677 | Industrial_2032_Technical_MW_After Competition Groups_Pump System Optimization
Industrial | Ind ¦ HE Lighting | 2032 | Economic | MW | After Competition Groups | 87.4481 | 0 | 0 | 775.3114 | 0.11279 | 2 | Industrial_2032_Economic_MW_After Competition Groups_2 | HE Lighting | 11.28% | 0 | 87.4481 | Industrial_2032_Economic_MW_After Competition Groups_HE Lighting
Industrial | Ind ¦ HE Lighting | 2032 | Technical | MW | After Competition Groups | 94.0148 | 0 | 0 | 849.3831 | 0.11069 | 2 | Industrial_2032_Technical_MW_After Competition Groups_2 | HE Lighting | 11.07% | 0 | 94.0148 | Industrial_2032_Technical_MW_After Competition Groups_HE Lighting
Industrial | Ind ¦ Air Leak Survey and Repair | 2032 | Achievable | MW | After Competition Groups | 45.7302 | 0 | 0 | 418.3815 | 0.1093 | 2 | Industrial_2032_Achievable_MW_After Competition Groups_2 | Air Leak Survey and Repair | 10.93% | 0 | 45.7302 | Industrial_2032_Achievable_MW_After Competition Groups_Air Leak Survey and Repair
Industrial | Ind ¦ Greenhouse Grow Lights | 2032 | Achievable | MW | After Competition Groups | 42.6714 | 0 | 0 | 418.3815 | 0.10199 | 3 | Industrial_2032_Achievable_MW_After Competition Groups_3 | Greenhouse Grow Lights | 10.2% | 0 | 42.6714 | Industrial_2032_Achievable_MW_After Competition Groups_Greenhouse Grow Lights
Industrial | Ind ¦ Greenhouse Grow Lights | 2032 | Economic | MW | After Competition Groups | 72.8636 | 0 | 0 | 775.3114 | 0.09398 | 3 | Industrial_2032_Economic_MW_After Competition Groups_3 | Greenhouse Grow Lights | 9.398% | 0 | 72.8636 | Industrial_2032_Economic_MW_After Competition Groups_Greenhouse Grow Lights
Industrial | Ind ¦ Air Compressor Optimization | 2032 | Achievable | MW | After Competition Groups | 38.9472 | 0 | 0 | 418.3815 | 0.09309 | 4 | Industrial_2032_Achievable_MW_After Competition Groups_4 | Air Compressor Optimization | 9.309% | 0 | 38.9472 | Industrial_2032_Achievable_MW_After Competition Groups_Air Compressor Optimization
Industrial | Ind ¦ Air Leak Survey and Repair | 2032 | Economic | MW | After Competition Groups | 70.851 | 0 | 0 | 775.3114 | 0.091384 | 4 | Industrial_2032_Economic_MW_After Competition Groups_4 | Air Leak Survey and Repair | 9.138% | 0 | 70.851 | Industrial_2032_Economic_MW_After Competition Groups_Air Leak Survey and Repair
Industrial | Ind ¦ Greenhouse Grow Lights | 2032 | Technical | MW | After Competition Groups | 72.8636 | 0 | 0 | 849.3831 | 0.085784 | 3 | Industrial_2032_Technical_MW_After Competition Groups_3 | Greenhouse Grow Lights | 8.578% | 0 | 72.8636 | Industrial_2032_Technical_MW_After Competition Groups_Greenhouse Grow Lights
Industrial | Ind ¦ Recommissioning | 2032 | Achievable | MW | After Competition Groups | 35.4202 | 0 | 0 | 418.3815 | 0.08466 | 5 | Industrial_2032_Achievable_MW_After Competition Groups_5 | Recommissioning | 8.466% | 0 | 35.4202 | Industrial_2032_Achievable_MW_After Competition Groups_Recommissioning
Industrial | Ind ¦ SEM | 2032 | Achievable | MW | After Competition Groups | 35.4202 | 0 | 0 | 418.3815 | 0.08466 | 6 | Industrial_2032_Achievable_MW_After Competition Groups_6 | SEM | 8.466% | 0 | 35.4202 | Industrial_2032_Achievable_MW_After Competition Groups_SEM
Industrial | Ind ¦ Air Leak Survey and Repair | 2032 | Technical | MW | After Competition Groups | 70.851 | 0 | 0 | 849.3831 | 0.083415 | 4 | Industrial_2032_Technical_MW_After Competition Groups_4 | Air Leak Survey and Repair | 8.341% | 0 | 70.851 | Industrial_2032_Technical_MW_After Competition Groups_Air Leak Survey and Repair
Industrial | Ind ¦ Air Compressor Optimization | 2032 | Economic | MW | After Competition Groups | 59.305 | 0 | 0 | 775.3114 | 0.076492 | 5 | Industrial_2032_Economic_MW_After Competition Groups_5 | Air Compressor Optimization | 7.649% | 0 | 59.305 | Industrial_2032_Economic_MW_After Competition Groups_Air Compressor Optimization
Industrial | Ind ¦ Pump Equipment Upgrade | 2032 | Achievable | MW | After Competition Groups | 31.3921 | 0 | 0 | 418.3815 | 0.075032 | 7 | Industrial_2032_Achievable_MW_After Competition Groups_7 | Pump Equipment Upgrade | 7.503% | 0 | 31.3921 | Industrial_2032_Achievable_MW_After Competition Groups_Pump Equipment Upgrade
Industrial | Ind ¦ Pump Equipment Upgrade | 2032 | Economic | MW | After Competition Groups | 55.929 | 0 | 0 | 775.3114 | 0.072137 | 6 | Industrial_2032_Economic_MW_After Competition Groups_6 | Pump Equipment Upgrade | 7.214% | 0 | 55.929 | Industrial_2032_Economic_MW_After Competition Groups_Pump Equipment Upgrade
Industrial | Ind ¦ Air Compressor Optimization | 2032 | Technical | MW | After Competition Groups | 59.305 | 0 | 0 | 849.3831 | 0.069821 | 5 | Industrial_2032_Technical_MW_After Competition Groups_5 | Air Compressor Optimization | 6.982% | 0 | 59.305 | Industrial_2032_Technical_MW_After Competition Groups_Air Compressor Optimization
Industrial | Ind ¦ Recommissioning | 2032 | Economic | MW | After Competition Groups | 53.8657 | 0 | 0 | 775.3114 | 0.069476 | 7 | Industrial_2032_Economic_MW_After Competition Groups_7 | Recommissioning | 6.948% | 0 | 53.8657 | Industrial_2032_Economic_MW_After Competition Groups_Recommissioning
Industrial | Ind ¦ SEM | 2032 | Economic | MW | After Competition Groups | 53.8657 | 0 | 0 | 775.3114 | 0.069476 | 8 | Industrial_2032_Economic_MW_After Competition Groups_8 | SEM | 6.948% | 0 | 53.8657 | Industrial_2032_Economic_MW_After Competition Groups_SEM
Industrial | Ind ¦ Efficient Compressed Air Nozzles | 2032 | Economic | MW | After Competition Groups | 51.3623 | 0 | 0 | 775.3114 | 0.066247 | 9 | Industrial_2032_Economic_MW_After Competition Groups_9 | Efficient Compressed Air Nozzles | 6.625% | 0 | 51.3623 | Industrial_2032_Economic_MW_After Competition Groups_Efficient Compressed Air Nozzles
Industrial | Ind ¦ Pump Equipment Upgrade | 2032 | Technical | MW | After Competition Groups | 55.929 | 0 | 0 | 849.3831 | 0.065847 | 6 | Industrial_2032_Technical_MW_After Competition Groups_6 | Pump Equipment Upgrade | 6.585% | 0 | 55.929 | Industrial_2032_Technical_MW_After Competition Groups_Pump Equipment Upgrade
Industrial | Ind ¦ Recommissioning | 2032 | Technical | MW | After Competition Groups | 53.8657 | 0 | 0 | 849.3831 | 0.063417 | 7 | Industrial_2032_Technical_MW_After Competition Groups_7 | Recommissioning | 6.342% | 0 | 53.8657 | Industrial_2032_Technical_MW_After Competition Groups_Recommissioning
Industrial | Ind ¦ SEM | 2032 | Technical | MW | After Competition Groups | 53.8657 | 0 | 0 | 849.3831 | 0.063417 | 8 | Industrial_2032_Technical_MW_After Competition Groups_8 | SEM | 6.342% | 0 | 53.8657 | Industrial_2032_Technical_MW_After Competition Groups_SEM
Industrial | Ind ¦ Efficient Compressed Air Nozzles | 2032 | Achievable | MW | After Competition Groups | 25.7284 | 0 | 0 | 418.3815 | 0.061495 | 8 | Industrial_2032_Achievable_MW_After Competition Groups_8 | Efficient Compressed Air Nozzles | 6.15% | 0 | 25.7284 | Industrial_2032_Achievable_MW_After Competition Groups_Efficient Compressed Air Nozzles
Industrial | Ind ¦ Efficient Compressed Air Nozzles | 2032 | Technical | MW | After Competition Groups | 51.3623 | 0 | 0 | 849.3831 | 0.06047 | 9 | Industrial_2032_Technical_MW_After Competition Groups_9 | Efficient Compressed Air Nozzles | 6.047% | 0 | 51.3623 | Industrial_2032_Technical_MW_After Competition Groups_Efficient Compressed Air Nozzles
Industrial | Ind ¦ HE Lighting | 2032 | Achievable | MW | After Competition Groups | 23.723 | 0 | 0 | 418.3815 | 0.056702 | 9 | Industrial_2032_Achievable_MW_After Competition Groups_9 | HE Lighting | 5.67% | 0 | 23.723 | Industrial_2032_Achievable_MW_After Competition Groups_HE Lighting
Industrial | Ind ¦ High Efficiency HVAC Fans | 2032 | Achievable | MW | After Competition Groups | 23.0021 | 0 | 0 | 418.3815 | 0.054979 | 10 | Industrial_2032_Achievable_MW_After Competition Groups_10 | High Efficiency HVAC Fans | 5.498% | 0 | 23.0021 | Industrial_2032_Achievable_MW_After Competition Groups_High Efficiency HVAC Fans
Industrial | Ind ¦ High Efficiency HVAC Fans | 2032 | Economic | MW | After Competition Groups | 37.8328 | 0 | 0 | 775.3114 | 0.048797 | 10 | Industrial_2032_Economic_MW_After Competition Groups_10 | High Efficiency HVAC Fans | 4.88% | 0 | 37.8328 | Industrial_2032_Economic_MW_After Competition Groups_High Efficiency HVAC Fans
Industrial | Ind ¦ High Efficiency HVAC Fans | 2032 | Technical | MW | After Competition Groups | 37.8328 | 0 | 0 | 849.3831 | 0.044541 | 10 | Industrial_2032_Technical_MW_After Competition Groups_10 | High Efficiency HVAC Fans | 4.454% | 0 | 37.8328 | Industrial_2032_Technical_MW_After Competition Groups_High Efficiency HVAC Fans
Industrial | Ind ¦ Fan System Optimization | 2032 | Achievable | MW | After Competition Groups | 13.3112 | 0 | 0 | 418.3815 | 0.031816 | 11 | Industrial_2032_Achievable_MW_After Competition Groups_11 | Fan System Optimization | 3.182% | 0 | 13.3112 | Industrial_2032_Achievable_MW_After Competition Groups_Fan System Optimization
Industrial | Ind ¦ Fan System Optimization | 2032 | Economic | MW | After Competition Groups | 20.0734 | 0 | 0 | 775.3114 | 0.025891 | 11 | Industrial_2032_Economic_MW_After Competition Groups_11 | Fan System Optimization | 2.589% | 0 | 20.0734 | Industrial_2032_Economic_MW_After Competition Groups_Fan System Optimization
Industrial | Ind ¦ Process Optimization (Elec) | 2032 | Economic | MW | After Competition Groups | 19.8221 | 0 | 0 | 775.3114 | 0.025567 | 12 | Industrial_2032_Economic_MW_After Competition Groups_12 | Process Optimization (Elec) | 2.557% | 0 | 19.8221 | Industrial_2032_Economic_MW_After Competition Groups_Process Optimization (Elec)
Industrial | Ind ¦ Improved Controls - Process Cooling | 2032 | Achievable | MW | After Competition Groups | 10.0958 | 0 | 0 | 418.3815 | 0.024131 | 12 | Industrial_2032_Achievable_MW_After Competition Groups_12 | Improved Controls - Process Cooling | 2.413% | 0 | 10.0958 | Industrial_2032_Achievable_MW_After Competition Groups_Improved Controls - Process Cooling
Industrial | Ind ¦ Fan System Optimization | 2032 | Technical | MW | After Competition Groups | 20.0734 | 0 | 0 | 849.3831 | 0.023633 | 11 | Industrial_2032_Technical_MW_After Competition Groups_11 | Fan System Optimization | 2.363% | 0 | 20.0734 | Industrial_2032_Technical_MW_After Competition Groups_Fan System Optimization
Industrial | Ind ¦ Process Optimization (Elec) | 2032 | Technical | MW | After Competition Groups | 19.8221 | 0 | 0 | 849.3831 | 0.023337 | 12 | Industrial_2032_Technical_MW_After Competition Groups_12 | Process Optimization (Elec) | 2.334% | 0 | 19.8221 | Industrial_2032_Technical_MW_After Competition Groups_Process Optimization (Elec)
Industrial | Ind ¦ Premium Efficient Motors | 2032 | Technical | MW | After Competition Groups | 18.2006 | 0 | 0 | 849.3831 | 0.021428 | 13 | Industrial_2032_Technical_MW_After Competition Groups_13 | Premium Efficient Motors | 2.143% | 0 | 18.2006 | Industrial_2032_Technical_MW_After Competition Groups_Premium Efficient Motors
Industrial | Ind ¦ Improved Controls - Process Cooling | 2032 | Economic | MW | After Competition Groups | 15.3067 | 0 | 0 | 775.3114 | 0.019743 | 13 | Industrial_2032_Economic_MW_After Competition Groups_13 | Improved Controls - Process Cooling | 1.974% | 0 | 15.3067 | Industrial_2032_Economic_MW_After Competition Groups_Improved Controls - Process Cooling
Industrial | Ind ¦ Improved Controls - Process Cooling | 2032 | Technical | MW | After Competition Groups | 15.3067 | 0 | 0 | 849.3831 | 0.018021 | 14 | Industrial_2032_Technical_MW_After Competition Groups_14 | Improved Controls - Process Cooling | 1.802% | 0 | 15.3067 | Industrial_2032_Technical_MW_After Competition Groups_Improved Controls - Process Cooling
Industrial | Ind ¦ Pulp and Paper Process Improvements | 2032 | Achievable | MW | After Competition Groups | 4.6229 | 0 | 0 | 418.3815 | 0.011049 | 13 | Industrial_2032_Achievable_MW_After Competition Groups_13 | Pulp and Paper Process Improvements | 1.105% | 0 | 4.6229 | Industrial_2032_Achievable_MW_After Competition Groups_Pulp and Paper Process Improvements
Industrial | Ind ¦ HVLS Fans | 2032 | Technical | MW | After Competition Groups | 9.3207 | 0 | 0 | 849.3831 | 0.010973 | 15 | Industrial_2032_Technical_MW_After Competition Groups_15 | HVLS Fans | 1.097% | 0 | 9.3207 | Industrial_2032_Technical_MW_After Competition Groups_HVLS Fans
Industrial | Ind ¦ Ventilation Optimization | 2032 | Technical | MW | After Competition Groups | 9.1743 | 0 | 0 | 849.3831 | 0.010801 | 16 | Industrial_2032_Technical_MW_After Competition Groups_16 | Ventilation Optimization | 1.08% | 0 | 9.1743 | Industrial_2032_Technical_MW_After Competition Groups_Ventilation Optimization
Industrial | Ind ¦ Material Handling Improvements | 2032 | Achievable | MW | After Competition Groups | 4.4882 | 0 | 0 | 418.3815 | 0.010728 | 14 | Industrial_2032_Achievable_MW_After Competition Groups_14 | Material Handling Improvements | 1.073% | 0 | 4.4882 | Industrial_2032_Achievable_MW_After Competition Groups_Material Handling Improvements
Industrial | Ind ¦ Efficient Irrigation | 2032 | Economic | MW | After Competition Groups | 8.0092 | 0 | 0 | 775.3114 | 0.01033 | 14 | Industrial_2032_Economic_MW_After Competition Groups_14 | Efficient Irrigation | 1.033% | 0 | 8.0092 | Industrial_2032_Economic_MW_After Competition Groups_Efficient Irrigation
Industrial | Ind ¦ Pulp and Paper Process Improvements | 2032 | Economic | MW | After Competition Groups | 7.551 | 0 | 0 | 775.3114 | 0.0097393 | 15 | Industrial_2032_Economic_MW_After Competition Groups_15 | Pulp and Paper Process Improvements | 0.9739% | 0 | 7.551 | Industrial_2032_Economic_MW_After Competition Groups_Pulp and Paper Process Improvements
Industrial | Ind ¦ HE HVAC Controls | 2032 | Technical | MW | After Competition Groups | 8.2713 | 0 | 0 | 849.3831 | 0.009738 | 17 | Industrial_2032_Technical_MW_After Competition Groups_17 | HE HVAC Controls | 0.9738% | 0 | 8.2713 | Industrial_2032_Technical_MW_After Competition Groups_HE HVAC Controls
Industrial | Ind ¦ Efficient Irrigation | 2032 | Technical | MW | After Competition Groups | 8.0092 | 0 | 0 | 849.3831 | 0.0094295 | 18 | Industrial_2032_Technical_MW_After Competition Groups_18 | Efficient Irrigation | 0.9429% | 0 | 8.0092 | Industrial_2032_Technical_MW_After Competition Groups_Efficient Irrigation
Industrial | Ind ¦ Pulp and Paper Process Improvements | 2032 | Technical | MW | After Competition Groups | 7.551 | 0 | 0 | 849.3831 | 0.0088899 | 19 | Industrial_2032_Technical_MW_After Competition Groups_19 | Pulp and Paper Process Improvements | 0.889% | 0 | 7.551 | Industrial_2032_Technical_MW_After Competition Groups_Pulp and Paper Process Improvements
Industrial | Ind ¦ Material Handling Improvements | 2032 | Economic | MW | After Competition Groups | 6.8908 | 0 | 0 | 775.3114 | 0.0088878 | 16 | Industrial_2032_Economic_MW_After Competition Groups_16 | Material Handling Improvements | 0.8888% | 0 | 6.8908 | Industrial_2032_Economic_MW_After Competition Groups_Material Handling Improvements
Industrial | Ind ¦ Free Cooling | 2032 | Economic | MW | After Competition Groups | 6.8218 | 0 | 0 | 775.3114 | 0.0087987 | 17 | Industrial_2032_Economic_MW_After Competition Groups_17 | Free Cooling | 0.8799% | 0 | 6.8218 | Industrial_2032_Economic_MW_After Competition Groups_Free Cooling
Industrial | Ind ¦ HE HVAC Units | 2032 | Technical | MW | After Competition Groups | 7.395 | 0 | 0 | 849.3831 | 0.0087063 | 20 | Industrial_2032_Technical_MW_After Competition Groups_20 | HE HVAC Units | 0.8706% | 0 | 7.395 | Industrial_2032_Technical_MW_After Competition Groups_HE HVAC Units
Industrial | Ind ¦ Material Handling Improvements | 2032 | Technical | MW | After Competition Groups | 6.8908 | 0 | 0 | 849.3831 | 0.0081128 | 21 | Industrial_2032_Technical_MW_After Competition Groups_21 | Material Handling Improvements | 0.8113% | 0 | 6.8908 | Industrial_2032_Technical_MW_After Competition Groups_Material Handling Improvements
Industrial | Ind ¦ Free Cooling | 2032 | Technical | MW | After Competition Groups | 6.8218 | 0 | 0 | 849.3831 | 0.0080314 | 22 | Industrial_2032_Technical_MW_After Competition Groups_22 | Free Cooling | 0.8031% | 0 | 6.8218 | Industrial_2032_Technical_MW_After Competition Groups_Free Cooling
Industrial | Ind ¦ Refiner Plate Improvements | 2032 | Economic | MW | After Competition Groups | 5.8508 | 0 | 0 | 775.3114 | 0.0075464 | 18 | Industrial_2032_Economic_MW_After Competition Groups_18 | Refiner Plate Improvements | 0.7546% | 0 | 5.8508 | Industrial_2032_Economic_MW_After Competition Groups_Refiner Plate Improvements
Industrial | Ind ¦ Refiner Plate Improvements | 2032 | Technical | MW | After Competition Groups | 5.8508 | 0 | 0 | 849.3831 | 0.0068883 | 23 | Industrial_2032_Technical_MW_After Competition Groups_23 | Refiner Plate Improvements | 0.6888% | 0 | 5.8508 | Industrial_2032_Technical_MW_After Competition Groups_Refiner Plate Improvements
Industrial | Ind ¦ Refiner Plate Improvements | 2032 | Achievable | MW | After Competition Groups | 2.8532 | 0 | 0 | 418.3815 | 0.0068196 | 15 | Industrial_2032_Achievable_MW_After Competition Groups_15 | Refiner Plate Improvements | 0.682% | 0 | 2.8532 | Industrial_2032_Achievable_MW_After Competition Groups_Refiner Plate Improvements
Industrial | Ind ¦ Efficient Irrigation | 2032 | Achievable | MW | After Competition Groups | 2.6827 | 0 | 0 | 418.3815 | 0.006412 | 16 | Industrial_2032_Achievable_MW_After Competition Groups_16 | Efficient Irrigation | 0.6412% | 0 | 2.6827 | Industrial_2032_Achievable_MW_After Competition Groups_Efficient Irrigation
Industrial | Ind ¦ Chiller Optimization | 2032 | Technical | MW | After Competition Groups | 5.3416 | 0 | 0 | 849.3831 | 0.0062889 | 24 | Industrial_2032_Technical_MW_After Competition Groups_24 | Chiller Optimization | 0.6289% | 0 | 5.3416 | Industrial_2032_Technical_MW_After Competition Groups_Chiller Optimization
Industrial | Ind ¦ VAV Conversion Project | 2032 | Achievable | MW | After Competition Groups | 2.5296 | 0 | 0 | 418.3815 | 0.0060462 | 17 | Industrial_2032_Achievable_MW_After Competition Groups_17 | VAV Conversion Project | 0.6046% | 0 | 2.5296 | Industrial_2032_Achievable_MW_After Competition Groups_VAV Conversion Project
Industrial | Ind ¦ Process Optimization (Elec) | 2032 | Achievable | MW | After Competition Groups | 2.409 | 0 | 0 | 418.3815 | 0.0057578 | 18 | Industrial_2032_Achievable_MW_After Competition Groups_18 | Process Optimization (Elec) | 0.5758% | 0 | 2.409 | Industrial_2032_Achievable_MW_After Competition Groups_Process Optimization (Elec)
Industrial | Ind ¦ Cold Storage Retrofit | 2032 | Technical | MW | After Competition Groups | 4.856 | 0 | 0 | 849.3831 | 0.0057171 | 25 | Industrial_2032_Technical_MW_After Competition Groups_25 | Cold Storage Retrofit | 0.5717% | 0 | 4.856 | Industrial_2032_Technical_MW_After Competition Groups_Cold Storage Retrofit
Industrial | Ind ¦ Ventilation Optimization | 2032 | Achievable | MW | After Competition Groups | 2.2637 | 0 | 0 | 418.3815 | 0.0054105 | 19 | Industrial_2032_Achievable_MW_After Competition Groups_19 | Ventilation Optimization | 0.5411% | 0 | 2.2637 | Industrial_2032_Achievable_MW_After Competition Groups_Ventilation Optimization
Industrial | Ind ¦ Cooling Tower Optimization | 2032 | Economic | MW | After Competition Groups | 4.0527 | 0 | 0 | 775.3114 | 0.0052272 | 19 | Industrial_2032_Economic_MW_After Competition Groups_19 | Cooling Tower Optimization | 0.5227% | 0 | 4.0527 | Industrial_2032_Economic_MW_After Competition Groups_Cooling Tower Optimization
Industrial | Ind ¦ VAV Conversion Project | 2032 | Economic | MW | After Competition Groups | 3.7343 | 0 | 0 | 775.3114 | 0.0048166 | 20 | Industrial_2032_Economic_MW_After Competition Groups_20 | VAV Conversion Project | 0.4817% | 0 | 3.7343 | Industrial_2032_Economic_MW_After Competition Groups_VAV Conversion Project
Industrial | Ind ¦ Cooling Tower Optimization | 2032 | Technical | MW | After Competition Groups | 4.0527 | 0 | 0 | 849.3831 | 0.0047714 | 26 | Industrial_2032_Technical_MW_After Competition Groups_26 | Cooling Tower Optimization | 0.4771% | 0 | 4.0527 | Industrial_2032_Technical_MW_After Competition Groups_Cooling Tower Optimization
Industrial | Ind ¦ Ventilation Optimization | 2032 | Economic | MW | After Competition Groups | 3.4552 | 0 | 0 | 775.3114 | 0.0044566 | 21 | Industrial_2032_Economic_MW_After Competition Groups_21 | Ventilation Optimization | 0.4457% | 0 | 3.4552 | Industrial_2032_Economic_MW_After Competition Groups_Ventilation Optimization
Industrial | Ind ¦ VAV Conversion Project | 2032 | Technical | MW | After Competition Groups | 3.7343 | 0 | 0 | 849.3831 | 0.0043965 | 27 | Industrial_2032_Technical_MW_After Competition Groups_27 | VAV Conversion Project | 0.4397% | 0 | 3.7343 | Industrial_2032_Technical_MW_After Competition Groups_VAV Conversion Project
Industrial | Ind ¦ High Efficiency Battery Charger | 2032 | Achievable | MW | After Competition Groups | 1.5596 | 0 | 0 | 418.3815 | 0.0037276 | 20 | Industrial_2032_Achievable_MW_After Competition Groups_20 | High Efficiency Battery Charger | 0.3728% | 0 | 1.5596 | Industrial_2032_Achievable_MW_After Competition Groups_High Efficiency Battery Charger
Industrial | Ind ¦ Process Heat Recovery | 2032 | Achievable | MW | After Competition Groups | 1.5486 | 0 | 0 | 418.3815 | 0.0037014 | 21 | Industrial_2032_Achievable_MW_After Competition Groups_21 | Process Heat Recovery | 0.3701% | 0 | 1.5486 | Industrial_2032_Achievable_MW_After Competition Groups_Process Heat Recovery
Industrial | Ind ¦ High Efficiency Battery Charger | 2032 | Economic | MW | After Competition Groups | 2.6671 | 0 | 0 | 775.3114 | 0.00344 | 22 | Industrial_2032_Economic_MW_After Competition Groups_22 | High Efficiency Battery Charger | 0.344% | 0 | 2.6671 | Industrial_2032_Economic_MW_After Competition Groups_High Efficiency Battery Charger
Industrial | Ind ¦ High Efficiency Battery Charger | 2032 | Technical | MW | After Competition Groups | 2.6671 | 0 | 0 | 849.3831 | 0.0031401 | 28 | Industrial_2032_Technical_MW_After Competition Groups_28 | High Efficiency Battery Charger | 0.314% | 0 | 2.6671 | Industrial_2032_Technical_MW_After Competition Groups_High Efficiency Battery Charger
Industrial | Ind ¦ Process Improvements | 2032 | Achievable | MW | After Competition Groups | 1.2846 | 0 | 0 | 418.3815 | 0.0030704 | 22 | Industrial_2032_Achievable_MW_After Competition Groups_22 | Process Improvements | 0.307% | 0 | 1.2846 | Industrial_2032_Achievable_MW_After Competition Groups_Process Improvements
Industrial | Ind ¦ Process Heat Recovery | 2032 | Economic | MW | After Competition Groups | 2.3673 | 0 | 0 | 775.3114 | 0.0030534 | 23 | Industrial_2032_Economic_MW_After Competition Groups_23 | Process Heat Recovery | 0.3053% | 0 | 2.3673 | Industrial_2032_Economic_MW_After Competition Groups_Process Heat Recovery
Industrial | Ind ¦ Synchronous Belts | 2032 | Technical | MW | After Competition Groups | 2.5268 | 0 | 0 | 849.3831 | 0.0029749 | 29 | Industrial_2032_Technical_MW_After Competition Groups_29 | Synchronous Belts | 0.2975% | 0 | 2.5268 | Industrial_2032_Technical_MW_After Competition Groups_Synchronous Belts
Industrial | Ind ¦ Process Heat Recovery | 2032 | Technical | MW | After Competition Groups | 2.3673 | 0 | 0 | 849.3831 | 0.0027871 | 30 | Industrial_2032_Technical_MW_After Competition Groups_30 | Process Heat Recovery | 0.2787% | 0 | 2.3673 | Industrial_2032_Technical_MW_After Competition Groups_Process Heat Recovery
Industrial | Ind ¦ Dairy Pre-Cooler | 2032 | Economic | MW | After Competition Groups | 2.139 | 0 | 0 | 775.3114 | 0.0027588 | 24 | Industrial_2032_Economic_MW_After Competition Groups_24 | Dairy Pre-Cooler | 0.2759% | 0 | 2.139 | Industrial_2032_Economic_MW_After Competition Groups_Dairy Pre-Cooler
Industrial | Ind ¦ Free Cooling | 2032 | Achievable | MW | After Competition Groups | 1.0943 | 0 | 0 | 418.3815 | 0.0026156 | 23 | Industrial_2032_Achievable_MW_After Competition Groups_23 | Free Cooling | 0.2616% | 0 | 1.0943 | Industrial_2032_Achievable_MW_After Competition Groups_Free Cooling
Industrial | Ind ¦ Dairy Pre-Cooler | 2032 | Technical | MW | After Competition Groups | 2.139 | 0 | 0 | 849.3831 | 0.0025182 | 31 | Industrial_2032_Technical_MW_After Competition Groups_31 | Dairy Pre-Cooler | 0.2518% | 0 | 2.139 | Industrial_2032_Technical_MW_After Competition Groups_Dairy Pre-Cooler
Industrial | Ind ¦ Refrigeration Compressor VFD | 2032 | Achievable | MW | After Competition Groups | 1.0516 | 0 | 0 | 418.3815 | 0.0025135 | 24 | Industrial_2032_Achievable_MW_After Competition Groups_24 | Refrigeration Compressor VFD | 0.2514% | 0 | 1.0516 | Industrial_2032_Achievable_MW_After Competition Groups_Refrigeration Compressor VFD
Industrial | Ind ¦ Process Improvements | 2032 | Economic | MW | After Competition Groups | 1.9124 | 0 | 0 | 775.3114 | 0.0024667 | 25 | Industrial_2032_Economic_MW_After Competition Groups_25 | Process Improvements | 0.2467% | 0 | 1.9124 | Industrial_2032_Economic_MW_After Competition Groups_Process Improvements
Industrial | Ind ¦ Refrigeration Compressor VFD | 2032 | Economic | MW | After Competition Groups | 1.7774 | 0 | 0 | 775.3114 | 0.0022925 | 26 | Industrial_2032_Economic_MW_After Competition Groups_26 | Refrigeration Compressor VFD | 0.2292% | 0 | 1.7774 | Industrial_2032_Economic_MW_After Competition Groups_Refrigeration Compressor VFD
Industrial | Ind ¦ Process Improvements | 2032 | Technical | MW | After Competition Groups | 1.9124 | 0 | 0 | 849.3831 | 0.0022516 | 32 | Industrial_2032_Technical_MW_After Competition Groups_32 | Process Improvements | 0.2252% | 0 | 1.9124 | Industrial_2032_Technical_MW_After Competition Groups_Process Improvements
Industrial | Ind ¦ Dairy Pre-Cooler | 2032 | Achievable | MW | After Competition Groups | 0.92591 | 0 | 0 | 418.3815 | 0.0022131 | 25 | Industrial_2032_Achievable_MW_After Competition Groups_25 | Dairy Pre-Cooler | 0.2213% | 0 | 0.92591 | Industrial_2032_Achievable_MW_After Competition Groups_Dairy Pre-Cooler
Industrial | Ind ¦ Refrigeration Compressor VFD | 2032 | Technical | MW | After Competition Groups | 1.7774 | 0 | 0 | 849.3831 | 0.0020925 | 33 | Industrial_2032_Technical_MW_After Competition Groups_33 | Refrigeration Compressor VFD | 0.2093% | 0 | 1.7774 | Industrial_2032_Technical_MW_After Competition Groups_Refrigeration Compressor VFD
Industrial | Ind ¦ Improved Controls - Process Heating | 2032 | Achievable | MW | After Competition Groups | 0.82475 | 0 | 0 | 418.3815 | 0.0019713 | 26 | Industrial_2032_Achievable_MW_After Competition Groups_26 | Improved Controls - Process Heating | 0.1971% | 0 | 0.82475 | Industrial_2032_Achievable_MW_After Competition Groups_Improved Controls - Process Heating
Industrial | Ind ¦ Improved Controls - Process Heating | 2032 | Economic | MW | After Competition Groups | 1.2562 | 0 | 0 | 775.3114 | 0.0016202 | 27 | Industrial_2032_Economic_MW_After Competition Groups_27 | Improved Controls - Process Heating | 0.162% | 0 | 1.2562 | Industrial_2032_Economic_MW_After Competition Groups_Improved Controls - Process Heating
Industrial | Ind ¦ Efficient Transformer | 2032 | Technical | MW | After Competition Groups | 1.338 | 0 | 0 | 849.3831 | 0.0015753 | 34 | Industrial_2032_Technical_MW_After Competition Groups_34 | Efficient Transformer | 0.1575% | 0 | 1.338 | Industrial_2032_Technical_MW_After Competition Groups_Efficient Transformer
Industrial | Ind ¦ High Efficiency Welders | 2032 | Technical | MW | After Competition Groups | 1.2849 | 0 | 0 | 849.3831 | 0.0015128 | 35 | Industrial_2032_Technical_MW_After Competition Groups_35 | High Efficiency Welders | 0.1513% | 0 | 1.2849 | Industrial_2032_Technical_MW_After Competition Groups_High Efficiency Welders
Industrial | Ind ¦ Improved Controls - Process Heating | 2032 | Technical | MW | After Competition Groups | 1.2562 | 0 | 0 | 849.3831 | 0.0014789 | 36 | Industrial_2032_Technical_MW_After Competition Groups_36 | Improved Controls - Process Heating | 0.1479% | 0 | 1.2562 | Industrial_2032_Technical_MW_After Competition Groups_Improved Controls - Process Heating
Industrial | Ind ¦ Engine Block Heater Timer | 2032 | Achievable | MW | After Competition Groups | 0.50257 | 0 | 0 | 418.3815 | 0.0012012 | 27 | Industrial_2032_Achievable_MW_After Competition Groups_27 | Engine Block Heater Timer | 0.1201% | 0 | 0.50257 | Industrial_2032_Achievable_MW_After Competition Groups_Engine Block Heater Timer
Industrial | Ind ¦ Engine Block Heater Timer | 2032 | Economic | MW | After Competition Groups | 0.75394 | 0 | 0 | 775.3114 | 0.00097244 | 28 | Industrial_2032_Economic_MW_After Competition Groups_28 | Engine Block Heater Timer | 0.09724% | 0 | 0.75394 | Industrial_2032_Economic_MW_After Competition Groups_Engine Block Heater Timer
Industrial | Ind ¦ Cooling Tower Optimization | 2032 | Achievable | MW | After Competition Groups | 0.3935 | 0 | 0 | 418.3815 | 0.00094053 | 28 | Industrial_2032_Achievable_MW_After Competition Groups_28 | Cooling Tower Optimization | 0.09405% | 0 | 0.3935 | Industrial_2032_Achievable_MW_After Competition Groups_Cooling Tower Optimization
Industrial | Ind ¦ Engine Block Heater Timer | 2032 | Technical | MW | After Competition Groups | 0.75394 | 0 | 0 | 849.3831 | 0.00088763 | 37 | Industrial_2032_Technical_MW_After Competition Groups_37 | Engine Block Heater Timer | 0.08876% | 0 | 0.75394 | Industrial_2032_Technical_MW_After Competition Groups_Engine Block Heater Timer
Industrial | Ind ¦ Efficient Refrigeration Compressor | 2032 | Achievable | MW | After Competition Groups | 0.33266 | 0 | 0 | 418.3815 | 0.0007951 | 29 | Industrial_2032_Achievable_MW_After Competition Groups_29 | Efficient Refrigeration Compressor | 0.07951% | 0 | 0.33266 | Industrial_2032_Achievable_MW_After Competition Groups_Efficient Refrigeration Compressor
Industrial | Ind ¦ Efficient Refrigeration Compressor | 2032 | Economic | MW | After Competition Groups | 0.43112 | 0 | 0 | 775.3114 | 0.00055606 | 29 | Industrial_2032_Economic_MW_After Competition Groups_29 | Efficient Refrigeration Compressor | 0.05561% | 0 | 0.43112 | Industrial_2032_Economic_MW_After Competition Groups_Efficient Refrigeration Compressor
Industrial | Ind ¦ Heat Lamps/Heat Pad | 2032 | Technical | MW | After Competition Groups | 0.43681 | 0 | 0 | 849.3831 | 0.00051427 | 38 | Industrial_2032_Technical_MW_After Competition Groups_38 | Heat Lamps/Heat Pad | 0.05143% | 0 | 0.43681 | Industrial_2032_Technical_MW_After Competition Groups_Heat Lamps/Heat Pad
Industrial | Ind ¦ Air Compressor Heat Recovery | 2032 | Achievable | MW | After Competition Groups | 0.214 | 0 | 0 | 418.3815 | 0.0005115 | 30 | Industrial_2032_Achievable_MW_After Competition Groups_30 | Air Compressor Heat Recovery | 0.05115% | 0 | 0.214 | Industrial_2032_Achievable_MW_After Competition Groups_Air Compressor Heat Recovery
Industrial | Ind ¦ Efficient Refrigeration Compressor | 2032 | Technical | MW | After Competition Groups | 0.43112 | 0 | 0 | 849.3831 | 0.00050757 | 39 | Industrial_2032_Technical_MW_After Competition Groups_39 | Efficient Refrigeration Compressor | 0.05076% | 0 | 0.43112 | Industrial_2032_Technical_MW_After Competition Groups_Efficient Refrigeration Compressor
Industrial | Ind ¦ Air Compressor Heat Recovery | 2032 | Economic | MW | After Competition Groups | 0.33147 | 0 | 0 | 775.3114 | 0.00042754 | 30 | Industrial_2032_Economic_MW_After Competition Groups_30 | Air Compressor Heat Recovery | 0.04275% | 0 | 0.33147 | Industrial_2032_Economic_MW_After Competition Groups_Air Compressor Heat Recovery
Industrial | Ind ¦ Air Compressor Heat Recovery | 2032 | Technical | MW | After Competition Groups | 0.33147 | 0 | 0 | 849.3831 | 0.00039025 | 40 | Industrial_2032_Technical_MW_After Competition Groups_40 | Air Compressor Heat Recovery | 0.03903% | 0 | 0.33147 | Industrial_2032_Technical_MW_After Competition Groups_Air Compressor Heat Recovery
Industrial | Ind ¦ Creep Heat Controller | 2032 | Technical | MW | After Competition Groups | 0.29134 | 0 | 0 | 849.3831 | 0.000343 | 41 | Industrial_2032_Technical_MW_After Competition Groups_41 | Creep Heat Controller | 0.0343% | 0 | 0.29134 | Industrial_2032_Technical_MW_After Competition Groups_Creep Heat Controller
Industrial | Ind ¦ Optimize Compressed Air Dryer | 2032 | Technical | MW | After Competition Groups | 0.23935 | 0 | 0 | 849.3831 | 0.00028179 | 42 | Industrial_2032_Technical_MW_After Competition Groups_42 | Optimize Compressed Air Dryer | 0.02818% | 0 | 0.23935 | Industrial_2032_Technical_MW_After Competition Groups_Optimize Compressed Air Dryer
Industrial | Ind ¦ Creep Heat Controller | 2032 | Achievable | MW | After Competition Groups | 0 | 0 | 0 | 418.3815 | 0 | 31 | Industrial_2032_Achievable_MW_After Competition Groups_31 | Creep Heat Controller | 0% | 0 | 0 | Industrial_2032_Achievable_MW_After Competition Groups_Creep Heat Controller
Industrial | Ind ¦ Creep Heat Controller | 2032 | Economic | MW | After Competition Groups | 0 | 0 | 0 | 775.3114 | 0 | 31 | Industrial_2032_Economic_MW_After Competition Groups_31 | Creep Heat Controller | 0% | 0 | 0 | Industrial_2032_Economic_MW_After Competition Groups_Creep Heat Controller
Industrial | Ind ¦ Efficient Transformer | 2032 | Achievable | MW | After Competition Groups | 0 | 0 | 0 | 418.3815 | 0 | 32 | Industrial_2032_Achievable_MW_After Competition Groups_32 | Efficient Transformer | 0% | 0 | 0 | Industrial_2032_Achievable_MW_After Competition Groups_Efficient Transformer
Industrial | Ind ¦ Efficient Transformer | 2032 | Economic | MW | After Competition Groups | 0 | 0 | 0 | 775.3114 | 0 | 32 | Industrial_2032_Economic_MW_After Competition Groups_32 | Efficient Transformer | 0% | 0 | 0 | Industrial_2032_Economic_MW_After Competition Groups_Efficient Transformer
Industrial | Ind ¦ Heat Lamps/Heat Pad | 2032 | Achievable | MW | After Competition Groups | 0 | 0 | 0 | 418.3815 | 0 | 33 | Industrial_2032_Achievable_MW_After Competition Groups_33 | Heat Lamps/Heat Pad | 0% | 0 | 0 | Industrial_2032_Achievable_MW_After Competition Groups_Heat Lamps/Heat Pad
Industrial | Ind ¦ Heat Lamps/Heat Pad | 2032 | Economic | MW | After Competition Groups | 0 | 0 | 0 | 775.3114 | 0 | 33 | Industrial_2032_Economic_MW_After Competition Groups_33 | Heat Lamps/Heat Pad | 0% | 0 | 0 | Industrial_2032_Economic_MW_After Competition Groups_Heat Lamps/Heat Pad
Industrial | Ind ¦ High Efficiency Welders | 2032 | Achievable | MW | After Competition Groups | 0 | 0 | 0 | 418.3815 | 0 | 34 | Industrial_2032_Achievable_MW_After Competition Groups_34 | High Efficiency Welders | 0% | 0 | 0 | Industrial_2032_Achievable_MW_After Competition Groups_High Efficiency Welders
Industrial | Ind ¦ High Efficiency Welders | 2032 | Economic | MW | After Competition Groups | 0 | 0 | 0 | 775.3114 | 0 | 34 | Industrial_2032_Economic_MW_After Competition Groups_34 | High Efficiency Welders | 0% | 0 | 0 | Industrial_2032_Economic_MW_After Competition Groups_High Efficiency Welders
Industrial | Ind ¦ HVLS Fans | 2032 | Achievable | MW | After Competition Groups | 0 | 0 | 0 | 418.3815 | 0 | 35 | Industrial_2032_Achievable_MW_After Competition Groups_35 | HVLS Fans | 0% | 0 | 0 | Industrial_2032_Achievable_MW_After Competition Groups_HVLS Fans
Industrial | Ind ¦ HVLS Fans | 2032 | Economic | MW | After Competition Groups | 0 | 0 | 0 | 775.3114 | 0 | 35 | Industrial_2032_Economic_MW_After Competition Groups_35 | HVLS Fans | 0% | 0 | 0 | Industrial_2032_Economic_MW_After Competition Groups_HVLS Fans
Industrial | Ind ¦ Optimize Compressed Air Dryer | 2032 | Achievable | MW | After Competition Groups | 0 | 0 | 0 | 418.3815 | 0 | 36 | Industrial_2032_Achievable_MW_After Competition Groups_36 | Optimize Compressed Air Dryer | 0% | 0 | 0 | Industrial_2032_Achievable_MW_After Competition Groups_Optimize Compressed Air Dryer
Industrial | Ind ¦ Optimize Compressed Air Dryer | 2032 | Economic | MW | After Competition Groups | 0 | 0 | 0 | 775.3114 | 0 | 36 | Industrial_2032_Economic_MW_After Competition Groups_36 | Optimize Compressed Air Dryer | 0% | 0 | 0 | Industrial_2032_Economic_MW_After Competition Groups_Optimize Compressed Air Dryer
Industrial | Ind ¦ Premium Efficient Motors | 2032 | Achievable | MW | After Competition Groups | 0 | 0 | 0 | 418.3815 | 0 | 37 | Industrial_2032_Achievable_MW_After Competition Groups_37 | Premium Efficient Motors | 0% | 0 | 0 | Industrial_2032_Achievable_MW_After Competition Groups_Premium Efficient Motors
Industrial | Ind ¦ Premium Efficient Motors | 2032 | Economic | MW | After Competition Groups | 0 | 0 | 0 | 775.3114 | 0 | 37 | Industrial_2032_Economic_MW_After Competition Groups_37 | Premium Efficient Motors | 0% | 0 | 0 | Industrial_2032_Economic_MW_After Competition Groups_Premium Efficient Motors
Industrial | Ind ¦ Synchronous Belts | 2032 | Achievable | MW | After Competition Groups | 0 | 0 | 0 | 418.3815 | 0 | 38 | Industrial_2032_Achievable_MW_After Competition Groups_38 | Synchronous Belts | 0% | 0 | 0 | Industrial_2032_Achievable_MW_After Competition Groups_Synchronous Belts
Industrial | Ind ¦ Synchronous Belts | 2032 | Economic | MW | After Competition Groups | 0 | 0 | 0 | 775.3114 | 0 | 38 | Industrial_2032_Economic_MW_After Competition Groups_38 | Synchronous Belts | 0% | 0 | 0 | Industrial_2032_Economic_MW_After Competition Groups_Synchronous Belts
Industrial | Ind ¦ Pump System Optimization | 2033 | Economic | MW | After Competition Groups | 120.4985 | 0 | 0 | 800.441 | 0.15054 | 1 | Industrial_2033_Economic_MW_After Competition Groups_1 | Pump System Optimization | 15.05% | 0 | 120.4985 | Industrial_2033_Economic_MW_After Competition Groups_Pump System Optimization
Industrial | Ind ¦ Pump System Optimization | 2033 | Achievable | MW | After Competition Groups | 68.883 | 0 | 0 | 468.0845 | 0.14716 | 1 | Industrial_2033_Achievable_MW_After Competition Groups_1 | Pump System Optimization | 14.72% | 0 | 68.883 | Industrial_2033_Achievable_MW_After Competition Groups_Pump System Optimization
Industrial | Ind ¦ Pump System Optimization | 2033 | Technical | MW | After Competition Groups | 122.7936 | 0 | 0 | 867.0492 | 0.14162 | 1 | Industrial_2033_Technical_MW_After Competition Groups_1 | Pump System Optimization | 14.16% | 0 | 122.7936 | Industrial_2033_Technical_MW_After Competition Groups_Pump System Optimization
Industrial | Ind ¦ HE Lighting | 2033 | Economic | MW | After Competition Groups | 90.106 | 0 | 0 | 800.441 | 0.11257 | 2 | Industrial_2033_Economic_MW_After Competition Groups_2 | HE Lighting | 11.26% | 0 | 90.106 | Industrial_2033_Economic_MW_After Competition Groups_HE Lighting
Industrial | Ind ¦ HE Lighting | 2033 | Technical | MW | After Competition Groups | 96.6727 | 0 | 0 | 867.0492 | 0.1115 | 2 | Industrial_2033_Technical_MW_After Competition Groups_2 | HE Lighting | 11.15% | 0 | 96.6727 | Industrial_2033_Technical_MW_After Competition Groups_HE Lighting
Industrial | Ind ¦ Air Leak Survey and Repair | 2033 | Achievable | MW | After Competition Groups | 50.1124 | 0 | 0 | 468.0845 | 0.10706 | 2 | Industrial_2033_Achievable_MW_After Competition Groups_2 | Air Leak Survey and Repair | 10.71% | 0 | 50.1124 | Industrial_2033_Achievable_MW_After Competition Groups_Air Leak Survey and Repair
Industrial | Ind ¦ Greenhouse Grow Lights | 2033 | Achievable | MW | After Competition Groups | 47.9265 | 0 | 0 | 468.0845 | 0.10239 | 3 | Industrial_2033_Achievable_MW_After Competition Groups_3 | Greenhouse Grow Lights | 10.24% | 0 | 47.9265 | Industrial_2033_Achievable_MW_After Competition Groups_Greenhouse Grow Lights
Industrial | Ind ¦ Greenhouse Grow Lights | 2033 | Economic | MW | After Competition Groups | 75.8422 | 0 | 0 | 800.441 | 0.094751 | 3 | Industrial_2033_Economic_MW_After Competition Groups_3 | Greenhouse Grow Lights | 9.475% | 0 | 75.8422 | Industrial_2033_Economic_MW_After Competition Groups_Greenhouse Grow Lights
Industrial | Ind ¦ Air Compressor Optimization | 2033 | Achievable | MW | After Competition Groups | 42.6116 | 0 | 0 | 468.0845 | 0.091034 | 4 | Industrial_2033_Achievable_MW_After Competition Groups_4 | Air Compressor Optimization | 9.103% | 0 | 42.6116 | Industrial_2033_Achievable_MW_After Competition Groups_Air Compressor Optimization
Industrial | Ind ¦ Air Leak Survey and Repair | 2033 | Economic | MW | After Competition Groups | 70.8339 | 0 | 0 | 800.441 | 0.088494 | 4 | Industrial_2033_Economic_MW_After Competition Groups_4 | Air Leak Survey and Repair | 8.849% | 0 | 70.8339 | Industrial_2033_Economic_MW_After Competition Groups_Air Leak Survey and Repair
Industrial | Ind ¦ Greenhouse Grow Lights | 2033 | Technical | MW | After Competition Groups | 75.8422 | 0 | 0 | 867.0492 | 0.087472 | 3 | Industrial_2033_Technical_MW_After Competition Groups_3 | Greenhouse Grow Lights | 8.747% | 0 | 75.8422 | Industrial_2033_Technical_MW_After Competition Groups_Greenhouse Grow Lights
Industrial | Ind ¦ Recommissioning | 2033 | Achievable | MW | After Competition Groups | 38.7365 | 0 | 0 | 468.0845 | 0.082755 | 5 | Industrial_2033_Achievable_MW_After Competition Groups_5 | Recommissioning | 8.276% | 0 | 38.7365 | Industrial_2033_Achievable_MW_After Competition Groups_Recommissioning
Industrial | Ind ¦ SEM | 2033 | Achievable | MW | After Competition Groups | 38.7365 | 0 | 0 | 468.0845 | 0.082755 | 6 | Industrial_2033_Achievable_MW_After Competition Groups_6 | SEM | 8.276% | 0 | 38.7365 | Industrial_2033_Achievable_MW_After Competition Groups_SEM
Industrial | Ind ¦ Air Leak Survey and Repair | 2033 | Technical | MW | After Competition Groups | 70.8339 | 0 | 0 | 867.0492 | 0.081695 | 4 | Industrial_2033_Technical_MW_After Competition Groups_4 | Air Leak Survey and Repair | 8.17% | 0 | 70.8339 | Industrial_2033_Technical_MW_After Competition Groups_Air Leak Survey and Repair
Industrial | Ind ¦ Air Compressor Optimization | 2033 | Economic | MW | After Competition Groups | 61.0585 | 0 | 0 | 800.441 | 0.076281 | 5 | Industrial_2033_Economic_MW_After Competition Groups_5 | Air Compressor Optimization | 7.628% | 0 | 61.0585 | Industrial_2033_Economic_MW_After Competition Groups_Air Compressor Optimization
Industrial | Ind ¦ Pump Equipment Upgrade | 2033 | Achievable | MW | After Competition Groups | 35.292 | 0 | 0 | 468.0845 | 0.075397 | 7 | Industrial_2033_Achievable_MW_After Competition Groups_7 | Pump Equipment Upgrade | 7.54% | 0 | 35.292 | Industrial_2033_Achievable_MW_After Competition Groups_Pump Equipment Upgrade
Industrial | Ind ¦ Pump Equipment Upgrade | 2033 | Economic | MW | After Competition Groups | 57.7688 | 0 | 0 | 800.441 | 0.072171 | 6 | Industrial_2033_Economic_MW_After Competition Groups_6 | Pump Equipment Upgrade | 7.217% | 0 | 57.7688 | Industrial_2033_Economic_MW_After Competition Groups_Pump Equipment Upgrade
Industrial | Ind ¦ Air Compressor Optimization | 2033 | Technical | MW | After Competition Groups | 61.0585 | 0 | 0 | 867.0492 | 0.070421 | 5 | Industrial_2033_Technical_MW_After Competition Groups_5 | Air Compressor Optimization | 7.042% | 0 | 61.0585 | Industrial_2033_Technical_MW_After Competition Groups_Air Compressor Optimization
Industrial | Ind ¦ Recommissioning | 2033 | Economic | MW | After Competition Groups | 53.8161 | 0 | 0 | 800.441 | 0.067233 | 7 | Industrial_2033_Economic_MW_After Competition Groups_7 | Recommissioning | 6.723% | 0 | 53.8161 | Industrial_2033_Economic_MW_After Competition Groups_Recommissioning
Industrial | Ind ¦ SEM | 2033 | Economic | MW | After Competition Groups | 53.8161 | 0 | 0 | 800.441 | 0.067233 | 8 | Industrial_2033_Economic_MW_After Competition Groups_8 | SEM | 6.723% | 0 | 53.8161 | Industrial_2033_Economic_MW_After Competition Groups_SEM
Industrial | Ind ¦ Pump Equipment Upgrade | 2033 | Technical | MW | After Competition Groups | 57.7688 | 0 | 0 | 867.0492 | 0.066627 | 6 | Industrial_2033_Technical_MW_After Competition Groups_6 | Pump Equipment Upgrade | 6.663% | 0 | 57.7688 | Industrial_2033_Technical_MW_After Competition Groups_Pump Equipment Upgrade
Industrial | Ind ¦ Efficient Compressed Air Nozzles | 2033 | Economic | MW | After Competition Groups | 52.7841 | 0 | 0 | 800.441 | 0.065944 | 9 | Industrial_2033_Economic_MW_After Competition Groups_9 | Efficient Compressed Air Nozzles | 6.594% | 0 | 52.7841 | Industrial_2033_Economic_MW_After Competition Groups_Efficient Compressed Air Nozzles
Industrial | Ind ¦ HE Lighting | 2033 | Achievable | MW | After Competition Groups | 29.6806 | 0 | 0 | 468.0845 | 0.063409 | 8 | Industrial_2033_Achievable_MW_After Competition Groups_8 | HE Lighting | 6.341% | 0 | 29.6806 | Industrial_2033_Achievable_MW_After Competition Groups_HE Lighting
Industrial | Ind ¦ Recommissioning | 2033 | Technical | MW | After Competition Groups | 53.8161 | 0 | 0 | 867.0492 | 0.062068 | 7 | Industrial_2033_Technical_MW_After Competition Groups_7 | Recommissioning | 6.207% | 0 | 53.8161 | Industrial_2033_Technical_MW_After Competition Groups_Recommissioning
Industrial | Ind ¦ SEM | 2033 | Technical | MW | After Competition Groups | 53.8161 | 0 | 0 | 867.0492 | 0.062068 | 8 | Industrial_2033_Technical_MW_After Competition Groups_8 | SEM | 6.207% | 0 | 53.8161 | Industrial_2033_Technical_MW_After Competition Groups_SEM
Industrial | Ind ¦ Efficient Compressed Air Nozzles | 2033 | Achievable | MW | After Competition Groups | 29.0519 | 0 | 0 | 468.0845 | 0.062065 | 9 | Industrial_2033_Achievable_MW_After Competition Groups_9 | Efficient Compressed Air Nozzles | 6.207% | 0 | 29.0519 | Industrial_2033_Achievable_MW_After Competition Groups_Efficient Compressed Air Nozzles
Industrial | Ind ¦ Efficient Compressed Air Nozzles | 2033 | Technical | MW | After Competition Groups | 52.7841 | 0 | 0 | 867.0492 | 0.060878 | 9 | Industrial_2033_Technical_MW_After Competition Groups_9 | Efficient Compressed Air Nozzles | 6.088% | 0 | 52.7841 | Industrial_2033_Technical_MW_After Competition Groups_Efficient Compressed Air Nozzles
Industrial | Ind ¦ High Efficiency HVAC Fans | 2033 | Achievable | MW | After Competition Groups | 25.3128 | 0 | 0 | 468.0845 | 0.054077 | 10 | Industrial_2033_Achievable_MW_After Competition Groups_10 | High Efficiency HVAC Fans | 5.408% | 0 | 25.3128 | Industrial_2033_Achievable_MW_After Competition Groups_High Efficiency HVAC Fans
Industrial | Ind ¦ High Efficiency HVAC Fans | 2033 | Economic | MW | After Competition Groups | 39.0405 | 0 | 0 | 800.441 | 0.048774 | 10 | Industrial_2033_Economic_MW_After Competition Groups_10 | High Efficiency HVAC Fans | 4.877% | 0 | 39.0405 | Industrial_2033_Economic_MW_After Competition Groups_High Efficiency HVAC Fans
Industrial | Ind ¦ High Efficiency HVAC Fans | 2033 | Technical | MW | After Competition Groups | 39.0405 | 0 | 0 | 867.0492 | 0.045027 | 10 | Industrial_2033_Technical_MW_After Competition Groups_10 | High Efficiency HVAC Fans | 4.503% | 0 | 39.0405 | Industrial_2033_Technical_MW_After Competition Groups_High Efficiency HVAC Fans
Industrial | Ind ¦ Fan System Optimization | 2033 | Achievable | MW | After Competition Groups | 14.5493 | 0 | 0 | 468.0845 | 0.031083 | 11 | Industrial_2033_Achievable_MW_After Competition Groups_11 | Fan System Optimization | 3.108% | 0 | 14.5493 | Industrial_2033_Achievable_MW_After Competition Groups_Fan System Optimization
Industrial | Ind ¦ Fan System Optimization | 2033 | Economic | MW | After Competition Groups | 20.4452 | 0 | 0 | 800.441 | 0.025542 | 11 | Industrial_2033_Economic_MW_After Competition Groups_11 | Fan System Optimization | 2.554% | 0 | 20.4452 | Industrial_2033_Economic_MW_After Competition Groups_Fan System Optimization
Industrial | Ind ¦ Process Optimization (Elec) | 2033 | Economic | MW | After Competition Groups | 19.8022 | 0 | 0 | 800.441 | 0.024739 | 12 | Industrial_2033_Economic_MW_After Competition Groups_12 | Process Optimization (Elec) | 2.474% | 0 | 19.8022 | Industrial_2033_Economic_MW_After Competition Groups_Process Optimization (Elec)
Industrial | Ind ¦ Improved Controls - Process Cooling | 2033 | Achievable | MW | After Competition Groups | 11.0393 | 0 | 0 | 468.0845 | 0.023584 | 12 | Industrial_2033_Achievable_MW_After Competition Groups_12 | Improved Controls - Process Cooling | 2.358% | 0 | 11.0393 | Industrial_2033_Achievable_MW_After Competition Groups_Improved Controls - Process Cooling
Industrial | Ind ¦ Fan System Optimization | 2033 | Technical | MW | After Competition Groups | 20.4452 | 0 | 0 | 867.0492 | 0.02358 | 11 | Industrial_2033_Technical_MW_After Competition Groups_11 | Fan System Optimization | 2.358% | 0 | 20.4452 | Industrial_2033_Technical_MW_After Competition Groups_Fan System Optimization
Industrial | Ind ¦ Process Optimization (Elec) | 2033 | Technical | MW | After Competition Groups | 19.8022 | 0 | 0 | 867.0492 | 0.022839 | 12 | Industrial_2033_Technical_MW_After Competition Groups_12 | Process Optimization (Elec) | 2.284% | 0 | 19.8022 | Industrial_2033_Technical_MW_After Competition Groups_Process Optimization (Elec)
Industrial | Ind ¦ Premium Efficient Motors | 2033 | Technical | MW | After Competition Groups | 18.441 | 0 | 0 | 867.0492 | 0.021269 | 13 | Industrial_2033_Technical_MW_After Competition Groups_13 | Premium Efficient Motors | 2.127% | 0 | 18.441 | Industrial_2033_Technical_MW_After Competition Groups_Premium Efficient Motors
Industrial | Ind ¦ Improved Controls - Process Cooling | 2033 | Economic | MW | After Competition Groups | 15.291 | 0 | 0 | 800.441 | 0.019103 | 13 | Industrial_2033_Economic_MW_After Competition Groups_13 | Improved Controls - Process Cooling | 1.91% | 0 | 15.291 | Industrial_2033_Economic_MW_After Competition Groups_Improved Controls - Process Cooling
Industrial | Ind ¦ Improved Controls - Process Cooling | 2033 | Technical | MW | After Competition Groups | 15.291 | 0 | 0 | 867.0492 | 0.017636 | 14 | Industrial_2033_Technical_MW_After Competition Groups_14 | Improved Controls - Process Cooling | 1.764% | 0 | 15.291 | Industrial_2033_Technical_MW_After Competition Groups_Improved Controls - Process Cooling
Industrial | Ind ¦ Ventilation Optimization | 2033 | Economic | MW | After Competition Groups | 9.4286 | 0 | 0 | 800.441 | 0.011779 | 14 | Industrial_2033_Economic_MW_After Competition Groups_14 | Ventilation Optimization | 1.178% | 0 | 9.4286 | Industrial_2033_Economic_MW_After Competition Groups_Ventilation Optimization
Industrial | Ind ¦ HVLS Fans | 2033 | Technical | MW | After Competition Groups | 9.6246 | 0 | 0 | 867.0492 | 0.0111 | 15 | Industrial_2033_Technical_MW_After Competition Groups_15 | HVLS Fans | 1.11% | 0 | 9.6246 | Industrial_2033_Technical_MW_After Competition Groups_HVLS Fans
Industrial | Ind ¦ Pulp and Paper Process Improvements | 2033 | Achievable | MW | After Competition Groups | 5.0919 | 0 | 0 | 468.0845 | 0.010878 | 13 | Industrial_2033_Achievable_MW_After Competition Groups_13 | Pulp and Paper Process Improvements | 1.088% | 0 | 5.0919 | Industrial_2033_Achievable_MW_After Competition Groups_Pulp and Paper Process Improvements
Industrial | Ind ¦ Ventilation Optimization | 2033 | Technical | MW | After Competition Groups | 9.4286 | 0 | 0 | 867.0492 | 0.010874 | 16 | Industrial_2033_Technical_MW_After Competition Groups_16 | Ventilation Optimization | 1.087% | 0 | 9.4286 | Industrial_2033_Technical_MW_After Competition Groups_Ventilation Optimization
Industrial | Ind ¦ Material Handling Improvements | 2033 | Achievable | MW | After Competition Groups | 4.871 | 0 | 0 | 468.0845 | 0.010406 | 14 | Industrial_2033_Achievable_MW_After Competition Groups_14 | Material Handling Improvements | 1.041% | 0 | 4.871 | Industrial_2033_Achievable_MW_After Competition Groups_Material Handling Improvements
Industrial | Ind ¦ Efficient Irrigation | 2033 | Economic | MW | After Competition Groups | 8.3222 | 0 | 0 | 800.441 | 0.010397 | 15 | Industrial_2033_Economic_MW_After Competition Groups_15 | Efficient Irrigation | 1.04% | 0 | 8.3222 | Industrial_2033_Economic_MW_After Competition Groups_Efficient Irrigation
Industrial | Ind ¦ Efficient Irrigation | 2033 | Technical | MW | After Competition Groups | 8.3222 | 0 | 0 | 867.0492 | 0.0095983 | 17 | Industrial_2033_Technical_MW_After Competition Groups_17 | Efficient Irrigation | 0.9598% | 0 | 8.3222 | Industrial_2033_Technical_MW_After Competition Groups_Efficient Irrigation
Industrial | Ind ¦ HE HVAC Controls | 2033 | Technical | MW | After Competition Groups | 8.2685 | 0 | 0 | 867.0492 | 0.0095363 | 18 | Industrial_2033_Technical_MW_After Competition Groups_18 | HE HVAC Controls | 0.9536% | 0 | 8.2685 | Industrial_2033_Technical_MW_After Competition Groups_HE HVAC Controls
Industrial | Ind ¦ Pulp and Paper Process Improvements | 2033 | Economic | MW | After Competition Groups | 7.551 | 0 | 0 | 800.441 | 0.0094335 | 16 | Industrial_2033_Economic_MW_After Competition Groups_16 | Pulp and Paper Process Improvements | 0.9433% | 0 | 7.551 | Industrial_2033_Economic_MW_After Competition Groups_Pulp and Paper Process Improvements
Industrial | Ind ¦ Material Handling Improvements | 2033 | Economic | MW | After Competition Groups | 7.0538 | 0 | 0 | 800.441 | 0.0088123 | 17 | Industrial_2033_Economic_MW_After Competition Groups_17 | Material Handling Improvements | 0.8812% | 0 | 7.0538 | Industrial_2033_Economic_MW_After Competition Groups_Material Handling Improvements
Industrial | Ind ¦ HE HVAC Units | 2033 | Technical | MW | After Competition Groups | 7.5563 | 0 | 0 | 867.0492 | 0.0087149 | 19 | Industrial_2033_Technical_MW_After Competition Groups_19 | HE HVAC Units | 0.8715% | 0 | 7.5563 | Industrial_2033_Technical_MW_After Competition Groups_HE HVAC Units
Industrial | Ind ¦ Pulp and Paper Process Improvements | 2033 | Technical | MW | After Competition Groups | 7.551 | 0 | 0 | 867.0492 | 0.0087088 | 20 | Industrial_2033_Technical_MW_After Competition Groups_20 | Pulp and Paper Process Improvements | 0.8709% | 0 | 7.551 | Industrial_2033_Technical_MW_After Competition Groups_Pulp and Paper Process Improvements
Industrial | Ind ¦ Free Cooling | 2033 | Economic | MW | After Competition Groups | 6.8165 | 0 | 0 | 800.441 | 0.0085159 | 18 | Industrial_2033_Economic_MW_After Competition Groups_18 | Free Cooling | 0.8516% | 0 | 6.8165 | Industrial_2033_Economic_MW_After Competition Groups_Free Cooling
Industrial | Ind ¦ Material Handling Improvements | 2033 | Technical | MW | After Competition Groups | 7.0538 | 0 | 0 | 867.0492 | 0.0081354 | 21 | Industrial_2033_Technical_MW_After Competition Groups_21 | Material Handling Improvements | 0.8135% | 0 | 7.0538 | Industrial_2033_Technical_MW_After Competition Groups_Material Handling Improvements
Industrial | Ind ¦ Free Cooling | 2033 | Technical | MW | After Competition Groups | 6.8165 | 0 | 0 | 867.0492 | 0.0078617 | 22 | Industrial_2033_Technical_MW_After Competition Groups_22 | Free Cooling | 0.7862% | 0 | 6.8165 | Industrial_2033_Technical_MW_After Competition Groups_Free Cooling
Industrial | Ind ¦ Refiner Plate Improvements | 2033 | Economic | MW | After Competition Groups | 6.0056 | 0 | 0 | 800.441 | 0.0075029 | 19 | Industrial_2033_Economic_MW_After Competition Groups_19 | Refiner Plate Improvements | 0.7503% | 0 | 6.0056 | Industrial_2033_Economic_MW_After Competition Groups_Refiner Plate Improvements
Industrial | Ind ¦ Efficient Irrigation | 2033 | Achievable | MW | After Competition Groups | 3.2651 | 0 | 0 | 468.0845 | 0.0069756 | 15 | Industrial_2033_Achievable_MW_After Competition Groups_15 | Efficient Irrigation | 0.6976% | 0 | 3.2651 | Industrial_2033_Achievable_MW_After Competition Groups_Efficient Irrigation
Industrial | Ind ¦ Refiner Plate Improvements | 2033 | Technical | MW | After Competition Groups | 6.0056 | 0 | 0 | 867.0492 | 0.0069265 | 23 | Industrial_2033_Technical_MW_After Competition Groups_23 | Refiner Plate Improvements | 0.6927% | 0 | 6.0056 | Industrial_2033_Technical_MW_After Competition Groups_Refiner Plate Improvements
Industrial | Ind ¦ Refiner Plate Improvements | 2033 | Achievable | MW | After Competition Groups | 3.2158 | 0 | 0 | 468.0845 | 0.00687 | 16 | Industrial_2033_Achievable_MW_After Competition Groups_16 | Refiner Plate Improvements | 0.687% | 0 | 3.2158 | Industrial_2033_Achievable_MW_After Competition Groups_Refiner Plate Improvements
Industrial | Ind ¦ Chiller Optimization | 2033 | Technical | MW | After Competition Groups | 5.3413 | 0 | 0 | 867.0492 | 0.0061604 | 24 | Industrial_2033_Technical_MW_After Competition Groups_24 | Chiller Optimization | 0.616% | 0 | 5.3413 | Industrial_2033_Technical_MW_After Competition Groups_Chiller Optimization
Industrial | Ind ¦ Process Optimization (Elec) | 2033 | Achievable | MW | After Competition Groups | 2.7583 | 0 | 0 | 468.0845 | 0.0058927 | 17 | Industrial_2033_Achievable_MW_After Competition Groups_17 | Process Optimization (Elec) | 0.5893% | 0 | 2.7583 | Industrial_2033_Achievable_MW_After Competition Groups_Process Optimization (Elec)
Industrial | Ind ¦ VAV Conversion Project | 2033 | Achievable | MW | After Competition Groups | 2.758 | 0 | 0 | 468.0845 | 0.0058921 | 18 | Industrial_2033_Achievable_MW_After Competition Groups_18 | VAV Conversion Project | 0.5892% | 0 | 2.758 | Industrial_2033_Achievable_MW_After Competition Groups_VAV Conversion Project
Industrial | Ind ¦ Ventilation Optimization | 2033 | Achievable | MW | After Competition Groups | 2.7548 | 0 | 0 | 468.0845 | 0.0058853 | 19 | Industrial_2033_Achievable_MW_After Competition Groups_19 | Ventilation Optimization | 0.5885% | 0 | 2.7548 | Industrial_2033_Achievable_MW_After Competition Groups_Ventilation Optimization
Industrial | Ind ¦ Cold Storage Retrofit | 2033 | Technical | MW | After Competition Groups | 4.8538 | 0 | 0 | 867.0492 | 0.0055981 | 25 | Industrial_2033_Technical_MW_After Competition Groups_25 | Cold Storage Retrofit | 0.5598% | 0 | 4.8538 | Industrial_2033_Technical_MW_After Competition Groups_Cold Storage Retrofit
Industrial | Ind ¦ Cooling Tower Optimization | 2033 | Economic | MW | After Competition Groups | 4.0525 | 0 | 0 | 800.441 | 0.0050629 | 20 | Industrial_2033_Economic_MW_After Competition Groups_20 | Cooling Tower Optimization | 0.5063% | 0 | 4.0525 | Industrial_2033_Economic_MW_After Competition Groups_Cooling Tower Optimization
Industrial | Ind ¦ Cooling Tower Optimization | 2033 | Technical | MW | After Competition Groups | 4.0525 | 0 | 0 | 867.0492 | 0.0046739 | 26 | Industrial_2033_Technical_MW_After Competition Groups_26 | Cooling Tower Optimization | 0.4674% | 0 | 4.0525 | Industrial_2033_Technical_MW_After Competition Groups_Cooling Tower Optimization
Industrial | Ind ¦ VAV Conversion Project | 2033 | Economic | MW | After Competition Groups | 3.7278 | 0 | 0 | 800.441 | 0.0046571 | 21 | Industrial_2033_Economic_MW_After Competition Groups_21 | VAV Conversion Project | 0.4657% | 0 | 3.7278 | Industrial_2033_Economic_MW_After Competition Groups_VAV Conversion Project
Industrial | Ind ¦ VAV Conversion Project | 2033 | Technical | MW | After Competition Groups | 3.7278 | 0 | 0 | 867.0492 | 0.0042994 | 27 | Industrial_2033_Technical_MW_After Competition Groups_27 | VAV Conversion Project | 0.4299% | 0 | 3.7278 | Industrial_2033_Technical_MW_After Competition Groups_VAV Conversion Project
Industrial | Ind ¦ High Efficiency Battery Charger | 2033 | Achievable | MW | After Competition Groups | 1.7136 | 0 | 0 | 468.0845 | 0.0036609 | 20 | Industrial_2033_Achievable_MW_After Competition Groups_20 | High Efficiency Battery Charger | 0.3661% | 0 | 1.7136 | Industrial_2033_Achievable_MW_After Competition Groups_High Efficiency Battery Charger
Industrial | Ind ¦ Process Heat Recovery | 2033 | Achievable | MW | After Competition Groups | 1.6939 | 0 | 0 | 468.0845 | 0.0036189 | 21 | Industrial_2033_Achievable_MW_After Competition Groups_21 | Process Heat Recovery | 0.3619% | 0 | 1.6939 | Industrial_2033_Achievable_MW_After Competition Groups_Process Heat Recovery
Industrial | Ind ¦ High Efficiency Battery Charger | 2033 | Economic | MW | After Competition Groups | 2.7314 | 0 | 0 | 800.441 | 0.0034124 | 22 | Industrial_2033_Economic_MW_After Competition Groups_22 | High Efficiency Battery Charger | 0.3412% | 0 | 2.7314 | Industrial_2033_Economic_MW_After Competition Groups_High Efficiency Battery Charger
Industrial | Ind ¦ Free Cooling | 2033 | Achievable | MW | After Competition Groups | 1.5562 | 0 | 0 | 468.0845 | 0.0033246 | 22 | Industrial_2033_Achievable_MW_After Competition Groups_22 | Free Cooling | 0.3325% | 0 | 1.5562 | Industrial_2033_Achievable_MW_After Competition Groups_Free Cooling
Industrial | Ind ¦ Synchronous Belts | 2033 | Economic | MW | After Competition Groups | 2.5267 | 0 | 0 | 800.441 | 0.0031566 | 23 | Industrial_2033_Economic_MW_After Competition Groups_23 | Synchronous Belts | 0.3157% | 0 | 2.5267 | Industrial_2033_Economic_MW_After Competition Groups_Synchronous Belts
Industrial | Ind ¦ High Efficiency Battery Charger | 2033 | Technical | MW | After Competition Groups | 2.7314 | 0 | 0 | 867.0492 | 0.0031502 | 28 | Industrial_2033_Technical_MW_After Competition Groups_28 | High Efficiency Battery Charger | 0.315% | 0 | 2.7314 | Industrial_2033_Technical_MW_After Competition Groups_High Efficiency Battery Charger
Industrial | Ind ¦ Process Improvements | 2033 | Achievable | MW | After Competition Groups | 1.4017 | 0 | 0 | 468.0845 | 0.0029945 | 23 | Industrial_2033_Achievable_MW_After Competition Groups_23 | Process Improvements | 0.2994% | 0 | 1.4017 | Industrial_2033_Achievable_MW_After Competition Groups_Process Improvements
Industrial | Ind ¦ Process Heat Recovery | 2033 | Economic | MW | After Competition Groups | 2.3627 | 0 | 0 | 800.441 | 0.0029517 | 24 | Industrial_2033_Economic_MW_After Competition Groups_24 | Process Heat Recovery | 0.2952% | 0 | 2.3627 | Industrial_2033_Economic_MW_After Competition Groups_Process Heat Recovery
Industrial | Ind ¦ Synchronous Belts | 2033 | Technical | MW | After Competition Groups | 2.5267 | 0 | 0 | 867.0492 | 0.0029141 | 29 | Industrial_2033_Technical_MW_After Competition Groups_29 | Synchronous Belts | 0.2914% | 0 | 2.5267 | Industrial_2033_Technical_MW_After Competition Groups_Synchronous Belts
Industrial | Ind ¦ Dairy Pre-Cooler | 2033 | Economic | MW | After Competition Groups | 2.2188 | 0 | 0 | 800.441 | 0.002772 | 25 | Industrial_2033_Economic_MW_After Competition Groups_25 | Dairy Pre-Cooler | 0.2772% | 0 | 2.2188 | Industrial_2033_Economic_MW_After Competition Groups_Dairy Pre-Cooler
Industrial | Ind ¦ Process Heat Recovery | 2033 | Technical | MW | After Competition Groups | 2.3627 | 0 | 0 | 867.0492 | 0.0027249 | 30 | Industrial_2033_Technical_MW_After Competition Groups_30 | Process Heat Recovery | 0.2725% | 0 | 2.3627 | Industrial_2033_Technical_MW_After Competition Groups_Process Heat Recovery
Industrial | Ind ¦ Dairy Pre-Cooler | 2033 | Technical | MW | After Competition Groups | 2.2188 | 0 | 0 | 867.0492 | 0.002559 | 31 | Industrial_2033_Technical_MW_After Competition Groups_31 | Dairy Pre-Cooler | 0.2559% | 0 | 2.2188 | Industrial_2033_Technical_MW_After Competition Groups_Dairy Pre-Cooler
Industrial | Ind ¦ Refrigeration Compressor VFD | 2033 | Achievable | MW | After Competition Groups | 1.1681 | 0 | 0 | 468.0845 | 0.0024956 | 24 | Industrial_2033_Achievable_MW_After Competition Groups_24 | Refrigeration Compressor VFD | 0.2496% | 0 | 1.1681 | Industrial_2033_Achievable_MW_After Competition Groups_Refrigeration Compressor VFD
Industrial | Ind ¦ Process Improvements | 2033 | Economic | MW | After Competition Groups | 1.9082 | 0 | 0 | 800.441 | 0.0023839 | 26 | Industrial_2033_Economic_MW_After Competition Groups_26 | Process Improvements | 0.2384% | 0 | 1.9082 | Industrial_2033_Economic_MW_After Competition Groups_Process Improvements
Industrial | Ind ¦ Dairy Pre-Cooler | 2033 | Achievable | MW | After Competition Groups | 1.0727 | 0 | 0 | 468.0845 | 0.0022917 | 25 | Industrial_2033_Achievable_MW_After Competition Groups_25 | Dairy Pre-Cooler | 0.2292% | 0 | 1.0727 | Industrial_2033_Achievable_MW_After Competition Groups_Dairy Pre-Cooler
Industrial | Ind ¦ Refrigeration Compressor VFD | 2033 | Economic | MW | After Competition Groups | 1.8295 | 0 | 0 | 800.441 | 0.0022856 | 27 | Industrial_2033_Economic_MW_After Competition Groups_27 | Refrigeration Compressor VFD | 0.2286% | 0 | 1.8295 | Industrial_2033_Economic_MW_After Competition Groups_Refrigeration Compressor VFD
Industrial | Ind ¦ Process Improvements | 2033 | Technical | MW | After Competition Groups | 1.9082 | 0 | 0 | 867.0492 | 0.0022008 | 32 | Industrial_2033_Technical_MW_After Competition Groups_32 | Process Improvements | 0.2201% | 0 | 1.9082 | Industrial_2033_Technical_MW_After Competition Groups_Process Improvements
Industrial | Ind ¦ Refrigeration Compressor VFD | 2033 | Technical | MW | After Competition Groups | 1.8295 | 0 | 0 | 867.0492 | 0.00211 | 33 | Industrial_2033_Technical_MW_After Competition Groups_33 | Refrigeration Compressor VFD | 0.211% | 0 | 1.8295 | Industrial_2033_Technical_MW_After Competition Groups_Refrigeration Compressor VFD
Industrial | Ind ¦ Improved Controls - Process Heating | 2033 | Achievable | MW | After Competition Groups | 0.90224 | 0 | 0 | 468.0845 | 0.0019275 | 26 | Industrial_2033_Achievable_MW_After Competition Groups_26 | Improved Controls - Process Heating | 0.1928% | 0 | 0.90224 | Industrial_2033_Achievable_MW_After Competition Groups_Improved Controls - Process Heating
Industrial | Ind ¦ Efficient Transformer | 2033 | Technical | MW | After Competition Groups | 1.3703 | 0 | 0 | 867.0492 | 0.0015804 | 34 | Industrial_2033_Technical_MW_After Competition Groups_34 | Efficient Transformer | 0.158% | 0 | 1.3703 | Industrial_2033_Technical_MW_After Competition Groups_Efficient Transformer
Industrial | Ind ¦ Improved Controls - Process Heating | 2033 | Economic | MW | After Competition Groups | 1.2559 | 0 | 0 | 800.441 | 0.001569 | 28 | Industrial_2033_Economic_MW_After Competition Groups_28 | Improved Controls - Process Heating | 0.1569% | 0 | 1.2559 | Industrial_2033_Economic_MW_After Competition Groups_Improved Controls - Process Heating
Industrial | Ind ¦ High Efficiency Welders | 2033 | Technical | MW | After Competition Groups | 1.3233 | 0 | 0 | 867.0492 | 0.0015262 | 35 | Industrial_2033_Technical_MW_After Competition Groups_35 | High Efficiency Welders | 0.1526% | 0 | 1.3233 | Industrial_2033_Technical_MW_After Competition Groups_High Efficiency Welders
Industrial | Ind ¦ Improved Controls - Process Heating | 2033 | Technical | MW | After Competition Groups | 1.2559 | 0 | 0 | 867.0492 | 0.0014485 | 36 | Industrial_2033_Technical_MW_After Competition Groups_36 | Improved Controls - Process Heating | 0.1448% | 0 | 1.2559 | Industrial_2033_Technical_MW_After Competition Groups_Improved Controls - Process Heating
Industrial | Ind ¦ Cooling Tower Optimization | 2033 | Achievable | MW | After Competition Groups | 0.63091 | 0 | 0 | 468.0845 | 0.0013479 | 27 | Industrial_2033_Achievable_MW_After Competition Groups_27 | Cooling Tower Optimization | 0.1348% | 0 | 0.63091 | Industrial_2033_Achievable_MW_After Competition Groups_Cooling Tower Optimization
Industrial | Ind ¦ Engine Block Heater Timer | 2033 | Achievable | MW | After Competition Groups | 0.54875 | 0 | 0 | 468.0845 | 0.0011723 | 28 | Industrial_2033_Achievable_MW_After Competition Groups_28 | Engine Block Heater Timer | 0.1172% | 0 | 0.54875 | Industrial_2033_Achievable_MW_After Competition Groups_Engine Block Heater Timer
Industrial | Ind ¦ Engine Block Heater Timer | 2033 | Economic | MW | After Competition Groups | 0.75229 | 0 | 0 | 800.441 | 0.00093985 | 29 | Industrial_2033_Economic_MW_After Competition Groups_29 | Engine Block Heater Timer | 0.09398% | 0 | 0.75229 | Industrial_2033_Economic_MW_After Competition Groups_Engine Block Heater Timer
Industrial | Ind ¦ Engine Block Heater Timer | 2033 | Technical | MW | After Competition Groups | 0.75229 | 0 | 0 | 867.0492 | 0.00086765 | 37 | Industrial_2033_Technical_MW_After Competition Groups_37 | Engine Block Heater Timer | 0.08676% | 0 | 0.75229 | Industrial_2033_Technical_MW_After Competition Groups_Engine Block Heater Timer
Industrial | Ind ¦ Efficient Refrigeration Compressor | 2033 | Achievable | MW | After Competition Groups | 0.35956 | 0 | 0 | 468.0845 | 0.00076815 | 29 | Industrial_2033_Achievable_MW_After Competition Groups_29 | Efficient Refrigeration Compressor | 0.07681% | 0 | 0.35956 | Industrial_2033_Achievable_MW_After Competition Groups_Efficient Refrigeration Compressor
Industrial | Ind ¦ Efficient Refrigeration Compressor | 2033 | Economic | MW | After Competition Groups | 0.44838 | 0 | 0 | 800.441 | 0.00056016 | 30 | Industrial_2033_Economic_MW_After Competition Groups_30 | Efficient Refrigeration Compressor | 0.05602% | 0 | 0.44838 | Industrial_2033_Economic_MW_After Competition Groups_Efficient Refrigeration Compressor
Industrial | Ind ¦ Heat Lamps/Heat Pad | 2033 | Technical | MW | After Competition Groups | 0.4517 | 0 | 0 | 867.0492 | 0.00052096 | 38 | Industrial_2033_Technical_MW_After Competition Groups_38 | Heat Lamps/Heat Pad | 0.0521% | 0 | 0.4517 | Industrial_2033_Technical_MW_After Competition Groups_Heat Lamps/Heat Pad
Industrial | Ind ¦ Efficient Refrigeration Compressor | 2033 | Technical | MW | After Competition Groups | 0.44838 | 0 | 0 | 867.0492 | 0.00051713 | 39 | Industrial_2033_Technical_MW_After Competition Groups_39 | Efficient Refrigeration Compressor | 0.05171% | 0 | 0.44838 | Industrial_2033_Technical_MW_After Competition Groups_Efficient Refrigeration Compressor
Industrial | Ind ¦ Air Compressor Heat Recovery | 2033 | Achievable | MW | After Competition Groups | 0.23454 | 0 | 0 | 468.0845 | 0.00050107 | 30 | Industrial_2033_Achievable_MW_After Competition Groups_30 | Air Compressor Heat Recovery | 0.05011% | 0 | 0.23454 | Industrial_2033_Achievable_MW_After Competition Groups_Air Compressor Heat Recovery
Industrial | Ind ¦ Air Compressor Heat Recovery | 2033 | Economic | MW | After Competition Groups | 0.33145 | 0 | 0 | 800.441 | 0.00041409 | 31 | Industrial_2033_Economic_MW_After Competition Groups_31 | Air Compressor Heat Recovery | 0.04141% | 0 | 0.33145 | Industrial_2033_Economic_MW_After Competition Groups_Air Compressor Heat Recovery
Industrial | Ind ¦ Air Compressor Heat Recovery | 2033 | Technical | MW | After Competition Groups | 0.33145 | 0 | 0 | 867.0492 | 0.00038227 | 40 | Industrial_2033_Technical_MW_After Competition Groups_40 | Air Compressor Heat Recovery | 0.03823% | 0 | 0.33145 | Industrial_2033_Technical_MW_After Competition Groups_Air Compressor Heat Recovery
Industrial | Ind ¦ Creep Heat Controller | 2033 | Technical | MW | After Competition Groups | 0.29111 | 0 | 0 | 867.0492 | 0.00033574 | 41 | Industrial_2033_Technical_MW_After Competition Groups_41 | Creep Heat Controller | 0.03357% | 0 | 0.29111 | Industrial_2033_Technical_MW_After Competition Groups_Creep Heat Controller
Industrial | Ind ¦ Optimize Compressed Air Dryer | 2033 | Technical | MW | After Competition Groups | 0.23934 | 0 | 0 | 867.0492 | 0.00027604 | 42 | Industrial_2033_Technical_MW_After Competition Groups_42 | Optimize Compressed Air Dryer | 0.0276% | 0 | 0.23934 | Industrial_2033_Technical_MW_After Competition Groups_Optimize Compressed Air Dryer
Industrial | Ind ¦ Synchronous Belts | 2033 | Achievable | MW | After Competition Groups | 0.11249 | 0 | 0 | 468.0845 | 0.00024032 | 31 | Industrial_2033_Achievable_MW_After Competition Groups_31 | Synchronous Belts | 0.02403% | 0 | 0.11249 | Industrial_2033_Achievable_MW_After Competition Groups_Synchronous Belts
Industrial | Ind ¦ Heat Lamps/Heat Pad | 2033 | Achievable | MW | After Competition Groups | 0.042538 | 0 | 0 | 468.0845 | 9.0877e-05 | 32 | Industrial_2033_Achievable_MW_After Competition Groups_32 | Heat Lamps/Heat Pad | 0.009088% | 0 | 0.042538 | Industrial_2033_Achievable_MW_After Competition Groups_Heat Lamps/Heat Pad
Industrial | Ind ¦ Heat Lamps/Heat Pad | 2033 | Economic | MW | After Competition Groups | 0.014888 | 0 | 0 | 800.441 | 1.86e-05 | 32 | Industrial_2033_Economic_MW_After Competition Groups_32 | Heat Lamps/Heat Pad | 0.00186% | 0 | 0.014888 | Industrial_2033_Economic_MW_After Competition Groups_Heat Lamps/Heat Pad
Industrial | Ind ¦ Creep Heat Controller | 2033 | Achievable | MW | After Competition Groups | 0 | 0 | 0 | 468.0845 | 0 | 33 | Industrial_2033_Achievable_MW_After Competition Groups_33 | Creep Heat Controller | 0% | 0 | 0 | Industrial_2033_Achievable_MW_After Competition Groups_Creep Heat Controller
Industrial | Ind ¦ Creep Heat Controller | 2033 | Economic | MW | After Competition Groups | 0 | 0 | 0 | 800.441 | 0 | 33 | Industrial_2033_Economic_MW_After Competition Groups_33 | Creep Heat Controller | 0% | 0 | 0 | Industrial_2033_Economic_MW_After Competition Groups_Creep Heat Controller
Industrial | Ind ¦ Efficient Transformer | 2033 | Achievable | MW | After Competition Groups | 0 | 0 | 0 | 468.0845 | 0 | 34 | Industrial_2033_Achievable_MW_After Competition Groups_34 | Efficient Transformer | 0% | 0 | 0 | Industrial_2033_Achievable_MW_After Competition Groups_Efficient Transformer
Industrial | Ind ¦ Efficient Transformer | 2033 | Economic | MW | After Competition Groups | 0 | 0 | 0 | 800.441 | 0 | 34 | Industrial_2033_Economic_MW_After Competition Groups_34 | Efficient Transformer | 0% | 0 | 0 | Industrial_2033_Economic_MW_After Competition Groups_Efficient Transformer
Industrial | Ind ¦ High Efficiency Welders | 2033 | Achievable | MW | After Competition Groups | 0 | 0 | 0 | 468.0845 | 0 | 35 | Industrial_2033_Achievable_MW_After Competition Groups_35 | High Efficiency Welders | 0% | 0 | 0 | Industrial_2033_Achievable_MW_After Competition Groups_High Efficiency Welders
Industrial | Ind ¦ High Efficiency Welders | 2033 | Economic | MW | After Competition Groups | 0 | 0 | 0 | 800.441 | 0 | 35 | Industrial_2033_Economic_MW_After Competition Groups_35 | High Efficiency Welders | 0% | 0 | 0 | Industrial_2033_Economic_MW_After Competition Groups_High Efficiency Welders
Industrial | Ind ¦ HVLS Fans | 2033 | Achievable | MW | After Competition Groups | 0 | 0 | 0 | 468.0845 | 0 | 36 | Industrial_2033_Achievable_MW_After Competition Groups_36 | HVLS Fans | 0% | 0 | 0 | Industrial_2033_Achievable_MW_After Competition Groups_HVLS Fans
Industrial | Ind ¦ HVLS Fans | 2033 | Economic | MW | After Competition Groups | 0 | 0 | 0 | 800.441 | 0 | 36 | Industrial_2033_Economic_MW_After Competition Groups_36 | HVLS Fans | 0% | 0 | 0 | Industrial_2033_Economic_MW_After Competition Groups_HVLS Fans
Industrial | Ind ¦ Optimize Compressed Air Dryer | 2033 | Achievable | MW | After Competition Groups | 0 | 0 | 0 | 468.0845 | 0 | 37 | Industrial_2033_Achievable_MW_After Competition Groups_37 | Optimize Compressed Air Dryer | 0% | 0 | 0 | Industrial_2033_Achievable_MW_After Competition Groups_Optimize Compressed Air Dryer
Industrial | Ind ¦ Optimize Compressed Air Dryer | 2033 | Economic | MW | After Competition Groups | 0 | 0 | 0 | 800.441 | 0 | 37 | Industrial_2033_Economic_MW_After Competition Groups_37 | Optimize Compressed Air Dryer | 0% | 0 | 0 | Industrial_2033_Economic_MW_After Competition Groups_Optimize Compressed Air Dryer
Industrial | Ind ¦ Premium Efficient Motors | 2033 | Achievable | MW | After Competition Groups | 0 | 0 | 0 | 468.0845 | 0 | 38 | Industrial_2033_Achievable_MW_After Competition Groups_38 | Premium Efficient Motors | 0% | 0 | 0 | Industrial_2033_Achievable_MW_After Competition Groups_Premium Efficient Motors
Industrial | Ind ¦ Premium Efficient Motors | 2033 | Economic | MW | After Competition Groups | 0 | 0 | 0 | 800.441 | 0 | 38 | Industrial_2033_Economic_MW_After Competition Groups_38 | Premium Efficient Motors | 0% | 0 | 0 | Industrial_2033_Economic_MW_After Competition Groups_Premium Efficient Motors
Industrial | Ind ¦ Pump System Optimization | 2034 | Economic | MW | After Competition Groups | 122.7001 | 0 | 0 | 809.3262 | 0.15161 | 1 | Industrial_2034_Economic_MW_After Competition Groups_1 | Pump System Optimization | 15.16% | 0 | 122.7001 | Industrial_2034_Economic_MW_After Competition Groups_Pump System Optimization
Industrial | Ind ¦ Pump System Optimization | 2034 | Achievable | MW | After Competition Groups | 75.1949 | 0 | 0 | 510.5633 | 0.14728 | 1 | Industrial_2034_Achievable_MW_After Competition Groups_1 | Pump System Optimization | 14.73% | 0 | 75.1949 | Industrial_2034_Achievable_MW_After Competition Groups_Pump System Optimization
Industrial | Ind ¦ Pump System Optimization | 2034 | Technical | MW | After Competition Groups | 125.0071 | 0 | 0 | 876.2738 | 0.14266 | 1 | Industrial_2034_Technical_MW_After Competition Groups_1 | Pump System Optimization | 14.27% | 0 | 125.0071 | Industrial_2034_Technical_MW_After Competition Groups_Pump System Optimization
Industrial | Ind ¦ HE Lighting | 2034 | Economic | MW | After Competition Groups | 91.6941 | 0 | 0 | 809.3262 | 0.1133 | 2 | Industrial_2034_Economic_MW_After Competition Groups_2 | HE Lighting | 11.33% | 0 | 91.6941 | Industrial_2034_Economic_MW_After Competition Groups_HE Lighting
Industrial | Ind ¦ HE Lighting | 2034 | Technical | MW | After Competition Groups | 98.2608 | 0 | 0 | 876.2738 | 0.11213 | 2 | Industrial_2034_Technical_MW_After Competition Groups_2 | HE Lighting | 11.21% | 0 | 98.2608 | Industrial_2034_Technical_MW_After Competition Groups_HE Lighting
Industrial | Ind ¦ Air Leak Survey and Repair | 2034 | Achievable | MW | After Competition Groups | 53.9886 | 0 | 0 | 510.5633 | 0.10574 | 2 | Industrial_2034_Achievable_MW_After Competition Groups_2 | Air Leak Survey and Repair | 10.57% | 0 | 53.9886 | Industrial_2034_Achievable_MW_After Competition Groups_Air Leak Survey and Repair
Industrial | Ind ¦ Greenhouse Grow Lights | 2034 | Achievable | MW | After Competition Groups | 51.3487 | 0 | 0 | 510.5633 | 0.10057 | 3 | Industrial_2034_Achievable_MW_After Competition Groups_3 | Greenhouse Grow Lights | 10.06% | 0 | 51.3487 | Industrial_2034_Achievable_MW_After Competition Groups_Greenhouse Grow Lights
Industrial | Ind ¦ Greenhouse Grow Lights | 2034 | Economic | MW | After Competition Groups | 76.6631 | 0 | 0 | 809.3262 | 0.094725 | 3 | Industrial_2034_Economic_MW_After Competition Groups_3 | Greenhouse Grow Lights | 9.472% | 0 | 76.6631 | Industrial_2034_Economic_MW_After Competition Groups_Greenhouse Grow Lights
Industrial | Ind ¦ Air Compressor Optimization | 2034 | Achievable | MW | After Competition Groups | 45.6575 | 0 | 0 | 510.5633 | 0.089426 | 4 | Industrial_2034_Achievable_MW_After Competition Groups_4 | Air Compressor Optimization | 8.943% | 0 | 45.6575 | Industrial_2034_Achievable_MW_After Competition Groups_Air Compressor Optimization
Industrial | Ind ¦ Greenhouse Grow Lights | 2034 | Technical | MW | After Competition Groups | 76.6631 | 0 | 0 | 876.2738 | 0.087488 | 3 | Industrial_2034_Technical_MW_After Competition Groups_3 | Greenhouse Grow Lights | 8.749% | 0 | 76.6631 | Industrial_2034_Technical_MW_After Competition Groups_Greenhouse Grow Lights
Industrial | Ind ¦ Air Leak Survey and Repair | 2034 | Economic | MW | After Competition Groups | 70.7781 | 0 | 0 | 809.3262 | 0.087453 | 4 | Industrial_2034_Economic_MW_After Competition Groups_4 | Air Leak Survey and Repair | 8.745% | 0 | 70.7781 | Industrial_2034_Economic_MW_After Competition Groups_Air Leak Survey and Repair
Industrial | Ind ¦ Recommissioning | 2034 | Achievable | MW | After Competition Groups | 41.6546 | 0 | 0 | 510.5633 | 0.081586 | 5 | Industrial_2034_Achievable_MW_After Competition Groups_5 | Recommissioning | 8.159% | 0 | 41.6546 | Industrial_2034_Achievable_MW_After Competition Groups_Recommissioning
Industrial | Ind ¦ SEM | 2034 | Achievable | MW | After Competition Groups | 41.6546 | 0 | 0 | 510.5633 | 0.081586 | 6 | Industrial_2034_Achievable_MW_After Competition Groups_6 | SEM | 8.159% | 0 | 41.6546 | Industrial_2034_Achievable_MW_After Competition Groups_SEM
Industrial | Ind ¦ Air Leak Survey and Repair | 2034 | Technical | MW | After Competition Groups | 70.7781 | 0 | 0 | 876.2738 | 0.080772 | 4 | Industrial_2034_Technical_MW_After Competition Groups_4 | Air Leak Survey and Repair | 8.077% | 0 | 70.7781 | Industrial_2034_Technical_MW_After Competition Groups_Air Leak Survey and Repair
Industrial | Ind ¦ Air Compressor Optimization | 2034 | Economic | MW | After Competition Groups | 62.2761 | 0 | 0 | 809.3262 | 0.076948 | 5 | Industrial_2034_Economic_MW_After Competition Groups_5 | Air Compressor Optimization | 7.695% | 0 | 62.2761 | Industrial_2034_Economic_MW_After Competition Groups_Air Compressor Optimization
Industrial | Ind ¦ Pump Equipment Upgrade | 2034 | Achievable | MW | After Competition Groups | 38.5285 | 0 | 0 | 510.5633 | 0.075463 | 7 | Industrial_2034_Achievable_MW_After Competition Groups_7 | Pump Equipment Upgrade | 7.546% | 0 | 38.5285 | Industrial_2034_Achievable_MW_After Competition Groups_Pump Equipment Upgrade
Industrial | Ind ¦ Pump Equipment Upgrade | 2034 | Economic | MW | After Competition Groups | 58.826 | 0 | 0 | 809.3262 | 0.072685 | 6 | Industrial_2034_Economic_MW_After Competition Groups_6 | Pump Equipment Upgrade | 7.269% | 0 | 58.826 | Industrial_2034_Economic_MW_After Competition Groups_Pump Equipment Upgrade
Industrial | Ind ¦ Air Compressor Optimization | 2034 | Technical | MW | After Competition Groups | 62.2761 | 0 | 0 | 876.2738 | 0.071069 | 5 | Industrial_2034_Technical_MW_After Competition Groups_5 | Air Compressor Optimization | 7.107% | 0 | 62.2761 | Industrial_2034_Technical_MW_After Competition Groups_Air Compressor Optimization
Industrial | Ind ¦ HE Lighting | 2034 | Achievable | MW | After Competition Groups | 35.4384 | 0 | 0 | 510.5633 | 0.06941 | 8 | Industrial_2034_Achievable_MW_After Competition Groups_8 | HE Lighting | 6.941% | 0 | 35.4384 | Industrial_2034_Achievable_MW_After Competition Groups_HE Lighting
Industrial | Ind ¦ Pump Equipment Upgrade | 2034 | Technical | MW | After Competition Groups | 58.826 | 0 | 0 | 876.2738 | 0.067132 | 6 | Industrial_2034_Technical_MW_After Competition Groups_6 | Pump Equipment Upgrade | 6.713% | 0 | 58.826 | Industrial_2034_Technical_MW_After Competition Groups_Pump Equipment Upgrade
Industrial | Ind ¦ Efficient Compressed Air Nozzles | 2034 | Economic | MW | After Competition Groups | 53.9188 | 0 | 0 | 809.3262 | 0.066622 | 7 | Industrial_2034_Economic_MW_After Competition Groups_7 | Efficient Compressed Air Nozzles | 6.662% | 0 | 53.9188 | Industrial_2034_Economic_MW_After Competition Groups_Efficient Compressed Air Nozzles
Industrial | Ind ¦ Recommissioning | 2034 | Economic | MW | After Competition Groups | 53.6216 | 0 | 0 | 809.3262 | 0.066255 | 8 | Industrial_2034_Economic_MW_After Competition Groups_8 | Recommissioning | 6.625% | 0 | 53.6216 | Industrial_2034_Economic_MW_After Competition Groups_Recommissioning
Industrial | Ind ¦ SEM | 2034 | Economic | MW | After Competition Groups | 53.6216 | 0 | 0 | 809.3262 | 0.066255 | 9 | Industrial_2034_Economic_MW_After Competition Groups_9 | SEM | 6.625% | 0 | 53.6216 | Industrial_2034_Economic_MW_After Competition Groups_SEM
Industrial | Ind ¦ Efficient Compressed Air Nozzles | 2034 | Achievable | MW | After Competition Groups | 32.0931 | 0 | 0 | 510.5633 | 0.062858 | 9 | Industrial_2034_Achievable_MW_After Competition Groups_9 | Efficient Compressed Air Nozzles | 6.286% | 0 | 32.0931 | Industrial_2034_Achievable_MW_After Competition Groups_Efficient Compressed Air Nozzles
Industrial | Ind ¦ Efficient Compressed Air Nozzles | 2034 | Technical | MW | After Competition Groups | 53.9188 | 0 | 0 | 876.2738 | 0.061532 | 7 | Industrial_2034_Technical_MW_After Competition Groups_7 | Efficient Compressed Air Nozzles | 6.153% | 0 | 53.9188 | Industrial_2034_Technical_MW_After Competition Groups_Efficient Compressed Air Nozzles
Industrial | Ind ¦ Recommissioning | 2034 | Technical | MW | After Competition Groups | 53.6216 | 0 | 0 | 876.2738 | 0.061193 | 8 | Industrial_2034_Technical_MW_After Competition Groups_8 | Recommissioning | 6.119% | 0 | 53.6216 | Industrial_2034_Technical_MW_After Competition Groups_Recommissioning
Industrial | Ind ¦ SEM | 2034 | Technical | MW | After Competition Groups | 53.6216 | 0 | 0 | 876.2738 | 0.061193 | 9 | Industrial_2034_Technical_MW_After Competition Groups_9 | SEM | 6.119% | 0 | 53.6216 | Industrial_2034_Technical_MW_After Competition Groups_SEM
Industrial | Ind ¦ High Efficiency HVAC Fans | 2034 | Achievable | MW | After Competition Groups | 27.0261 | 0 | 0 | 510.5633 | 0.052934 | 10 | Industrial_2034_Achievable_MW_After Competition Groups_10 | High Efficiency HVAC Fans | 5.293% | 0 | 27.0261 | Industrial_2034_Achievable_MW_After Competition Groups_High Efficiency HVAC Fans
Industrial | Ind ¦ High Efficiency HVAC Fans | 2034 | Economic | MW | After Competition Groups | 39.5459 | 0 | 0 | 809.3262 | 0.048863 | 10 | Industrial_2034_Economic_MW_After Competition Groups_10 | High Efficiency HVAC Fans | 4.886% | 0 | 39.5459 | Industrial_2034_Economic_MW_After Competition Groups_High Efficiency HVAC Fans
Industrial | Ind ¦ High Efficiency HVAC Fans | 2034 | Technical | MW | After Competition Groups | 39.5459 | 0 | 0 | 876.2738 | 0.04513 | 10 | Industrial_2034_Technical_MW_After Competition Groups_10 | High Efficiency HVAC Fans | 4.513% | 0 | 39.5459 | Industrial_2034_Technical_MW_After Competition Groups_High Efficiency HVAC Fans
Industrial | Ind ¦ Fan System Optimization | 2034 | Achievable | MW | After Competition Groups | 15.6072 | 0 | 0 | 510.5633 | 0.030569 | 11 | Industrial_2034_Achievable_MW_After Competition Groups_11 | Fan System Optimization | 3.057% | 0 | 15.6072 | Industrial_2034_Achievable_MW_After Competition Groups_Fan System Optimization
Industrial | Ind ¦ Fan System Optimization | 2034 | Economic | MW | After Competition Groups | 20.7239 | 0 | 0 | 809.3262 | 0.025606 | 11 | Industrial_2034_Economic_MW_After Competition Groups_11 | Fan System Optimization | 2.561% | 0 | 20.7239 | Industrial_2034_Economic_MW_After Competition Groups_Fan System Optimization
Industrial | Ind ¦ Process Optimization (Elec) | 2034 | Economic | MW | After Competition Groups | 19.7254 | 0 | 0 | 809.3262 | 0.024373 | 12 | Industrial_2034_Economic_MW_After Competition Groups_12 | Process Optimization (Elec) | 2.437% | 0 | 19.7254 | Industrial_2034_Economic_MW_After Competition Groups_Process Optimization (Elec)
Industrial | Ind ¦ Fan System Optimization | 2034 | Technical | MW | After Competition Groups | 20.7239 | 0 | 0 | 876.2738 | 0.02365 | 11 | Industrial_2034_Technical_MW_After Competition Groups_11 | Fan System Optimization | 2.365% | 0 | 20.7239 | Industrial_2034_Technical_MW_After Competition Groups_Fan System Optimization
Industrial | Ind ¦ Improved Controls - Process Cooling | 2034 | Achievable | MW | After Competition Groups | 11.869 | 0 | 0 | 510.5633 | 0.023247 | 12 | Industrial_2034_Achievable_MW_After Competition Groups_12 | Improved Controls - Process Cooling | 2.325% | 0 | 11.869 | Industrial_2034_Achievable_MW_After Competition Groups_Improved Controls - Process Cooling
Industrial | Ind ¦ Process Optimization (Elec) | 2034 | Technical | MW | After Competition Groups | 19.7254 | 0 | 0 | 876.2738 | 0.022511 | 12 | Industrial_2034_Technical_MW_After Competition Groups_12 | Process Optimization (Elec) | 2.251% | 0 | 19.7254 | Industrial_2034_Technical_MW_After Competition Groups_Process Optimization (Elec)
Industrial | Ind ¦ Premium Efficient Motors | 2034 | Technical | MW | After Competition Groups | 18.518 | 0 | 0 | 876.2738 | 0.021133 | 13 | Industrial_2034_Technical_MW_After Competition Groups_13 | Premium Efficient Motors | 2.113% | 0 | 18.518 | Industrial_2034_Technical_MW_After Competition Groups_Premium Efficient Motors
Industrial | Ind ¦ Improved Controls - Process Cooling | 2034 | Economic | MW | After Competition Groups | 15.232 | 0 | 0 | 809.3262 | 0.018821 | 13 | Industrial_2034_Economic_MW_After Competition Groups_13 | Improved Controls - Process Cooling | 1.882% | 0 | 15.232 | Industrial_2034_Economic_MW_After Competition Groups_Improved Controls - Process Cooling
Industrial | Ind ¦ Improved Controls - Process Cooling | 2034 | Technical | MW | After Competition Groups | 15.232 | 0 | 0 | 876.2738 | 0.017383 | 14 | Industrial_2034_Technical_MW_After Competition Groups_14 | Improved Controls - Process Cooling | 1.738% | 0 | 15.232 | Industrial_2034_Technical_MW_After Competition Groups_Improved Controls - Process Cooling
Industrial | Ind ¦ Ventilation Optimization | 2034 | Economic | MW | After Competition Groups | 9.6646 | 0 | 0 | 809.3262 | 0.011942 | 14 | Industrial_2034_Economic_MW_After Competition Groups_14 | Ventilation Optimization | 1.194% | 0 | 9.6646 | Industrial_2034_Economic_MW_After Competition Groups_Ventilation Optimization
Industrial | Ind ¦ HVLS Fans | 2034 | Technical | MW | After Competition Groups | 9.7824 | 0 | 0 | 876.2738 | 0.011164 | 15 | Industrial_2034_Technical_MW_After Competition Groups_15 | HVLS Fans | 1.116% | 0 | 9.7824 | Industrial_2034_Technical_MW_After Competition Groups_HVLS Fans
Industrial | Ind ¦ Ventilation Optimization | 2034 | Technical | MW | After Competition Groups | 9.6646 | 0 | 0 | 876.2738 | 0.011029 | 16 | Industrial_2034_Technical_MW_After Competition Groups_16 | Ventilation Optimization | 1.103% | 0 | 9.6646 | Industrial_2034_Technical_MW_After Competition Groups_Ventilation Optimization
Industrial | Ind ¦ Pulp and Paper Process Improvements | 2034 | Achievable | MW | After Competition Groups | 5.5156 | 0 | 0 | 510.5633 | 0.010803 | 13 | Industrial_2034_Achievable_MW_After Competition Groups_13 | Pulp and Paper Process Improvements | 1.08% | 0 | 5.5156 | Industrial_2034_Achievable_MW_After Competition Groups_Pulp and Paper Process Improvements
Industrial | Ind ¦ Efficient Irrigation | 2034 | Economic | MW | After Competition Groups | 8.4189 | 0 | 0 | 809.3262 | 0.010402 | 15 | Industrial_2034_Economic_MW_After Competition Groups_15 | Efficient Irrigation | 1.04% | 0 | 8.4189 | Industrial_2034_Economic_MW_After Competition Groups_Efficient Irrigation
Industrial | Ind ¦ Material Handling Improvements | 2034 | Achievable | MW | After Competition Groups | 5.2159 | 0 | 0 | 510.5633 | 0.010216 | 14 | Industrial_2034_Achievable_MW_After Competition Groups_14 | Material Handling Improvements | 1.022% | 0 | 5.2159 | Industrial_2034_Achievable_MW_After Competition Groups_Material Handling Improvements
Industrial | Ind ¦ Efficient Irrigation | 2034 | Technical | MW | After Competition Groups | 8.4189 | 0 | 0 | 876.2738 | 0.0096076 | 17 | Industrial_2034_Technical_MW_After Competition Groups_17 | Efficient Irrigation | 0.9608% | 0 | 8.4189 | Industrial_2034_Technical_MW_After Competition Groups_Efficient Irrigation
Industrial | Ind ¦ HE HVAC Controls | 2034 | Technical | MW | After Competition Groups | 8.2627 | 0 | 0 | 876.2738 | 0.0094294 | 18 | Industrial_2034_Technical_MW_After Competition Groups_18 | HE HVAC Controls | 0.9429% | 0 | 8.2627 | Industrial_2034_Technical_MW_After Competition Groups_HE HVAC Controls
Industrial | Ind ¦ Pulp and Paper Process Improvements | 2034 | Economic | MW | After Competition Groups | 7.551 | 0 | 0 | 809.3262 | 0.0093299 | 16 | Industrial_2034_Economic_MW_After Competition Groups_16 | Pulp and Paper Process Improvements | 0.933% | 0 | 7.551 | Industrial_2034_Economic_MW_After Competition Groups_Pulp and Paper Process Improvements
Industrial | Ind ¦ Material Handling Improvements | 2034 | Economic | MW | After Competition Groups | 7.1862 | 0 | 0 | 809.3262 | 0.0088792 | 17 | Industrial_2034_Economic_MW_After Competition Groups_17 | Material Handling Improvements | 0.8879% | 0 | 7.1862 | Industrial_2034_Economic_MW_After Competition Groups_Material Handling Improvements
Industrial | Ind ¦ HE HVAC Units | 2034 | Technical | MW | After Competition Groups | 7.6484 | 0 | 0 | 876.2738 | 0.0087284 | 19 | Industrial_2034_Technical_MW_After Competition Groups_19 | HE HVAC Units | 0.8728% | 0 | 7.6484 | Industrial_2034_Technical_MW_After Competition Groups_HE HVAC Units
Industrial | Ind ¦ Pulp and Paper Process Improvements | 2034 | Technical | MW | After Competition Groups | 7.551 | 0 | 0 | 876.2738 | 0.0086171 | 20 | Industrial_2034_Technical_MW_After Competition Groups_20 | Pulp and Paper Process Improvements | 0.8617% | 0 | 7.551 | Industrial_2034_Technical_MW_After Competition Groups_Pulp and Paper Process Improvements
Industrial | Ind ¦ Free Cooling | 2034 | Economic | MW | After Competition Groups | 6.8055 | 0 | 0 | 809.3262 | 0.0084088 | 18 | Industrial_2034_Economic_MW_After Competition Groups_18 | Free Cooling | 0.8409% | 0 | 6.8055 | Industrial_2034_Economic_MW_After Competition Groups_Free Cooling
Industrial | Ind ¦ Material Handling Improvements | 2034 | Technical | MW | After Competition Groups | 7.1862 | 0 | 0 | 876.2738 | 0.0082008 | 21 | Industrial_2034_Technical_MW_After Competition Groups_21 | Material Handling Improvements | 0.8201% | 0 | 7.1862 | Industrial_2034_Technical_MW_After Competition Groups_Material Handling Improvements
Industrial | Ind ¦ Free Cooling | 2034 | Technical | MW | After Competition Groups | 6.8055 | 0 | 0 | 876.2738 | 0.0077664 | 22 | Industrial_2034_Technical_MW_After Competition Groups_22 | Free Cooling | 0.7766% | 0 | 6.8055 | Industrial_2034_Technical_MW_After Competition Groups_Free Cooling
Industrial | Ind ¦ Refiner Plate Improvements | 2034 | Economic | MW | After Competition Groups | 6.1482 | 0 | 0 | 809.3262 | 0.0075966 | 19 | Industrial_2034_Economic_MW_After Competition Groups_19 | Refiner Plate Improvements | 0.7597% | 0 | 6.1482 | Industrial_2034_Economic_MW_After Competition Groups_Refiner Plate Improvements
Industrial | Ind ¦ Efficient Irrigation | 2034 | Achievable | MW | After Competition Groups | 3.7292 | 0 | 0 | 510.5633 | 0.0073042 | 15 | Industrial_2034_Achievable_MW_After Competition Groups_15 | Efficient Irrigation | 0.7304% | 0 | 3.7292 | Industrial_2034_Achievable_MW_After Competition Groups_Efficient Irrigation
Industrial | Ind ¦ Refiner Plate Improvements | 2034 | Technical | MW | After Competition Groups | 6.1482 | 0 | 0 | 876.2738 | 0.0070162 | 23 | Industrial_2034_Technical_MW_After Competition Groups_23 | Refiner Plate Improvements | 0.7016% | 0 | 6.1482 | Industrial_2034_Technical_MW_After Competition Groups_Refiner Plate Improvements
Industrial | Ind ¦ Refiner Plate Improvements | 2034 | Achievable | MW | After Competition Groups | 3.5591 | 0 | 0 | 510.5633 | 0.0069708 | 16 | Industrial_2034_Achievable_MW_After Competition Groups_16 | Refiner Plate Improvements | 0.6971% | 0 | 3.5591 | Industrial_2034_Achievable_MW_After Competition Groups_Refiner Plate Improvements
Industrial | Ind ¦ Ventilation Optimization | 2034 | Achievable | MW | After Competition Groups | 3.2728 | 0 | 0 | 510.5633 | 0.0064101 | 17 | Industrial_2034_Achievable_MW_After Competition Groups_17 | Ventilation Optimization | 0.641% | 0 | 3.2728 | Industrial_2034_Achievable_MW_After Competition Groups_Ventilation Optimization
Industrial | Ind ¦ Process Optimization (Elec) | 2034 | Achievable | MW | After Competition Groups | 3.1299 | 0 | 0 | 510.5633 | 0.0061303 | 18 | Industrial_2034_Achievable_MW_After Competition Groups_18 | Process Optimization (Elec) | 0.613% | 0 | 3.1299 | Industrial_2034_Achievable_MW_After Competition Groups_Process Optimization (Elec)
Industrial | Ind ¦ Chiller Optimization | 2034 | Technical | MW | After Competition Groups | 5.3406 | 0 | 0 | 876.2738 | 0.0060947 | 24 | Industrial_2034_Technical_MW_After Competition Groups_24 | Chiller Optimization | 0.6095% | 0 | 5.3406 | Industrial_2034_Technical_MW_After Competition Groups_Chiller Optimization
Industrial | Ind ¦ VAV Conversion Project | 2034 | Achievable | MW | After Competition Groups | 2.9571 | 0 | 0 | 510.5633 | 0.0057919 | 19 | Industrial_2034_Achievable_MW_After Competition Groups_19 | VAV Conversion Project | 0.5792% | 0 | 2.9571 | Industrial_2034_Achievable_MW_After Competition Groups_VAV Conversion Project
Industrial | Ind ¦ Cold Storage Retrofit | 2034 | Technical | MW | After Competition Groups | 4.8466 | 0 | 0 | 876.2738 | 0.0055309 | 25 | Industrial_2034_Technical_MW_After Competition Groups_25 | Cold Storage Retrofit | 0.5531% | 0 | 4.8466 | Industrial_2034_Technical_MW_After Competition Groups_Cold Storage Retrofit
Industrial | Ind ¦ Cooling Tower Optimization | 2034 | Economic | MW | After Competition Groups | 4.0525 | 0 | 0 | 809.3262 | 0.0050072 | 20 | Industrial_2034_Economic_MW_After Competition Groups_20 | Cooling Tower Optimization | 0.5007% | 0 | 4.0525 | Industrial_2034_Economic_MW_After Competition Groups_Cooling Tower Optimization
Industrial | Ind ¦ Cooling Tower Optimization | 2034 | Technical | MW | After Competition Groups | 4.0525 | 0 | 0 | 876.2738 | 0.0046247 | 26 | Industrial_2034_Technical_MW_After Competition Groups_26 | Cooling Tower Optimization | 0.4625% | 0 | 4.0525 | Industrial_2034_Technical_MW_After Competition Groups_Cooling Tower Optimization
Industrial | Ind ¦ VAV Conversion Project | 2034 | Economic | MW | After Competition Groups | 3.6984 | 0 | 0 | 809.3262 | 0.0045698 | 21 | Industrial_2034_Economic_MW_After Competition Groups_21 | VAV Conversion Project | 0.457% | 0 | 3.6984 | Industrial_2034_Economic_MW_After Competition Groups_VAV Conversion Project
Industrial | Ind ¦ VAV Conversion Project | 2034 | Technical | MW | After Competition Groups | 3.6984 | 0 | 0 | 876.2738 | 0.0042207 | 27 | Industrial_2034_Technical_MW_After Competition Groups_27 | VAV Conversion Project | 0.4221% | 0 | 3.6984 | Industrial_2034_Technical_MW_After Competition Groups_VAV Conversion Project
Industrial | Ind ¦ Free Cooling | 2034 | Achievable | MW | After Competition Groups | 2.058 | 0 | 0 | 510.5633 | 0.0040308 | 20 | Industrial_2034_Achievable_MW_After Competition Groups_20 | Free Cooling | 0.4031% | 0 | 2.058 | Industrial_2034_Achievable_MW_After Competition Groups_Free Cooling
Industrial | Ind ¦ High Efficiency Battery Charger | 2034 | Achievable | MW | After Competition Groups | 1.8494 | 0 | 0 | 510.5633 | 0.0036223 | 21 | Industrial_2034_Achievable_MW_After Competition Groups_21 | High Efficiency Battery Charger | 0.3622% | 0 | 1.8494 | Industrial_2034_Achievable_MW_After Competition Groups_High Efficiency Battery Charger
Industrial | Ind ¦ Process Heat Recovery | 2034 | Achievable | MW | After Competition Groups | 1.8229 | 0 | 0 | 510.5633 | 0.0035704 | 22 | Industrial_2034_Achievable_MW_After Competition Groups_22 | Process Heat Recovery | 0.357% | 0 | 1.8229 | Industrial_2034_Achievable_MW_After Competition Groups_Process Heat Recovery
Industrial | Ind ¦ High Efficiency Battery Charger | 2034 | Economic | MW | After Competition Groups | 2.7748 | 0 | 0 | 809.3262 | 0.0034286 | 22 | Industrial_2034_Economic_MW_After Competition Groups_22 | High Efficiency Battery Charger | 0.3429% | 0 | 2.7748 | Industrial_2034_Economic_MW_After Competition Groups_High Efficiency Battery Charger
Industrial | Ind ¦ High Efficiency Battery Charger | 2034 | Technical | MW | After Competition Groups | 2.7748 | 0 | 0 | 876.2738 | 0.0031666 | 28 | Industrial_2034_Technical_MW_After Competition Groups_28 | High Efficiency Battery Charger | 0.3167% | 0 | 2.7748 | Industrial_2034_Technical_MW_After Competition Groups_High Efficiency Battery Charger
Industrial | Ind ¦ Synchronous Belts | 2034 | Economic | MW | After Competition Groups | 2.5265 | 0 | 0 | 809.3262 | 0.0031217 | 23 | Industrial_2034_Economic_MW_After Competition Groups_23 | Synchronous Belts | 0.3122% | 0 | 2.5265 | Industrial_2034_Economic_MW_After Competition Groups_Synchronous Belts
Industrial | Ind ¦ Process Improvements | 2034 | Achievable | MW | After Competition Groups | 1.5044 | 0 | 0 | 510.5633 | 0.0029465 | 23 | Industrial_2034_Achievable_MW_After Competition Groups_23 | Process Improvements | 0.2947% | 0 | 1.5044 | Industrial_2034_Achievable_MW_After Competition Groups_Process Improvements
Industrial | Ind ¦ Process Heat Recovery | 2034 | Economic | MW | After Competition Groups | 2.3431 | 0 | 0 | 809.3262 | 0.0028952 | 24 | Industrial_2034_Economic_MW_After Competition Groups_24 | Process Heat Recovery | 0.2895% | 0 | 2.3431 | Industrial_2034_Economic_MW_After Competition Groups_Process Heat Recovery
Industrial | Ind ¦ Synchronous Belts | 2034 | Technical | MW | After Competition Groups | 2.5265 | 0 | 0 | 876.2738 | 0.0028832 | 29 | Industrial_2034_Technical_MW_After Competition Groups_29 | Synchronous Belts | 0.2883% | 0 | 2.5265 | Industrial_2034_Technical_MW_After Competition Groups_Synchronous Belts
Industrial | Ind ¦ Dairy Pre-Cooler | 2034 | Economic | MW | After Competition Groups | 2.2433 | 0 | 0 | 809.3262 | 0.0027718 | 25 | Industrial_2034_Economic_MW_After Competition Groups_25 | Dairy Pre-Cooler | 0.2772% | 0 | 2.2433 | Industrial_2034_Economic_MW_After Competition Groups_Dairy Pre-Cooler
Industrial | Ind ¦ Process Heat Recovery | 2034 | Technical | MW | After Competition Groups | 2.3431 | 0 | 0 | 876.2738 | 0.002674 | 30 | Industrial_2034_Technical_MW_After Competition Groups_30 | Process Heat Recovery | 0.2674% | 0 | 2.3431 | Industrial_2034_Technical_MW_After Competition Groups_Process Heat Recovery
Industrial | Ind ¦ Dairy Pre-Cooler | 2034 | Technical | MW | After Competition Groups | 2.2433 | 0 | 0 | 876.2738 | 0.00256 | 31 | Industrial_2034_Technical_MW_After Competition Groups_31 | Dairy Pre-Cooler | 0.256% | 0 | 2.2433 | Industrial_2034_Technical_MW_After Competition Groups_Dairy Pre-Cooler
Industrial | Ind ¦ Refrigeration Compressor VFD | 2034 | Achievable | MW | After Competition Groups | 1.2694 | 0 | 0 | 510.5633 | 0.0024863 | 24 | Industrial_2034_Achievable_MW_After Competition Groups_24 | Refrigeration Compressor VFD | 0.2486% | 0 | 1.2694 | Industrial_2034_Achievable_MW_After Competition Groups_Refrigeration Compressor VFD
Industrial | Ind ¦ Process Improvements | 2034 | Economic | MW | After Competition Groups | 1.8907 | 0 | 0 | 809.3262 | 0.0023361 | 26 | Industrial_2034_Economic_MW_After Competition Groups_26 | Process Improvements | 0.2336% | 0 | 1.8907 | Industrial_2034_Economic_MW_After Competition Groups_Process Improvements
Industrial | Ind ¦ Dairy Pre-Cooler | 2034 | Achievable | MW | After Competition Groups | 1.1814 | 0 | 0 | 510.5633 | 0.0023139 | 25 | Industrial_2034_Achievable_MW_After Competition Groups_25 | Dairy Pre-Cooler | 0.2314% | 0 | 1.1814 | Industrial_2034_Achievable_MW_After Competition Groups_Dairy Pre-Cooler
Industrial | Ind ¦ Refrigeration Compressor VFD | 2034 | Economic | MW | After Competition Groups | 1.864 | 0 | 0 | 809.3262 | 0.0023031 | 27 | Industrial_2034_Economic_MW_After Competition Groups_27 | Refrigeration Compressor VFD | 0.2303% | 0 | 1.864 | Industrial_2034_Economic_MW_After Competition Groups_Refrigeration Compressor VFD
Industrial | Ind ¦ Process Improvements | 2034 | Technical | MW | After Competition Groups | 1.8907 | 0 | 0 | 876.2738 | 0.0021576 | 32 | Industrial_2034_Technical_MW_After Competition Groups_32 | Process Improvements | 0.2158% | 0 | 1.8907 | Industrial_2034_Technical_MW_After Competition Groups_Process Improvements
Industrial | Ind ¦ Refrigeration Compressor VFD | 2034 | Technical | MW | After Competition Groups | 1.864 | 0 | 0 | 876.2738 | 0.0021272 | 33 | Industrial_2034_Technical_MW_After Competition Groups_33 | Refrigeration Compressor VFD | 0.2127% | 0 | 1.864 | Industrial_2034_Technical_MW_After Competition Groups_Refrigeration Compressor VFD
Industrial | Ind ¦ Improved Controls - Process Heating | 2034 | Achievable | MW | After Competition Groups | 0.97019 | 0 | 0 | 510.5633 | 0.0019002 | 26 | Industrial_2034_Achievable_MW_After Competition Groups_26 | Improved Controls - Process Heating | 0.19% | 0 | 0.97019 | Industrial_2034_Achievable_MW_After Competition Groups_Improved Controls - Process Heating
Industrial | Ind ¦ Cooling Tower Optimization | 2034 | Achievable | MW | After Competition Groups | 0.89343 | 0 | 0 | 510.5633 | 0.0017499 | 27 | Industrial_2034_Achievable_MW_After Competition Groups_27 | Cooling Tower Optimization | 0.175% | 0 | 0.89343 | Industrial_2034_Achievable_MW_After Competition Groups_Cooling Tower Optimization
Industrial | Ind ¦ Efficient Transformer | 2034 | Technical | MW | After Competition Groups | 1.3921 | 0 | 0 | 876.2738 | 0.0015887 | 34 | Industrial_2034_Technical_MW_After Competition Groups_34 | Efficient Transformer | 0.1589% | 0 | 1.3921 | Industrial_2034_Technical_MW_After Competition Groups_Efficient Transformer
Industrial | Ind ¦ Improved Controls - Process Heating | 2034 | Economic | MW | After Competition Groups | 1.2557 | 0 | 0 | 809.3262 | 0.0015515 | 28 | Industrial_2034_Economic_MW_After Competition Groups_28 | Improved Controls - Process Heating | 0.1552% | 0 | 1.2557 | Industrial_2034_Economic_MW_After Competition Groups_Improved Controls - Process Heating
Industrial | Ind ¦ High Efficiency Welders | 2034 | Technical | MW | After Competition Groups | 1.3455 | 0 | 0 | 876.2738 | 0.0015354 | 35 | Industrial_2034_Technical_MW_After Competition Groups_35 | High Efficiency Welders | 0.1535% | 0 | 1.3455 | Industrial_2034_Technical_MW_After Competition Groups_High Efficiency Welders
Industrial | Ind ¦ Improved Controls - Process Heating | 2034 | Technical | MW | After Competition Groups | 1.2557 | 0 | 0 | 876.2738 | 0.001433 | 36 | Industrial_2034_Technical_MW_After Competition Groups_36 | Improved Controls - Process Heating | 0.1433% | 0 | 1.2557 | Industrial_2034_Technical_MW_After Competition Groups_Improved Controls - Process Heating
Industrial | Ind ¦ Engine Block Heater Timer | 2034 | Achievable | MW | After Competition Groups | 0.58942 | 0 | 0 | 510.5633 | 0.0011544 | 28 | Industrial_2034_Achievable_MW_After Competition Groups_28 | Engine Block Heater Timer | 0.1154% | 0 | 0.58942 | Industrial_2034_Achievable_MW_After Competition Groups_Engine Block Heater Timer
Industrial | Ind ¦ Engine Block Heater Timer | 2034 | Economic | MW | After Competition Groups | 0.74543 | 0 | 0 | 809.3262 | 0.00092104 | 29 | Industrial_2034_Economic_MW_After Competition Groups_29 | Engine Block Heater Timer | 0.0921% | 0 | 0.74543 | Industrial_2034_Economic_MW_After Competition Groups_Engine Block Heater Timer
Industrial | Ind ¦ Engine Block Heater Timer | 2034 | Technical | MW | After Competition Groups | 0.74543 | 0 | 0 | 876.2738 | 0.00085068 | 37 | Industrial_2034_Technical_MW_After Competition Groups_37 | Engine Block Heater Timer | 0.08507% | 0 | 0.74543 | Industrial_2034_Technical_MW_After Competition Groups_Engine Block Heater Timer
Industrial | Ind ¦ Efficient Refrigeration Compressor | 2034 | Achievable | MW | After Competition Groups | 0.37475 | 0 | 0 | 510.5633 | 0.000734 | 29 | Industrial_2034_Achievable_MW_After Competition Groups_29 | Efficient Refrigeration Compressor | 0.0734% | 0 | 0.37475 | Industrial_2034_Achievable_MW_After Competition Groups_Efficient Refrigeration Compressor
Industrial | Ind ¦ Efficient Refrigeration Compressor | 2034 | Economic | MW | After Competition Groups | 0.4534 | 0 | 0 | 809.3262 | 0.00056022 | 30 | Industrial_2034_Economic_MW_After Competition Groups_30 | Efficient Refrigeration Compressor | 0.05602% | 0 | 0.4534 | Industrial_2034_Economic_MW_After Competition Groups_Efficient Refrigeration Compressor
Industrial | Ind ¦ Heat Lamps/Heat Pad | 2034 | Technical | MW | After Competition Groups | 0.45372 | 0 | 0 | 876.2738 | 0.00051778 | 38 | Industrial_2034_Technical_MW_After Competition Groups_38 | Heat Lamps/Heat Pad | 0.05178% | 0 | 0.45372 | Industrial_2034_Technical_MW_After Competition Groups_Heat Lamps/Heat Pad
Industrial | Ind ¦ Efficient Refrigeration Compressor | 2034 | Technical | MW | After Competition Groups | 0.4534 | 0 | 0 | 876.2738 | 0.00051742 | 39 | Industrial_2034_Technical_MW_After Competition Groups_39 | Efficient Refrigeration Compressor | 0.05174% | 0 | 0.4534 | Industrial_2034_Technical_MW_After Competition Groups_Efficient Refrigeration Compressor
Industrial | Ind ¦ Air Compressor Heat Recovery | 2034 | Achievable | MW | After Competition Groups | 0.2527 | 0 | 0 | 510.5633 | 0.00049494 | 30 | Industrial_2034_Achievable_MW_After Competition Groups_30 | Air Compressor Heat Recovery | 0.04949% | 0 | 0.2527 | Industrial_2034_Achievable_MW_After Competition Groups_Air Compressor Heat Recovery
Industrial | Ind ¦ Synchronous Belts | 2034 | Achievable | MW | After Competition Groups | 0.24132 | 0 | 0 | 510.5633 | 0.00047266 | 31 | Industrial_2034_Achievable_MW_After Competition Groups_31 | Synchronous Belts | 0.04727% | 0 | 0.24132 | Industrial_2034_Achievable_MW_After Competition Groups_Synchronous Belts
Industrial | Ind ¦ Air Compressor Heat Recovery | 2034 | Economic | MW | After Competition Groups | 0.33144 | 0 | 0 | 809.3262 | 0.00040953 | 31 | Industrial_2034_Economic_MW_After Competition Groups_31 | Air Compressor Heat Recovery | 0.04095% | 0 | 0.33144 | Industrial_2034_Economic_MW_After Competition Groups_Air Compressor Heat Recovery
Industrial | Ind ¦ Air Compressor Heat Recovery | 2034 | Technical | MW | After Competition Groups | 0.33144 | 0 | 0 | 876.2738 | 0.00037824 | 40 | Industrial_2034_Technical_MW_After Competition Groups_40 | Air Compressor Heat Recovery | 0.03782% | 0 | 0.33144 | Industrial_2034_Technical_MW_After Competition Groups_Air Compressor Heat Recovery
Industrial | Ind ¦ Creep Heat Controller | 2034 | Technical | MW | After Competition Groups | 0.29048 | 0 | 0 | 876.2738 | 0.00033149 | 41 | Industrial_2034_Technical_MW_After Competition Groups_41 | Creep Heat Controller | 0.03315% | 0 | 0.29048 | Industrial_2034_Technical_MW_After Competition Groups_Creep Heat Controller
Industrial | Ind ¦ Optimize Compressed Air Dryer | 2034 | Technical | MW | After Competition Groups | 0.23934 | 0 | 0 | 876.2738 | 0.00027313 | 42 | Industrial_2034_Technical_MW_After Competition Groups_42 | Optimize Compressed Air Dryer | 0.02731% | 0 | 0.23934 | Industrial_2034_Technical_MW_After Competition Groups_Optimize Compressed Air Dryer
Industrial | Ind ¦ Heat Lamps/Heat Pad | 2034 | Achievable | MW | After Competition Groups | 0.077507 | 0 | 0 | 510.5633 | 0.00015181 | 32 | Industrial_2034_Achievable_MW_After Competition Groups_32 | Heat Lamps/Heat Pad | 0.01518% | 0 | 0.077507 | Industrial_2034_Achievable_MW_After Competition Groups_Heat Lamps/Heat Pad
Industrial | Ind ¦ Efficient Transformer | 2034 | Achievable | MW | After Competition Groups | 0.037695 | 0 | 0 | 510.5633 | 7.3831e-05 | 33 | Industrial_2034_Achievable_MW_After Competition Groups_33 | Efficient Transformer | 0.007383% | 0 | 0.037695 | Industrial_2034_Achievable_MW_After Competition Groups_Efficient Transformer
Industrial | Ind ¦ Efficient Transformer | 2034 | Economic | MW | After Competition Groups | 0.028662 | 0 | 0 | 809.3262 | 3.5415e-05 | 32 | Industrial_2034_Economic_MW_After Competition Groups_32 | Efficient Transformer | 0.003541% | 0 | 0.028662 | Industrial_2034_Economic_MW_After Competition Groups_Efficient Transformer
Industrial | Ind ¦ Heat Lamps/Heat Pad | 2034 | Economic | MW | After Competition Groups | 0.017228 | 0 | 0 | 809.3262 | 2.1287e-05 | 33 | Industrial_2034_Economic_MW_After Competition Groups_33 | Heat Lamps/Heat Pad | 0.002129% | 0 | 0.017228 | Industrial_2034_Economic_MW_After Competition Groups_Heat Lamps/Heat Pad
Industrial | Ind ¦ Creep Heat Controller | 2034 | Achievable | MW | After Competition Groups | 0 | 0 | 0 | 510.5633 | 0 | 34 | Industrial_2034_Achievable_MW_After Competition Groups_34 | Creep Heat Controller | 0% | 0 | 0 | Industrial_2034_Achievable_MW_After Competition Groups_Creep Heat Controller
Industrial | Ind ¦ Creep Heat Controller | 2034 | Economic | MW | After Competition Groups | 0 | 0 | 0 | 809.3262 | 0 | 34 | Industrial_2034_Economic_MW_After Competition Groups_34 | Creep Heat Controller | 0% | 0 | 0 | Industrial_2034_Economic_MW_After Competition Groups_Creep Heat Controller
Industrial | Ind ¦ High Efficiency Welders | 2034 | Achievable | MW | After Competition Groups | 0 | 0 | 0 | 510.5633 | 0 | 35 | Industrial_2034_Achievable_MW_After Competition Groups_35 | High Efficiency Welders | 0% | 0 | 0 | Industrial_2034_Achievable_MW_After Competition Groups_High Efficiency Welders
Industrial | Ind ¦ High Efficiency Welders | 2034 | Economic | MW | After Competition Groups | 0 | 0 | 0 | 809.3262 | 0 | 35 | Industrial_2034_Economic_MW_After Competition Groups_35 | High Efficiency Welders | 0% | 0 | 0 | Industrial_2034_Economic_MW_After Competition Groups_High Efficiency Welders
Industrial | Ind ¦ HVLS Fans | 2034 | Achievable | MW | After Competition Groups | 0 | 0 | 0 | 510.5633 | 0 | 36 | Industrial_2034_Achievable_MW_After Competition Groups_36 | HVLS Fans | 0% | 0 | 0 | Industrial_2034_Achievable_MW_After Competition Groups_HVLS Fans
Industrial | Ind ¦ HVLS Fans | 2034 | Economic | MW | After Competition Groups | 0 | 0 | 0 | 809.3262 | 0 | 36 | Industrial_2034_Economic_MW_After Competition Groups_36 | HVLS Fans | 0% | 0 | 0 | Industrial_2034_Economic_MW_After Competition Groups_HVLS Fans
Industrial | Ind ¦ Optimize Compressed Air Dryer | 2034 | Achievable | MW | After Competition Groups | 0 | 0 | 0 | 510.5633 | 0 | 37 | Industrial_2034_Achievable_MW_After Competition Groups_37 | Optimize Compressed Air Dryer | 0% | 0 | 0 | Industrial_2034_Achievable_MW_After Competition Groups_Optimize Compressed Air Dryer
Industrial | Ind ¦ Optimize Compressed Air Dryer | 2034 | Economic | MW | After Competition Groups | 0 | 0 | 0 | 809.3262 | 0 | 37 | Industrial_2034_Economic_MW_After Competition Groups_37 | Optimize Compressed Air Dryer | 0% | 0 | 0 | Industrial_2034_Economic_MW_After Competition Groups_Optimize Compressed Air Dryer
Industrial | Ind ¦ Premium Efficient Motors | 2034 | Achievable | MW | After Competition Groups | 0 | 0 | 0 | 510.5633 | 0 | 38 | Industrial_2034_Achievable_MW_After Competition Groups_38 | Premium Efficient Motors | 0% | 0 | 0 | Industrial_2034_Achievable_MW_After Competition Groups_Premium Efficient Motors
Industrial | Ind ¦ Premium Efficient Motors | 2034 | Economic | MW | After Competition Groups | 0 | 0 | 0 | 809.3262 | 0 | 38 | Industrial_2034_Economic_MW_After Competition Groups_38 | Premium Efficient Motors | 0% | 0 | 0 | Industrial_2034_Economic_MW_After Competition Groups_Premium Efficient Motors
Industrial | Ind ¦ Pump System Optimization | 2035 | Economic | MW | After Competition Groups | 125.0819 | 0 | 0 | 819.6084 | 0.15261 | 1 | Industrial_2035_Economic_MW_After Competition Groups_1 | Pump System Optimization | 15.26% | 0 | 125.0819 | Industrial_2035_Economic_MW_After Competition Groups_Pump System Optimization
Industrial | Ind ¦ Pump System Optimization | 2035 | Achievable | MW | After Competition Groups | 81.4346 | 0 | 0 | 551.1157 | 0.14776 | 1 | Industrial_2035_Achievable_MW_After Competition Groups_1 | Pump System Optimization | 14.78% | 0 | 81.4346 | Industrial_2035_Achievable_MW_After Competition Groups_Pump System Optimization
Industrial | Ind ¦ Pump System Optimization | 2035 | Technical | MW | After Competition Groups | 127.3996 | 0 | 0 | 886.6961 | 0.14368 | 1 | Industrial_2035_Technical_MW_After Competition Groups_1 | Pump System Optimization | 14.37% | 0 | 127.3996 | Industrial_2035_Technical_MW_After Competition Groups_Pump System Optimization
Industrial | Ind ¦ HE Lighting | 2035 | Economic | MW | After Competition Groups | 93.4627 | 0 | 0 | 819.6084 | 0.11403 | 2 | Industrial_2035_Economic_MW_After Competition Groups_2 | HE Lighting | 11.4% | 0 | 93.4627 | Industrial_2035_Economic_MW_After Competition Groups_HE Lighting
Industrial | Ind ¦ HE Lighting | 2035 | Technical | MW | After Competition Groups | 100.0294 | 0 | 0 | 886.6961 | 0.11281 | 2 | Industrial_2035_Technical_MW_After Competition Groups_2 | HE Lighting | 11.28% | 0 | 100.0294 | Industrial_2035_Technical_MW_After Competition Groups_HE Lighting
Industrial | Ind ¦ Air Leak Survey and Repair | 2035 | Achievable | MW | After Competition Groups | 57.327 | 0 | 0 | 551.1157 | 0.10402 | 2 | Industrial_2035_Achievable_MW_After Competition Groups_2 | Air Leak Survey and Repair | 10.4% | 0 | 57.327 | Industrial_2035_Achievable_MW_After Competition Groups_Air Leak Survey and Repair
Industrial | Ind ¦ Greenhouse Grow Lights | 2035 | Achievable | MW | After Competition Groups | 54.612 | 0 | 0 | 551.1157 | 0.099094 | 3 | Industrial_2035_Achievable_MW_After Competition Groups_3 | Greenhouse Grow Lights | 9.909% | 0 | 54.612 | Industrial_2035_Achievable_MW_After Competition Groups_Greenhouse Grow Lights
Industrial | Ind ¦ Greenhouse Grow Lights | 2035 | Economic | MW | After Competition Groups | 77.6508 | 0 | 0 | 819.6084 | 0.094741 | 3 | Industrial_2035_Economic_MW_After Competition Groups_3 | Greenhouse Grow Lights | 9.474% | 0 | 77.6508 | Industrial_2035_Economic_MW_After Competition Groups_Greenhouse Grow Lights
Industrial | Ind ¦ Air Compressor Optimization | 2035 | Achievable | MW | After Competition Groups | 48.5346 | 0 | 0 | 551.1157 | 0.088066 | 4 | Industrial_2035_Achievable_MW_After Competition Groups_4 | Air Compressor Optimization | 8.807% | 0 | 48.5346 | Industrial_2035_Achievable_MW_After Competition Groups_Air Compressor Optimization
Industrial | Ind ¦ Greenhouse Grow Lights | 2035 | Technical | MW | After Competition Groups | 77.6508 | 0 | 0 | 886.6961 | 0.087573 | 3 | Industrial_2035_Technical_MW_After Competition Groups_3 | Greenhouse Grow Lights | 8.757% | 0 | 77.6508 | Industrial_2035_Technical_MW_After Competition Groups_Greenhouse Grow Lights
Industrial | Ind ¦ Air Leak Survey and Repair | 2035 | Economic | MW | After Competition Groups | 70.7414 | 0 | 0 | 819.6084 | 0.086311 | 4 | Industrial_2035_Economic_MW_After Competition Groups_4 | Air Leak Survey and Repair | 8.631% | 0 | 70.7414 | Industrial_2035_Economic_MW_After Competition Groups_Air Leak Survey and Repair
Industrial | Ind ¦ Recommissioning | 2035 | Achievable | MW | After Competition Groups | 44.1609 | 0 | 0 | 551.1157 | 0.08013 | 5 | Industrial_2035_Achievable_MW_After Competition Groups_5 | Recommissioning | 8.013% | 0 | 44.1609 | Industrial_2035_Achievable_MW_After Competition Groups_Recommissioning
Industrial | Ind ¦ SEM | 2035 | Achievable | MW | After Competition Groups | 44.1609 | 0 | 0 | 551.1157 | 0.08013 | 6 | Industrial_2035_Achievable_MW_After Competition Groups_6 | SEM | 8.013% | 0 | 44.1609 | Industrial_2035_Achievable_MW_After Competition Groups_SEM
Industrial | Ind ¦ Air Leak Survey and Repair | 2035 | Technical | MW | After Competition Groups | 70.7414 | 0 | 0 | 886.6961 | 0.079781 | 4 | Industrial_2035_Technical_MW_After Competition Groups_4 | Air Leak Survey and Repair | 7.978% | 0 | 70.7414 | Industrial_2035_Technical_MW_After Competition Groups_Air Leak Survey and Repair
Industrial | Ind ¦ Air Compressor Optimization | 2035 | Economic | MW | After Competition Groups | 63.6198 | 0 | 0 | 819.6084 | 0.077622 | 5 | Industrial_2035_Economic_MW_After Competition Groups_5 | Air Compressor Optimization | 7.762% | 0 | 63.6198 | Industrial_2035_Economic_MW_After Competition Groups_Air Compressor Optimization
Industrial | Ind ¦ Pump Equipment Upgrade | 2035 | Achievable | MW | After Competition Groups | 41.7267 | 0 | 0 | 551.1157 | 0.075713 | 7 | Industrial_2035_Achievable_MW_After Competition Groups_7 | Pump Equipment Upgrade | 7.571% | 0 | 41.7267 | Industrial_2035_Achievable_MW_After Competition Groups_Pump Equipment Upgrade
Industrial | Ind ¦ HE Lighting | 2035 | Achievable | MW | After Competition Groups | 41.4735 | 0 | 0 | 551.1157 | 0.075254 | 8 | Industrial_2035_Achievable_MW_After Competition Groups_8 | HE Lighting | 7.525% | 0 | 41.4735 | Industrial_2035_Achievable_MW_After Competition Groups_HE Lighting
Industrial | Ind ¦ Pump Equipment Upgrade | 2035 | Economic | MW | After Competition Groups | 59.9825 | 0 | 0 | 819.6084 | 0.073184 | 6 | Industrial_2035_Economic_MW_After Competition Groups_6 | Pump Equipment Upgrade | 7.318% | 0 | 59.9825 | Industrial_2035_Economic_MW_After Competition Groups_Pump Equipment Upgrade
Industrial | Ind ¦ Air Compressor Optimization | 2035 | Technical | MW | After Competition Groups | 63.6198 | 0 | 0 | 886.6961 | 0.071749 | 5 | Industrial_2035_Technical_MW_After Competition Groups_5 | Air Compressor Optimization | 7.175% | 0 | 63.6198 | Industrial_2035_Technical_MW_After Competition Groups_Air Compressor Optimization
Industrial | Ind ¦ Pump Equipment Upgrade | 2035 | Technical | MW | After Competition Groups | 59.9825 | 0 | 0 | 886.6961 | 0.067647 | 6 | Industrial_2035_Technical_MW_After Competition Groups_6 | Pump Equipment Upgrade | 6.765% | 0 | 59.9825 | Industrial_2035_Technical_MW_After Competition Groups_Pump Equipment Upgrade
Industrial | Ind ¦ Efficient Compressed Air Nozzles | 2035 | Economic | MW | After Competition Groups | 55.1257 | 0 | 0 | 819.6084 | 0.067259 | 7 | Industrial_2035_Economic_MW_After Competition Groups_7 | Efficient Compressed Air Nozzles | 6.726% | 0 | 55.1257 | Industrial_2035_Economic_MW_After Competition Groups_Efficient Compressed Air Nozzles
Industrial | Ind ¦ Recommissioning | 2035 | Economic | MW | After Competition Groups | 53.466 | 0 | 0 | 819.6084 | 0.065234 | 8 | Industrial_2035_Economic_MW_After Competition Groups_8 | Recommissioning | 6.523% | 0 | 53.466 | Industrial_2035_Economic_MW_After Competition Groups_Recommissioning
Industrial | Ind ¦ SEM | 2035 | Economic | MW | After Competition Groups | 53.466 | 0 | 0 | 819.6084 | 0.065234 | 9 | Industrial_2035_Economic_MW_After Competition Groups_9 | SEM | 6.523% | 0 | 53.466 | Industrial_2035_Economic_MW_After Competition Groups_SEM
Industrial | Ind ¦ Efficient Compressed Air Nozzles | 2035 | Achievable | MW | After Competition Groups | 35.0202 | 0 | 0 | 551.1157 | 0.063544 | 9 | Industrial_2035_Achievable_MW_After Competition Groups_9 | Efficient Compressed Air Nozzles | 6.354% | 0 | 35.0202 | Industrial_2035_Achievable_MW_After Competition Groups_Efficient Compressed Air Nozzles
Industrial | Ind ¦ Efficient Compressed Air Nozzles | 2035 | Technical | MW | After Competition Groups | 55.1257 | 0 | 0 | 886.6961 | 0.06217 | 7 | Industrial_2035_Technical_MW_After Competition Groups_7 | Efficient Compressed Air Nozzles | 6.217% | 0 | 55.1257 | Industrial_2035_Technical_MW_After Competition Groups_Efficient Compressed Air Nozzles
Industrial | Ind ¦ Recommissioning | 2035 | Technical | MW | After Competition Groups | 53.466 | 0 | 0 | 886.6961 | 0.060298 | 8 | Industrial_2035_Technical_MW_After Competition Groups_8 | Recommissioning | 6.03% | 0 | 53.466 | Industrial_2035_Technical_MW_After Competition Groups_Recommissioning
Industrial | Ind ¦ SEM | 2035 | Technical | MW | After Competition Groups | 53.466 | 0 | 0 | 886.6961 | 0.060298 | 9 | Industrial_2035_Technical_MW_After Competition Groups_9 | SEM | 6.03% | 0 | 53.466 | Industrial_2035_Technical_MW_After Competition Groups_SEM
Industrial | Ind ¦ High Efficiency HVAC Fans | 2035 | Achievable | MW | After Competition Groups | 28.6389 | 0 | 0 | 551.1157 | 0.051965 | 10 | Industrial_2035_Achievable_MW_After Competition Groups_10 | High Efficiency HVAC Fans | 5.197% | 0 | 28.6389 | Industrial_2035_Achievable_MW_After Competition Groups_High Efficiency HVAC Fans
Industrial | Ind ¦ High Efficiency HVAC Fans | 2035 | Economic | MW | After Competition Groups | 40.1231 | 0 | 0 | 819.6084 | 0.048954 | 10 | Industrial_2035_Economic_MW_After Competition Groups_10 | High Efficiency HVAC Fans | 4.895% | 0 | 40.1231 | Industrial_2035_Economic_MW_After Competition Groups_High Efficiency HVAC Fans
Industrial | Ind ¦ High Efficiency HVAC Fans | 2035 | Technical | MW | After Competition Groups | 40.1231 | 0 | 0 | 886.6961 | 0.04525 | 10 | Industrial_2035_Technical_MW_After Competition Groups_10 | High Efficiency HVAC Fans | 4.525% | 0 | 40.1231 | Industrial_2035_Technical_MW_After Competition Groups_High Efficiency HVAC Fans
Industrial | Ind ¦ Fan System Optimization | 2035 | Achievable | MW | After Competition Groups | 16.5615 | 0 | 0 | 551.1157 | 0.030051 | 11 | Industrial_2035_Achievable_MW_After Competition Groups_11 | Fan System Optimization | 3.005% | 0 | 16.5615 | Industrial_2035_Achievable_MW_After Competition Groups_Fan System Optimization
Industrial | Ind ¦ Fan System Optimization | 2035 | Economic | MW | After Competition Groups | 21.0186 | 0 | 0 | 819.6084 | 0.025645 | 11 | Industrial_2035_Economic_MW_After Competition Groups_11 | Fan System Optimization | 2.564% | 0 | 21.0186 | Industrial_2035_Economic_MW_After Competition Groups_Fan System Optimization
Industrial | Ind ¦ Process Optimization (Elec) | 2035 | Economic | MW | After Competition Groups | 19.658 | 0 | 0 | 819.6084 | 0.023985 | 12 | Industrial_2035_Economic_MW_After Competition Groups_12 | Process Optimization (Elec) | 2.398% | 0 | 19.658 | Industrial_2035_Economic_MW_After Competition Groups_Process Optimization (Elec)
Industrial | Ind ¦ Fan System Optimization | 2035 | Technical | MW | After Competition Groups | 21.0186 | 0 | 0 | 886.6961 | 0.023704 | 11 | Industrial_2035_Technical_MW_After Competition Groups_11 | Fan System Optimization | 2.37% | 0 | 21.0186 | Industrial_2035_Technical_MW_After Competition Groups_Fan System Optimization
Industrial | Ind ¦ Improved Controls - Process Cooling | 2035 | Achievable | MW | After Competition Groups | 12.581 | 0 | 0 | 551.1157 | 0.022828 | 12 | Industrial_2035_Achievable_MW_After Competition Groups_12 | Improved Controls - Process Cooling | 2.283% | 0 | 12.581 | Industrial_2035_Achievable_MW_After Competition Groups_Improved Controls - Process Cooling
Industrial | Ind ¦ Process Optimization (Elec) | 2035 | Technical | MW | After Competition Groups | 19.658 | 0 | 0 | 886.6961 | 0.02217 | 12 | Industrial_2035_Technical_MW_After Competition Groups_12 | Process Optimization (Elec) | 2.217% | 0 | 19.658 | Industrial_2035_Technical_MW_After Competition Groups_Process Optimization (Elec)
Industrial | Ind ¦ Premium Efficient Motors | 2035 | Technical | MW | After Competition Groups | 18.6237 | 0 | 0 | 886.6961 | 0.021003 | 13 | Industrial_2035_Technical_MW_After Competition Groups_13 | Premium Efficient Motors | 2.1% | 0 | 18.6237 | Industrial_2035_Technical_MW_After Competition Groups_Premium Efficient Motors
Industrial | Ind ¦ Improved Controls - Process Cooling | 2035 | Economic | MW | After Competition Groups | 15.1862 | 0 | 0 | 819.6084 | 0.018529 | 13 | Industrial_2035_Economic_MW_After Competition Groups_13 | Improved Controls - Process Cooling | 1.853% | 0 | 15.1862 | Industrial_2035_Economic_MW_After Competition Groups_Improved Controls - Process Cooling
Industrial | Ind ¦ Improved Controls - Process Cooling | 2035 | Technical | MW | After Competition Groups | 15.1862 | 0 | 0 | 886.6961 | 0.017127 | 14 | Industrial_2035_Technical_MW_After Competition Groups_14 | Improved Controls - Process Cooling | 1.713% | 0 | 15.1862 | Industrial_2035_Technical_MW_After Competition Groups_Improved Controls - Process Cooling
Industrial | Ind ¦ Ventilation Optimization | 2035 | Economic | MW | After Competition Groups | 9.9064 | 0 | 0 | 819.6084 | 0.012087 | 14 | Industrial_2035_Economic_MW_After Competition Groups_14 | Ventilation Optimization | 1.209% | 0 | 9.9064 | Industrial_2035_Economic_MW_After Competition Groups_Ventilation Optimization
Industrial | Ind ¦ HVLS Fans | 2035 | Technical | MW | After Competition Groups | 9.9547 | 0 | 0 | 886.6961 | 0.011227 | 15 | Industrial_2035_Technical_MW_After Competition Groups_15 | HVLS Fans | 1.123% | 0 | 9.9547 | Industrial_2035_Technical_MW_After Competition Groups_HVLS Fans
Industrial | Ind ¦ Ventilation Optimization | 2035 | Technical | MW | After Competition Groups | 9.9064 | 0 | 0 | 886.6961 | 0.011172 | 16 | Industrial_2035_Technical_MW_After Competition Groups_16 | Ventilation Optimization | 1.117% | 0 | 9.9064 | Industrial_2035_Technical_MW_After Competition Groups_Ventilation Optimization
Industrial | Ind ¦ Pulp and Paper Process Improvements | 2035 | Achievable | MW | After Competition Groups | 5.8885 | 0 | 0 | 551.1157 | 0.010685 | 13 | Industrial_2035_Achievable_MW_After Competition Groups_13 | Pulp and Paper Process Improvements | 1.068% | 0 | 5.8885 | Industrial_2035_Achievable_MW_After Competition Groups_Pulp and Paper Process Improvements
Industrial | Ind ¦ Efficient Irrigation | 2035 | Economic | MW | After Competition Groups | 8.5356 | 0 | 0 | 819.6084 | 0.010414 | 15 | Industrial_2035_Economic_MW_After Competition Groups_15 | Efficient Irrigation | 1.041% | 0 | 8.5356 | Industrial_2035_Economic_MW_After Competition Groups_Efficient Irrigation
Industrial | Ind ¦ Material Handling Improvements | 2035 | Achievable | MW | After Competition Groups | 5.539 | 0 | 0 | 551.1157 | 0.010051 | 14 | Industrial_2035_Achievable_MW_After Competition Groups_14 | Material Handling Improvements | 1.005% | 0 | 5.539 | Industrial_2035_Achievable_MW_After Competition Groups_Material Handling Improvements
Industrial | Ind ¦ Efficient Irrigation | 2035 | Technical | MW | After Competition Groups | 8.5356 | 0 | 0 | 886.6961 | 0.0096263 | 17 | Industrial_2035_Technical_MW_After Competition Groups_17 | Efficient Irrigation | 0.9626% | 0 | 8.5356 | Industrial_2035_Technical_MW_After Competition Groups_Efficient Irrigation
Industrial | Ind ¦ HE HVAC Controls | 2035 | Technical | MW | After Competition Groups | 8.2577 | 0 | 0 | 886.6961 | 0.0093129 | 18 | Industrial_2035_Technical_MW_After Competition Groups_18 | HE HVAC Controls | 0.9313% | 0 | 8.2577 | Industrial_2035_Technical_MW_After Competition Groups_HE HVAC Controls
Industrial | Ind ¦ Pulp and Paper Process Improvements | 2035 | Economic | MW | After Competition Groups | 7.551 | 0 | 0 | 819.6084 | 0.0092129 | 16 | Industrial_2035_Economic_MW_After Competition Groups_16 | Pulp and Paper Process Improvements | 0.9213% | 0 | 7.551 | Industrial_2035_Economic_MW_After Competition Groups_Pulp and Paper Process Improvements
Industrial | Ind ¦ Material Handling Improvements | 2035 | Economic | MW | After Competition Groups | 7.3274 | 0 | 0 | 819.6084 | 0.0089401 | 17 | Industrial_2035_Economic_MW_After Competition Groups_17 | Material Handling Improvements | 0.894% | 0 | 7.3274 | Industrial_2035_Economic_MW_After Competition Groups_Material Handling Improvements
Industrial | Ind ¦ HE HVAC Units | 2035 | Technical | MW | After Competition Groups | 7.7528 | 0 | 0 | 886.6961 | 0.0087435 | 19 | Industrial_2035_Technical_MW_After Competition Groups_19 | HE HVAC Units | 0.8744% | 0 | 7.7528 | Industrial_2035_Technical_MW_After Competition Groups_HE HVAC Units
Industrial | Ind ¦ Pulp and Paper Process Improvements | 2035 | Technical | MW | After Competition Groups | 7.551 | 0 | 0 | 886.6961 | 0.0085158 | 20 | Industrial_2035_Technical_MW_After Competition Groups_20 | Pulp and Paper Process Improvements | 0.8516% | 0 | 7.551 | Industrial_2035_Technical_MW_After Competition Groups_Pulp and Paper Process Improvements
Industrial | Ind ¦ Free Cooling | 2035 | Economic | MW | After Competition Groups | 6.8055 | 0 | 0 | 819.6084 | 0.0083034 | 18 | Industrial_2035_Economic_MW_After Competition Groups_18 | Free Cooling | 0.8303% | 0 | 6.8055 | Industrial_2035_Economic_MW_After Competition Groups_Free Cooling
Industrial | Ind ¦ Material Handling Improvements | 2035 | Technical | MW | After Competition Groups | 7.3274 | 0 | 0 | 886.6961 | 0.0082637 | 21 | Industrial_2035_Technical_MW_After Competition Groups_21 | Material Handling Improvements | 0.8264% | 0 | 7.3274 | Industrial_2035_Technical_MW_After Competition Groups_Material Handling Improvements
Industrial | Ind ¦ Refiner Plate Improvements | 2035 | Economic | MW | After Competition Groups | 6.316 | 0 | 0 | 819.6084 | 0.0077062 | 19 | Industrial_2035_Economic_MW_After Competition Groups_19 | Refiner Plate Improvements | 0.7706% | 0 | 6.316 | Industrial_2035_Economic_MW_After Competition Groups_Refiner Plate Improvements
Industrial | Ind ¦ Free Cooling | 2035 | Technical | MW | After Competition Groups | 6.8055 | 0 | 0 | 886.6961 | 0.0076751 | 22 | Industrial_2035_Technical_MW_After Competition Groups_22 | Free Cooling | 0.7675% | 0 | 6.8055 | Industrial_2035_Technical_MW_After Competition Groups_Free Cooling
Industrial | Ind ¦ Efficient Irrigation | 2035 | Achievable | MW | After Competition Groups | 4.2034 | 0 | 0 | 551.1157 | 0.007627 | 15 | Industrial_2035_Achievable_MW_After Competition Groups_15 | Efficient Irrigation | 0.7627% | 0 | 4.2034 | Industrial_2035_Achievable_MW_After Competition Groups_Efficient Irrigation
Industrial | Ind ¦ Refiner Plate Improvements | 2035 | Technical | MW | After Competition Groups | 6.316 | 0 | 0 | 886.6961 | 0.0071231 | 23 | Industrial_2035_Technical_MW_After Competition Groups_23 | Refiner Plate Improvements | 0.7123% | 0 | 6.316 | Industrial_2035_Technical_MW_After Competition Groups_Refiner Plate Improvements
Industrial | Ind ¦ Refiner Plate Improvements | 2035 | Achievable | MW | After Competition Groups | 3.9014 | 0 | 0 | 551.1157 | 0.0070791 | 16 | Industrial_2035_Achievable_MW_After Competition Groups_16 | Refiner Plate Improvements | 0.7079% | 0 | 3.9014 | Industrial_2035_Achievable_MW_After Competition Groups_Refiner Plate Improvements
Industrial | Ind ¦ Ventilation Optimization | 2035 | Achievable | MW | After Competition Groups | 3.8361 | 0 | 0 | 551.1157 | 0.0069606 | 17 | Industrial_2035_Achievable_MW_After Competition Groups_17 | Ventilation Optimization | 0.6961% | 0 | 3.8361 | Industrial_2035_Achievable_MW_After Competition Groups_Ventilation Optimization
Industrial | Ind ¦ Process Optimization (Elec) | 2035 | Achievable | MW | After Competition Groups | 3.5252 | 0 | 0 | 551.1157 | 0.0063964 | 18 | Industrial_2035_Achievable_MW_After Competition Groups_18 | Process Optimization (Elec) | 0.6396% | 0 | 3.5252 | Industrial_2035_Achievable_MW_After Competition Groups_Process Optimization (Elec)
Industrial | Ind ¦ Chiller Optimization | 2035 | Technical | MW | After Competition Groups | 5.3406 | 0 | 0 | 886.6961 | 0.006023 | 24 | Industrial_2035_Technical_MW_After Competition Groups_24 | Chiller Optimization | 0.6023% | 0 | 5.3406 | Industrial_2035_Technical_MW_After Competition Groups_Chiller Optimization
Industrial | Ind ¦ VAV Conversion Project | 2035 | Achievable | MW | After Competition Groups | 3.1271 | 0 | 0 | 551.1157 | 0.0056741 | 19 | Industrial_2035_Achievable_MW_After Competition Groups_19 | VAV Conversion Project | 0.5674% | 0 | 3.1271 | Industrial_2035_Achievable_MW_After Competition Groups_VAV Conversion Project
Industrial | Ind ¦ Cold Storage Retrofit | 2035 | Technical | MW | After Competition Groups | 4.8466 | 0 | 0 | 886.6961 | 0.0054659 | 25 | Industrial_2035_Technical_MW_After Competition Groups_25 | Cold Storage Retrofit | 0.5466% | 0 | 4.8466 | Industrial_2035_Technical_MW_After Competition Groups_Cold Storage Retrofit
Industrial | Ind ¦ Cooling Tower Optimization | 2035 | Economic | MW | After Competition Groups | 4.0524 | 0 | 0 | 819.6084 | 0.0049443 | 20 | Industrial_2035_Economic_MW_After Competition Groups_20 | Cooling Tower Optimization | 0.4944% | 0 | 4.0524 | Industrial_2035_Economic_MW_After Competition Groups_Cooling Tower Optimization
Industrial | Ind ¦ Free Cooling | 2035 | Achievable | MW | After Competition Groups | 2.5875 | 0 | 0 | 551.1157 | 0.004695 | 20 | Industrial_2035_Achievable_MW_After Competition Groups_20 | Free Cooling | 0.4695% | 0 | 2.5875 | Industrial_2035_Achievable_MW_After Competition Groups_Free Cooling
Industrial | Ind ¦ Cooling Tower Optimization | 2035 | Technical | MW | After Competition Groups | 4.0524 | 0 | 0 | 886.6961 | 0.0045702 | 26 | Industrial_2035_Technical_MW_After Competition Groups_26 | Cooling Tower Optimization | 0.457% | 0 | 4.0524 | Industrial_2035_Technical_MW_After Competition Groups_Cooling Tower Optimization
Industrial | Ind ¦ VAV Conversion Project | 2035 | Economic | MW | After Competition Groups | 3.6752 | 0 | 0 | 819.6084 | 0.0044841 | 21 | Industrial_2035_Economic_MW_After Competition Groups_21 | VAV Conversion Project | 0.4484% | 0 | 3.6752 | Industrial_2035_Economic_MW_After Competition Groups_VAV Conversion Project
Industrial | Ind ¦ VAV Conversion Project | 2035 | Technical | MW | After Competition Groups | 3.6752 | 0 | 0 | 886.6961 | 0.0041448 | 27 | Industrial_2035_Technical_MW_After Competition Groups_27 | VAV Conversion Project | 0.4145% | 0 | 3.6752 | Industrial_2035_Technical_MW_After Competition Groups_VAV Conversion Project
Industrial | Ind ¦ High Efficiency Battery Charger | 2035 | Achievable | MW | After Competition Groups | 1.9777 | 0 | 0 | 551.1157 | 0.0035885 | 21 | Industrial_2035_Achievable_MW_After Competition Groups_21 | High Efficiency Battery Charger | 0.3588% | 0 | 1.9777 | Industrial_2035_Achievable_MW_After Competition Groups_High Efficiency Battery Charger
Industrial | Ind ¦ Process Heat Recovery | 2035 | Achievable | MW | After Competition Groups | 1.9352 | 0 | 0 | 551.1157 | 0.0035115 | 22 | Industrial_2035_Achievable_MW_After Competition Groups_22 | Process Heat Recovery | 0.3511% | 0 | 1.9352 | Industrial_2035_Achievable_MW_After Competition Groups_Process Heat Recovery
Industrial | Ind ¦ High Efficiency Battery Charger | 2035 | Economic | MW | After Competition Groups | 2.8237 | 0 | 0 | 819.6084 | 0.0034452 | 22 | Industrial_2035_Economic_MW_After Competition Groups_22 | High Efficiency Battery Charger | 0.3445% | 0 | 2.8237 | Industrial_2035_Economic_MW_After Competition Groups_High Efficiency Battery Charger
Industrial | Ind ¦ High Efficiency Battery Charger | 2035 | Technical | MW | After Competition Groups | 2.8237 | 0 | 0 | 886.6961 | 0.0031846 | 28 | Industrial_2035_Technical_MW_After Competition Groups_28 | High Efficiency Battery Charger | 0.3185% | 0 | 2.8237 | Industrial_2035_Technical_MW_After Competition Groups_High Efficiency Battery Charger
Industrial | Ind ¦ Synchronous Belts | 2035 | Economic | MW | After Competition Groups | 2.5264 | 0 | 0 | 819.6084 | 0.0030825 | 23 | Industrial_2035_Economic_MW_After Competition Groups_23 | Synchronous Belts | 0.3082% | 0 | 2.5264 | Industrial_2035_Economic_MW_After Competition Groups_Synchronous Belts
Industrial | Ind ¦ Process Improvements | 2035 | Achievable | MW | After Competition Groups | 1.5929 | 0 | 0 | 551.1157 | 0.0028903 | 23 | Industrial_2035_Achievable_MW_After Competition Groups_23 | Process Improvements | 0.289% | 0 | 1.5929 | Industrial_2035_Achievable_MW_After Competition Groups_Process Improvements
Industrial | Ind ¦ Synchronous Belts | 2035 | Technical | MW | After Competition Groups | 2.5264 | 0 | 0 | 886.6961 | 0.0028493 | 29 | Industrial_2035_Technical_MW_After Competition Groups_29 | Synchronous Belts | 0.2849% | 0 | 2.5264 | Industrial_2035_Technical_MW_After Competition Groups_Synchronous Belts
Industrial | Ind ¦ Process Heat Recovery | 2035 | Economic | MW | After Competition Groups | 2.3256 | 0 | 0 | 819.6084 | 0.0028375 | 24 | Industrial_2035_Economic_MW_After Competition Groups_24 | Process Heat Recovery | 0.2837% | 0 | 2.3256 | Industrial_2035_Economic_MW_After Competition Groups_Process Heat Recovery
Industrial | Ind ¦ Dairy Pre-Cooler | 2035 | Economic | MW | After Competition Groups | 2.2719 | 0 | 0 | 819.6084 | 0.0027719 | 25 | Industrial_2035_Economic_MW_After Competition Groups_25 | Dairy Pre-Cooler | 0.2772% | 0 | 2.2719 | Industrial_2035_Economic_MW_After Competition Groups_Dairy Pre-Cooler
Industrial | Ind ¦ Process Heat Recovery | 2035 | Technical | MW | After Competition Groups | 2.3256 | 0 | 0 | 886.6961 | 0.0026228 | 30 | Industrial_2035_Technical_MW_After Competition Groups_30 | Process Heat Recovery | 0.2623% | 0 | 2.3256 | Industrial_2035_Technical_MW_After Competition Groups_Process Heat Recovery
Industrial | Ind ¦ Dairy Pre-Cooler | 2035 | Technical | MW | After Competition Groups | 2.2719 | 0 | 0 | 886.6961 | 0.0025622 | 31 | Industrial_2035_Technical_MW_After Competition Groups_31 | Dairy Pre-Cooler | 0.2562% | 0 | 2.2719 | Industrial_2035_Technical_MW_After Competition Groups_Dairy Pre-Cooler
Industrial | Ind ¦ Refrigeration Compressor VFD | 2035 | Achievable | MW | After Competition Groups | 1.3679 | 0 | 0 | 551.1157 | 0.002482 | 24 | Industrial_2035_Achievable_MW_After Competition Groups_24 | Refrigeration Compressor VFD | 0.2482% | 0 | 1.3679 | Industrial_2035_Achievable_MW_After Competition Groups_Refrigeration Compressor VFD
Industrial | Ind ¦ Dairy Pre-Cooler | 2035 | Achievable | MW | After Competition Groups | 1.2949 | 0 | 0 | 551.1157 | 0.0023497 | 25 | Industrial_2035_Achievable_MW_After Competition Groups_25 | Dairy Pre-Cooler | 0.235% | 0 | 1.2949 | Industrial_2035_Achievable_MW_After Competition Groups_Dairy Pre-Cooler
Industrial | Ind ¦ Refrigeration Compressor VFD | 2035 | Economic | MW | After Competition Groups | 1.9013 | 0 | 0 | 819.6084 | 0.0023198 | 26 | Industrial_2035_Economic_MW_After Competition Groups_26 | Refrigeration Compressor VFD | 0.232% | 0 | 1.9013 | Industrial_2035_Economic_MW_After Competition Groups_Refrigeration Compressor VFD
Industrial | Ind ¦ Process Improvements | 2035 | Economic | MW | After Competition Groups | 1.875 | 0 | 0 | 819.6084 | 0.0022877 | 27 | Industrial_2035_Economic_MW_After Competition Groups_27 | Process Improvements | 0.2288% | 0 | 1.875 | Industrial_2035_Economic_MW_After Competition Groups_Process Improvements
Industrial | Ind ¦ Refrigeration Compressor VFD | 2035 | Technical | MW | After Competition Groups | 1.9013 | 0 | 0 | 886.6961 | 0.0021443 | 32 | Industrial_2035_Technical_MW_After Competition Groups_32 | Refrigeration Compressor VFD | 0.2144% | 0 | 1.9013 | Industrial_2035_Technical_MW_After Competition Groups_Refrigeration Compressor VFD
Industrial | Ind ¦ Cooling Tower Optimization | 2035 | Achievable | MW | After Competition Groups | 1.1769 | 0 | 0 | 551.1157 | 0.0021355 | 26 | Industrial_2035_Achievable_MW_After Competition Groups_26 | Cooling Tower Optimization | 0.2136% | 0 | 1.1769 | Industrial_2035_Achievable_MW_After Competition Groups_Cooling Tower Optimization
Industrial | Ind ¦ Process Improvements | 2035 | Technical | MW | After Competition Groups | 1.875 | 0 | 0 | 886.6961 | 0.0021146 | 33 | Industrial_2035_Technical_MW_After Competition Groups_33 | Process Improvements | 0.2115% | 0 | 1.875 | Industrial_2035_Technical_MW_After Competition Groups_Process Improvements
Industrial | Ind ¦ Improved Controls - Process Heating | 2035 | Achievable | MW | After Competition Groups | 1.0282 | 0 | 0 | 551.1157 | 0.0018656 | 27 | Industrial_2035_Achievable_MW_After Competition Groups_27 | Improved Controls - Process Heating | 0.1866% | 0 | 1.0282 | Industrial_2035_Achievable_MW_After Competition Groups_Improved Controls - Process Heating
Industrial | Ind ¦ Efficient Transformer | 2035 | Technical | MW | After Competition Groups | 1.4166 | 0 | 0 | 886.6961 | 0.0015976 | 34 | Industrial_2035_Technical_MW_After Competition Groups_34 | Efficient Transformer | 0.1598% | 0 | 1.4166 | Industrial_2035_Technical_MW_After Competition Groups_Efficient Transformer
Industrial | Ind ¦ High Efficiency Welders | 2035 | Technical | MW | After Competition Groups | 1.3709 | 0 | 0 | 886.6961 | 0.001546 | 35 | Industrial_2035_Technical_MW_After Competition Groups_35 | High Efficiency Welders | 0.1546% | 0 | 1.3709 | Industrial_2035_Technical_MW_After Competition Groups_High Efficiency Welders
Industrial | Ind ¦ Improved Controls - Process Heating | 2035 | Economic | MW | After Competition Groups | 1.2556 | 0 | 0 | 819.6084 | 0.0015319 | 28 | Industrial_2035_Economic_MW_After Competition Groups_28 | Improved Controls - Process Heating | 0.1532% | 0 | 1.2556 | Industrial_2035_Economic_MW_After Competition Groups_Improved Controls - Process Heating
Industrial | Ind ¦ Improved Controls - Process Heating | 2035 | Technical | MW | After Competition Groups | 1.2556 | 0 | 0 | 886.6961 | 0.001416 | 36 | Industrial_2035_Technical_MW_After Competition Groups_36 | Improved Controls - Process Heating | 0.1416% | 0 | 1.2556 | Industrial_2035_Technical_MW_After Competition Groups_Improved Controls - Process Heating
Industrial | Ind ¦ Engine Block Heater Timer | 2035 | Achievable | MW | After Competition Groups | 0.62457 | 0 | 0 | 551.1157 | 0.0011333 | 28 | Industrial_2035_Achievable_MW_After Competition Groups_28 | Engine Block Heater Timer | 0.1133% | 0 | 0.62457 | Industrial_2035_Achievable_MW_After Competition Groups_Engine Block Heater Timer
Industrial | Ind ¦ Engine Block Heater Timer | 2035 | Economic | MW | After Competition Groups | 0.73938 | 0 | 0 | 819.6084 | 0.00090212 | 29 | Industrial_2035_Economic_MW_After Competition Groups_29 | Engine Block Heater Timer | 0.09021% | 0 | 0.73938 | Industrial_2035_Economic_MW_After Competition Groups_Engine Block Heater Timer
Industrial | Ind ¦ Engine Block Heater Timer | 2035 | Technical | MW | After Competition Groups | 0.73938 | 0 | 0 | 886.6961 | 0.00083386 | 37 | Industrial_2035_Technical_MW_After Competition Groups_37 | Engine Block Heater Timer | 0.08339% | 0 | 0.73938 | Industrial_2035_Technical_MW_After Competition Groups_Engine Block Heater Timer
Industrial | Ind ¦ Efficient Refrigeration Compressor | 2035 | Achievable | MW | After Competition Groups | 0.38891 | 0 | 0 | 551.1157 | 0.00070567 | 29 | Industrial_2035_Achievable_MW_After Competition Groups_29 | Efficient Refrigeration Compressor | 0.07057% | 0 | 0.38891 | Industrial_2035_Achievable_MW_After Competition Groups_Efficient Refrigeration Compressor
Industrial | Ind ¦ Synchronous Belts | 2035 | Achievable | MW | After Competition Groups | 0.38633 | 0 | 0 | 551.1157 | 0.00070099 | 30 | Industrial_2035_Achievable_MW_After Competition Groups_30 | Synchronous Belts | 0.0701% | 0 | 0.38633 | Industrial_2035_Achievable_MW_After Competition Groups_Synchronous Belts
Industrial | Ind ¦ Efficient Refrigeration Compressor | 2035 | Economic | MW | After Competition Groups | 0.45945 | 0 | 0 | 819.6084 | 0.00056057 | 30 | Industrial_2035_Economic_MW_After Competition Groups_30 | Efficient Refrigeration Compressor | 0.05606% | 0 | 0.45945 | Industrial_2035_Economic_MW_After Competition Groups_Efficient Refrigeration Compressor
Industrial | Ind ¦ Efficient Refrigeration Compressor | 2035 | Technical | MW | After Competition Groups | 0.45945 | 0 | 0 | 886.6961 | 0.00051816 | 38 | Industrial_2035_Technical_MW_After Competition Groups_38 | Efficient Refrigeration Compressor | 0.05182% | 0 | 0.45945 | Industrial_2035_Technical_MW_After Competition Groups_Efficient Refrigeration Compressor
Industrial | Ind ¦ Heat Lamps/Heat Pad | 2035 | Technical | MW | After Competition Groups | 0.45634 | 0 | 0 | 886.6961 | 0.00051465 | 39 | Industrial_2035_Technical_MW_After Competition Groups_39 | Heat Lamps/Heat Pad | 0.05146% | 0 | 0.45634 | Industrial_2035_Technical_MW_After Competition Groups_Heat Lamps/Heat Pad
Industrial | Ind ¦ Air Compressor Heat Recovery | 2035 | Achievable | MW | After Competition Groups | 0.26831 | 0 | 0 | 551.1157 | 0.00048685 | 31 | Industrial_2035_Achievable_MW_After Competition Groups_31 | Air Compressor Heat Recovery | 0.04868% | 0 | 0.26831 | Industrial_2035_Achievable_MW_After Competition Groups_Air Compressor Heat Recovery
Industrial | Ind ¦ Air Compressor Heat Recovery | 2035 | Economic | MW | After Competition Groups | 0.33143 | 0 | 0 | 819.6084 | 0.00040438 | 31 | Industrial_2035_Economic_MW_After Competition Groups_31 | Air Compressor Heat Recovery | 0.04044% | 0 | 0.33143 | Industrial_2035_Economic_MW_After Competition Groups_Air Compressor Heat Recovery
Industrial | Ind ¦ Air Compressor Heat Recovery | 2035 | Technical | MW | After Competition Groups | 0.33143 | 0 | 0 | 886.6961 | 0.00037378 | 40 | Industrial_2035_Technical_MW_After Competition Groups_40 | Air Compressor Heat Recovery | 0.03738% | 0 | 0.33143 | Industrial_2035_Technical_MW_After Competition Groups_Air Compressor Heat Recovery
Industrial | Ind ¦ Creep Heat Controller | 2035 | Technical | MW | After Competition Groups | 0.29048 | 0 | 0 | 886.6961 | 0.0003276 | 41 | Industrial_2035_Technical_MW_After Competition Groups_41 | Creep Heat Controller | 0.03276% | 0 | 0.29048 | Industrial_2035_Technical_MW_After Competition Groups_Creep Heat Controller
Industrial | Ind ¦ Optimize Compressed Air Dryer | 2035 | Economic | MW | After Competition Groups | 0.23933 | 0 | 0 | 819.6084 | 0.00029201 | 32 | Industrial_2035_Economic_MW_After Competition Groups_32 | Optimize Compressed Air Dryer | 0.0292% | 0 | 0.23933 | Industrial_2035_Economic_MW_After Competition Groups_Optimize Compressed Air Dryer
Industrial | Ind ¦ Optimize Compressed Air Dryer | 2035 | Technical | MW | After Competition Groups | 0.23933 | 0 | 0 | 886.6961 | 0.00026992 | 42 | Industrial_2035_Technical_MW_After Competition Groups_42 | Optimize Compressed Air Dryer | 0.02699% | 0 | 0.23933 | Industrial_2035_Technical_MW_After Competition Groups_Optimize Compressed Air Dryer
Industrial | Ind ¦ Heat Lamps/Heat Pad | 2035 | Achievable | MW | After Competition Groups | 0.10678 | 0 | 0 | 551.1157 | 0.00019376 | 32 | Industrial_2035_Achievable_MW_After Competition Groups_32 | Heat Lamps/Heat Pad | 0.01938% | 0 | 0.10678 | Industrial_2035_Achievable_MW_After Competition Groups_Heat Lamps/Heat Pad
Industrial | Ind ¦ Efficient Transformer | 2035 | Achievable | MW | After Competition Groups | 0.080332 | 0 | 0 | 551.1157 | 0.00014576 | 33 | Industrial_2035_Achievable_MW_After Competition Groups_33 | Efficient Transformer | 0.01458% | 0 | 0.080332 | Industrial_2035_Achievable_MW_After Competition Groups_Efficient Transformer
Industrial | Ind ¦ Efficient Transformer | 2035 | Economic | MW | After Competition Groups | 0.059236 | 0 | 0 | 819.6084 | 7.2273e-05 | 33 | Industrial_2035_Economic_MW_After Competition Groups_33 | Efficient Transformer | 0.007227% | 0 | 0.059236 | Industrial_2035_Economic_MW_After Competition Groups_Efficient Transformer
Industrial | Ind ¦ High Efficiency Welders | 2035 | Achievable | MW | After Competition Groups | 0.036598 | 0 | 0 | 551.1157 | 6.6408e-05 | 34 | Industrial_2035_Achievable_MW_After Competition Groups_34 | High Efficiency Welders | 0.006641% | 0 | 0.036598 | Industrial_2035_Achievable_MW_After Competition Groups_High Efficiency Welders
Industrial | Ind ¦ High Efficiency Welders | 2035 | Economic | MW | After Competition Groups | 0.028173 | 0 | 0 | 819.6084 | 3.4373e-05 | 34 | Industrial_2035_Economic_MW_After Competition Groups_34 | High Efficiency Welders | 0.003437% | 0 | 0.028173 | Industrial_2035_Economic_MW_After Competition Groups_High Efficiency Welders
Industrial | Ind ¦ Heat Lamps/Heat Pad | 2035 | Economic | MW | After Competition Groups | 0.019848 | 0 | 0 | 819.6084 | 2.4216e-05 | 35 | Industrial_2035_Economic_MW_After Competition Groups_35 | Heat Lamps/Heat Pad | 0.002422% | 0 | 0.019848 | Industrial_2035_Economic_MW_After Competition Groups_Heat Lamps/Heat Pad
Industrial | Ind ¦ Optimize Compressed Air Dryer | 2035 | Achievable | MW | After Competition Groups | 0.010239 | 0 | 0 | 551.1157 | 1.8579e-05 | 35 | Industrial_2035_Achievable_MW_After Competition Groups_35 | Optimize Compressed Air Dryer | 0.001858% | 0 | 0.010239 | Industrial_2035_Achievable_MW_After Competition Groups_Optimize Compressed Air Dryer
Industrial | Ind ¦ Creep Heat Controller | 2035 | Achievable | MW | After Competition Groups | 0 | 0 | 0 | 551.1157 | 0 | 36 | Industrial_2035_Achievable_MW_After Competition Groups_36 | Creep Heat Controller | 0% | 0 | 0 | Industrial_2035_Achievable_MW_After Competition Groups_Creep Heat Controller
Industrial | Ind ¦ Creep Heat Controller | 2035 | Economic | MW | After Competition Groups | 0 | 0 | 0 | 819.6084 | 0 | 36 | Industrial_2035_Economic_MW_After Competition Groups_36 | Creep Heat Controller | 0% | 0 | 0 | Industrial_2035_Economic_MW_After Competition Groups_Creep Heat Controller
Industrial | Ind ¦ HVLS Fans | 2035 | Achievable | MW | After Competition Groups | 0 | 0 | 0 | 551.1157 | 0 | 37 | Industrial_2035_Achievable_MW_After Competition Groups_37 | HVLS Fans | 0% | 0 | 0 | Industrial_2035_Achievable_MW_After Competition Groups_HVLS Fans
Industrial | Ind ¦ HVLS Fans | 2035 | Economic | MW | After Competition Groups | 0 | 0 | 0 | 819.6084 | 0 | 37 | Industrial_2035_Economic_MW_After Competition Groups_37 | HVLS Fans | 0% | 0 | 0 | Industrial_2035_Economic_MW_After Competition Groups_HVLS Fans
Industrial | Ind ¦ Premium Efficient Motors | 2035 | Achievable | MW | After Competition Groups | 0 | 0 | 0 | 551.1157 | 0 | 38 | Industrial_2035_Achievable_MW_After Competition Groups_38 | Premium Efficient Motors | 0% | 0 | 0 | Industrial_2035_Achievable_MW_After Competition Groups_Premium Efficient Motors
Industrial | Ind ¦ Premium Efficient Motors | 2035 | Economic | MW | After Competition Groups | 0 | 0 | 0 | 819.6084 | 0 | 38 | Industrial_2035_Economic_MW_After Competition Groups_38 | Premium Efficient Motors | 0% | 0 | 0 | Industrial_2035_Economic_MW_After Competition Groups_Premium Efficient Motors
Industrial | Ind ¦ Pump System Optimization | 2036 | Economic | MW | After Competition Groups | 127.4545 | 0 | 0 | 829.9452 | 0.15357 | 1 | Industrial_2036_Economic_MW_After Competition Groups_1 | Pump System Optimization | 15.36% | 0 | 127.4545 | Industrial_2036_Economic_MW_After Competition Groups_Pump System Optimization
Industrial | Ind ¦ Pump System Optimization | 2036 | Achievable | MW | After Competition Groups | 87.3087 | 0 | 0 | 588.1916 | 0.14844 | 1 | Industrial_2036_Achievable_MW_After Competition Groups_1 | Pump System Optimization | 14.84% | 0 | 87.3087 | Industrial_2036_Achievable_MW_After Competition Groups_Pump System Optimization
Industrial | Ind ¦ Pump System Optimization | 2036 | Technical | MW | After Competition Groups | 129.7722 | 0 | 0 | 897.5313 | 0.14459 | 1 | Industrial_2036_Technical_MW_After Competition Groups_1 | Pump System Optimization | 14.46% | 0 | 129.7722 | Industrial_2036_Technical_MW_After Competition Groups_Pump System Optimization
Industrial | Ind ¦ HE Lighting | 2036 | Economic | MW | After Competition Groups | 95.3631 | 0 | 0 | 829.9452 | 0.1149 | 2 | Industrial_2036_Economic_MW_After Competition Groups_2 | HE Lighting | 11.49% | 0 | 95.3631 | Industrial_2036_Economic_MW_After Competition Groups_HE Lighting
Industrial | Ind ¦ HE Lighting | 2036 | Technical | MW | After Competition Groups | 101.9298 | 0 | 0 | 897.5313 | 0.11357 | 2 | Industrial_2036_Technical_MW_After Competition Groups_2 | HE Lighting | 11.36% | 0 | 101.9298 | Industrial_2036_Technical_MW_After Competition Groups_HE Lighting
Industrial | Ind ¦ Air Leak Survey and Repair | 2036 | Achievable | MW | After Competition Groups | 60.1336 | 0 | 0 | 588.1916 | 0.10223 | 2 | Industrial_2036_Achievable_MW_After Competition Groups_2 | Air Leak Survey and Repair | 10.22% | 0 | 60.1336 | Industrial_2036_Achievable_MW_After Competition Groups_Air Leak Survey and Repair
Industrial | Ind ¦ Greenhouse Grow Lights | 2036 | Achievable | MW | After Competition Groups | 57.5889 | 0 | 0 | 588.1916 | 0.097908 | 3 | Industrial_2036_Achievable_MW_After Competition Groups_3 | Greenhouse Grow Lights | 9.791% | 0 | 57.5889 | Industrial_2036_Achievable_MW_After Competition Groups_Greenhouse Grow Lights
Industrial | Ind ¦ Greenhouse Grow Lights | 2036 | Economic | MW | After Competition Groups | 78.6485 | 0 | 0 | 829.9452 | 0.094763 | 3 | Industrial_2036_Economic_MW_After Competition Groups_3 | Greenhouse Grow Lights | 9.476% | 0 | 78.6485 | Industrial_2036_Economic_MW_After Competition Groups_Greenhouse Grow Lights
Industrial | Ind ¦ Greenhouse Grow Lights | 2036 | Technical | MW | After Competition Groups | 78.6485 | 0 | 0 | 897.5313 | 0.087628 | 3 | Industrial_2036_Technical_MW_After Competition Groups_3 | Greenhouse Grow Lights | 8.763% | 0 | 78.6485 | Industrial_2036_Technical_MW_After Competition Groups_Greenhouse Grow Lights
Industrial | Ind ¦ Air Compressor Optimization | 2036 | Achievable | MW | After Competition Groups | 51.0783 | 0 | 0 | 588.1916 | 0.08684 | 4 | Industrial_2036_Achievable_MW_After Competition Groups_4 | Air Compressor Optimization | 8.684% | 0 | 51.0783 | Industrial_2036_Achievable_MW_After Competition Groups_Air Compressor Optimization
Industrial | Ind ¦ Air Leak Survey and Repair | 2036 | Economic | MW | After Competition Groups | 70.71 | 0 | 0 | 829.9452 | 0.085198 | 4 | Industrial_2036_Economic_MW_After Competition Groups_4 | Air Leak Survey and Repair | 8.52% | 0 | 70.71 | Industrial_2036_Economic_MW_After Competition Groups_Air Leak Survey and Repair
Industrial | Ind ¦ HE Lighting | 2036 | Achievable | MW | After Competition Groups | 47.4532 | 0 | 0 | 588.1916 | 0.080676 | 5 | Industrial_2036_Achievable_MW_After Competition Groups_5 | HE Lighting | 8.068% | 0 | 47.4532 | Industrial_2036_Achievable_MW_After Competition Groups_HE Lighting
Industrial | Ind ¦ Air Leak Survey and Repair | 2036 | Technical | MW | After Competition Groups | 70.71 | 0 | 0 | 897.5313 | 0.078783 | 4 | Industrial_2036_Technical_MW_After Competition Groups_4 | Air Leak Survey and Repair | 7.878% | 0 | 70.71 | Industrial_2036_Technical_MW_After Competition Groups_Air Leak Survey and Repair
Industrial | Ind ¦ Recommissioning | 2036 | Achievable | MW | After Competition Groups | 46.26 | 0 | 0 | 588.1916 | 0.078648 | 6 | Industrial_2036_Achievable_MW_After Competition Groups_6 | Recommissioning | 7.865% | 0 | 46.26 | Industrial_2036_Achievable_MW_After Competition Groups_Recommissioning
Industrial | Ind ¦ SEM | 2036 | Achievable | MW | After Competition Groups | 46.26 | 0 | 0 | 588.1916 | 0.078648 | 7 | Industrial_2036_Achievable_MW_After Competition Groups_7 | SEM | 7.865% | 0 | 46.26 | Industrial_2036_Achievable_MW_After Competition Groups_SEM
Industrial | Ind ¦ Air Compressor Optimization | 2036 | Economic | MW | After Competition Groups | 64.9224 | 0 | 0 | 829.9452 | 0.078225 | 5 | Industrial_2036_Economic_MW_After Competition Groups_5 | Air Compressor Optimization | 7.822% | 0 | 64.9224 | Industrial_2036_Economic_MW_After Competition Groups_Air Compressor Optimization
Industrial | Ind ¦ Pump Equipment Upgrade | 2036 | Achievable | MW | After Competition Groups | 44.711 | 0 | 0 | 588.1916 | 0.076014 | 8 | Industrial_2036_Achievable_MW_After Competition Groups_8 | Pump Equipment Upgrade | 7.601% | 0 | 44.711 | Industrial_2036_Achievable_MW_After Competition Groups_Pump Equipment Upgrade
Industrial | Ind ¦ Pump Equipment Upgrade | 2036 | Economic | MW | After Competition Groups | 61.0837 | 0 | 0 | 829.9452 | 0.0736 | 6 | Industrial_2036_Economic_MW_After Competition Groups_6 | Pump Equipment Upgrade | 7.36% | 0 | 61.0837 | Industrial_2036_Economic_MW_After Competition Groups_Pump Equipment Upgrade
Industrial | Ind ¦ Air Compressor Optimization | 2036 | Technical | MW | After Competition Groups | 64.9224 | 0 | 0 | 897.5313 | 0.072334 | 5 | Industrial_2036_Technical_MW_After Competition Groups_5 | Air Compressor Optimization | 7.233% | 0 | 64.9224 | Industrial_2036_Technical_MW_After Competition Groups_Air Compressor Optimization
Industrial | Ind ¦ Pump Equipment Upgrade | 2036 | Technical | MW | After Competition Groups | 61.0837 | 0 | 0 | 897.5313 | 0.068057 | 6 | Industrial_2036_Technical_MW_After Competition Groups_6 | Pump Equipment Upgrade | 6.806% | 0 | 61.0837 | Industrial_2036_Technical_MW_After Competition Groups_Pump Equipment Upgrade
Industrial | Ind ¦ Efficient Compressed Air Nozzles | 2036 | Economic | MW | After Competition Groups | 56.1707 | 0 | 0 | 829.9452 | 0.06768 | 7 | Industrial_2036_Economic_MW_After Competition Groups_7 | Efficient Compressed Air Nozzles | 6.768% | 0 | 56.1707 | Industrial_2036_Economic_MW_After Competition Groups_Efficient Compressed Air Nozzles
Industrial | Ind ¦ Recommissioning | 2036 | Economic | MW | After Competition Groups | 53.4483 | 0 | 0 | 829.9452 | 0.0644 | 8 | Industrial_2036_Economic_MW_After Competition Groups_8 | Recommissioning | 6.44% | 0 | 53.4483 | Industrial_2036_Economic_MW_After Competition Groups_Recommissioning
Industrial | Ind ¦ SEM | 2036 | Economic | MW | After Competition Groups | 53.4483 | 0 | 0 | 829.9452 | 0.0644 | 9 | Industrial_2036_Economic_MW_After Competition Groups_9 | SEM | 6.44% | 0 | 53.4483 | Industrial_2036_Economic_MW_After Competition Groups_SEM
Industrial | Ind ¦ Efficient Compressed Air Nozzles | 2036 | Achievable | MW | After Competition Groups | 37.6515 | 0 | 0 | 588.1916 | 0.064012 | 9 | Industrial_2036_Achievable_MW_After Competition Groups_9 | Efficient Compressed Air Nozzles | 6.401% | 0 | 37.6515 | Industrial_2036_Achievable_MW_After Competition Groups_Efficient Compressed Air Nozzles
Industrial | Ind ¦ Efficient Compressed Air Nozzles | 2036 | Technical | MW | After Competition Groups | 56.1707 | 0 | 0 | 897.5313 | 0.062584 | 7 | Industrial_2036_Technical_MW_After Competition Groups_7 | Efficient Compressed Air Nozzles | 6.258% | 0 | 56.1707 | Industrial_2036_Technical_MW_After Competition Groups_Efficient Compressed Air Nozzles
Industrial | Ind ¦ Recommissioning | 2036 | Technical | MW | After Competition Groups | 53.4483 | 0 | 0 | 897.5313 | 0.05955 | 8 | Industrial_2036_Technical_MW_After Competition Groups_8 | Recommissioning | 5.955% | 0 | 53.4483 | Industrial_2036_Technical_MW_After Competition Groups_Recommissioning
Industrial | Ind ¦ SEM | 2036 | Technical | MW | After Competition Groups | 53.4483 | 0 | 0 | 897.5313 | 0.05955 | 9 | Industrial_2036_Technical_MW_After Competition Groups_9 | SEM | 5.955% | 0 | 53.4483 | Industrial_2036_Technical_MW_After Competition Groups_SEM
Industrial | Ind ¦ High Efficiency HVAC Fans | 2036 | Achievable | MW | After Competition Groups | 30.0907 | 0 | 0 | 588.1916 | 0.051158 | 10 | Industrial_2036_Achievable_MW_After Competition Groups_10 | High Efficiency HVAC Fans | 5.116% | 0 | 30.0907 | Industrial_2036_Achievable_MW_After Competition Groups_High Efficiency HVAC Fans
Industrial | Ind ¦ High Efficiency HVAC Fans | 2036 | Economic | MW | After Competition Groups | 40.7718 | 0 | 0 | 829.9452 | 0.049126 | 10 | Industrial_2036_Economic_MW_After Competition Groups_10 | High Efficiency HVAC Fans | 4.913% | 0 | 40.7718 | Industrial_2036_Economic_MW_After Competition Groups_High Efficiency HVAC Fans
Industrial | Ind ¦ High Efficiency HVAC Fans | 2036 | Technical | MW | After Competition Groups | 40.7718 | 0 | 0 | 897.5313 | 0.045427 | 10 | Industrial_2036_Technical_MW_After Competition Groups_10 | High Efficiency HVAC Fans | 4.543% | 0 | 40.7718 | Industrial_2036_Technical_MW_After Competition Groups_High Efficiency HVAC Fans
Industrial | Ind ¦ Fan System Optimization | 2036 | Achievable | MW | After Competition Groups | 17.3757 | 0 | 0 | 588.1916 | 0.029541 | 11 | Industrial_2036_Achievable_MW_After Competition Groups_11 | Fan System Optimization | 2.954% | 0 | 17.3757 | Industrial_2036_Achievable_MW_After Competition Groups_Fan System Optimization
Industrial | Ind ¦ Fan System Optimization | 2036 | Economic | MW | After Competition Groups | 21.266 | 0 | 0 | 829.9452 | 0.025623 | 11 | Industrial_2036_Economic_MW_After Competition Groups_11 | Fan System Optimization | 2.562% | 0 | 21.266 | Industrial_2036_Economic_MW_After Competition Groups_Fan System Optimization
Industrial | Ind ¦ Fan System Optimization | 2036 | Technical | MW | After Competition Groups | 21.266 | 0 | 0 | 897.5313 | 0.023694 | 11 | Industrial_2036_Technical_MW_After Competition Groups_11 | Fan System Optimization | 2.369% | 0 | 21.266 | Industrial_2036_Technical_MW_After Competition Groups_Fan System Optimization
Industrial | Ind ¦ Process Optimization (Elec) | 2036 | Economic | MW | After Competition Groups | 19.6544 | 0 | 0 | 829.9452 | 0.023682 | 12 | Industrial_2036_Economic_MW_After Competition Groups_12 | Process Optimization (Elec) | 2.368% | 0 | 19.6544 | Industrial_2036_Economic_MW_After Competition Groups_Process Optimization (Elec)
Industrial | Ind ¦ Improved Controls - Process Cooling | 2036 | Achievable | MW | After Competition Groups | 13.1764 | 0 | 0 | 588.1916 | 0.022402 | 12 | Industrial_2036_Achievable_MW_After Competition Groups_12 | Improved Controls - Process Cooling | 2.24% | 0 | 13.1764 | Industrial_2036_Achievable_MW_After Competition Groups_Improved Controls - Process Cooling
Industrial | Ind ¦ Process Optimization (Elec) | 2036 | Technical | MW | After Competition Groups | 19.6544 | 0 | 0 | 897.5313 | 0.021898 | 12 | Industrial_2036_Technical_MW_After Competition Groups_12 | Process Optimization (Elec) | 2.19% | 0 | 19.6544 | Industrial_2036_Technical_MW_After Competition Groups_Process Optimization (Elec)
Industrial | Ind ¦ Premium Efficient Motors | 2036 | Technical | MW | After Competition Groups | 18.8633 | 0 | 0 | 897.5313 | 0.021017 | 13 | Industrial_2036_Technical_MW_After Competition Groups_13 | Premium Efficient Motors | 2.102% | 0 | 18.8633 | Industrial_2036_Technical_MW_After Competition Groups_Premium Efficient Motors
Industrial | Ind ¦ Improved Controls - Process Cooling | 2036 | Economic | MW | After Competition Groups | 15.1806 | 0 | 0 | 829.9452 | 0.018291 | 13 | Industrial_2036_Economic_MW_After Competition Groups_13 | Improved Controls - Process Cooling | 1.829% | 0 | 15.1806 | Industrial_2036_Economic_MW_After Competition Groups_Improved Controls - Process Cooling
Industrial | Ind ¦ Improved Controls - Process Cooling | 2036 | Technical | MW | After Competition Groups | 15.1806 | 0 | 0 | 897.5313 | 0.016914 | 14 | Industrial_2036_Technical_MW_After Competition Groups_14 | Improved Controls - Process Cooling | 1.691% | 0 | 15.1806 | Industrial_2036_Technical_MW_After Competition Groups_Improved Controls - Process Cooling
Industrial | Ind ¦ Ventilation Optimization | 2036 | Economic | MW | After Competition Groups | 10.1394 | 0 | 0 | 829.9452 | 0.012217 | 14 | Industrial_2036_Economic_MW_After Competition Groups_14 | Ventilation Optimization | 1.222% | 0 | 10.1394 | Industrial_2036_Economic_MW_After Competition Groups_Ventilation Optimization
Industrial | Ind ¦ Ventilation Optimization | 2036 | Technical | MW | After Competition Groups | 10.1394 | 0 | 0 | 897.5313 | 0.011297 | 15 | Industrial_2036_Technical_MW_After Competition Groups_15 | Ventilation Optimization | 1.13% | 0 | 10.1394 | Industrial_2036_Technical_MW_After Competition Groups_Ventilation Optimization
Industrial | Ind ¦ HVLS Fans | 2036 | Technical | MW | After Competition Groups | 10.1188 | 0 | 0 | 897.5313 | 0.011274 | 16 | Industrial_2036_Technical_MW_After Competition Groups_16 | HVLS Fans | 1.127% | 0 | 10.1188 | Industrial_2036_Technical_MW_After Competition Groups_HVLS Fans
Industrial | Ind ¦ Pulp and Paper Process Improvements | 2036 | Achievable | MW | After Competition Groups | 6.209 | 0 | 0 | 588.1916 | 0.010556 | 13 | Industrial_2036_Achievable_MW_After Competition Groups_13 | Pulp and Paper Process Improvements | 1.056% | 0 | 6.209 | Industrial_2036_Achievable_MW_After Competition Groups_Pulp and Paper Process Improvements
Industrial | Ind ¦ Efficient Irrigation | 2036 | Economic | MW | After Competition Groups | 8.6492 | 0 | 0 | 829.9452 | 0.010421 | 15 | Industrial_2036_Economic_MW_After Competition Groups_15 | Efficient Irrigation | 1.042% | 0 | 8.6492 | Industrial_2036_Economic_MW_After Competition Groups_Efficient Irrigation
Industrial | Ind ¦ Material Handling Improvements | 2036 | Achievable | MW | After Competition Groups | 5.8196 | 0 | 0 | 588.1916 | 0.009894 | 14 | Industrial_2036_Achievable_MW_After Competition Groups_14 | Material Handling Improvements | 0.9894% | 0 | 5.8196 | Industrial_2036_Achievable_MW_After Competition Groups_Material Handling Improvements
Industrial | Ind ¦ Efficient Irrigation | 2036 | Technical | MW | After Competition Groups | 8.6492 | 0 | 0 | 897.5313 | 0.0096366 | 17 | Industrial_2036_Technical_MW_After Competition Groups_17 | Efficient Irrigation | 0.9637% | 0 | 8.6492 | Industrial_2036_Technical_MW_After Competition Groups_Efficient Irrigation
Industrial | Ind ¦ HE HVAC Controls | 2036 | Technical | MW | After Competition Groups | 8.2557 | 0 | 0 | 897.5313 | 0.0091982 | 18 | Industrial_2036_Technical_MW_After Competition Groups_18 | HE HVAC Controls | 0.9198% | 0 | 8.2557 | Industrial_2036_Technical_MW_After Competition Groups_HE HVAC Controls
Industrial | Ind ¦ Pulp and Paper Process Improvements | 2036 | Economic | MW | After Competition Groups | 7.551 | 0 | 0 | 829.9452 | 0.0090981 | 16 | Industrial_2036_Economic_MW_After Competition Groups_16 | Pulp and Paper Process Improvements | 0.9098% | 0 | 7.551 | Industrial_2036_Economic_MW_After Competition Groups_Pulp and Paper Process Improvements
Industrial | Ind ¦ Material Handling Improvements | 2036 | Economic | MW | After Competition Groups | 7.4645 | 0 | 0 | 829.9452 | 0.0089939 | 17 | Industrial_2036_Economic_MW_After Competition Groups_17 | Material Handling Improvements | 0.8994% | 0 | 7.4645 | Industrial_2036_Economic_MW_After Competition Groups_Material Handling Improvements
Industrial | Ind ¦ HE HVAC Units | 2036 | Technical | MW | After Competition Groups | 7.8549 | 0 | 0 | 897.5313 | 0.0087516 | 19 | Industrial_2036_Technical_MW_After Competition Groups_19 | HE HVAC Units | 0.8752% | 0 | 7.8549 | Industrial_2036_Technical_MW_After Competition Groups_HE HVAC Units
Industrial | Ind ¦ Pulp and Paper Process Improvements | 2036 | Technical | MW | After Competition Groups | 7.551 | 0 | 0 | 897.5313 | 0.008413 | 20 | Industrial_2036_Technical_MW_After Competition Groups_20 | Pulp and Paper Process Improvements | 0.8413% | 0 | 7.551 | Industrial_2036_Technical_MW_After Competition Groups_Pulp and Paper Process Improvements
Industrial | Ind ¦ Material Handling Improvements | 2036 | Technical | MW | After Competition Groups | 7.4645 | 0 | 0 | 897.5313 | 0.0083167 | 21 | Industrial_2036_Technical_MW_After Competition Groups_21 | Material Handling Improvements | 0.8317% | 0 | 7.4645 | Industrial_2036_Technical_MW_After Competition Groups_Material Handling Improvements
Industrial | Ind ¦ Free Cooling | 2036 | Economic | MW | After Competition Groups | 6.8051 | 0 | 0 | 829.9452 | 0.0081994 | 18 | Industrial_2036_Economic_MW_After Competition Groups_18 | Free Cooling | 0.8199% | 0 | 6.8051 | Industrial_2036_Economic_MW_After Competition Groups_Free Cooling
Industrial | Ind ¦ Efficient Irrigation | 2036 | Achievable | MW | After Competition Groups | 4.6608 | 0 | 0 | 588.1916 | 0.007924 | 15 | Industrial_2036_Achievable_MW_After Competition Groups_15 | Efficient Irrigation | 0.7924% | 0 | 4.6608 | Industrial_2036_Achievable_MW_After Competition Groups_Efficient Irrigation
Industrial | Ind ¦ Refiner Plate Improvements | 2036 | Economic | MW | After Competition Groups | 6.4504 | 0 | 0 | 829.9452 | 0.0077721 | 19 | Industrial_2036_Economic_MW_After Competition Groups_19 | Refiner Plate Improvements | 0.7772% | 0 | 6.4504 | Industrial_2036_Economic_MW_After Competition Groups_Refiner Plate Improvements
Industrial | Ind ¦ Free Cooling | 2036 | Technical | MW | After Competition Groups | 6.8051 | 0 | 0 | 897.5313 | 0.007582 | 22 | Industrial_2036_Technical_MW_After Competition Groups_22 | Free Cooling | 0.7582% | 0 | 6.8051 | Industrial_2036_Technical_MW_After Competition Groups_Free Cooling
Industrial | Ind ¦ Ventilation Optimization | 2036 | Achievable | MW | After Competition Groups | 4.4312 | 0 | 0 | 588.1916 | 0.0075336 | 16 | Industrial_2036_Achievable_MW_After Competition Groups_16 | Ventilation Optimization | 0.7534% | 0 | 4.4312 | Industrial_2036_Achievable_MW_After Competition Groups_Ventilation Optimization
Industrial | Ind ¦ Refiner Plate Improvements | 2036 | Technical | MW | After Competition Groups | 6.4504 | 0 | 0 | 897.5313 | 0.0071868 | 23 | Industrial_2036_Technical_MW_After Competition Groups_23 | Refiner Plate Improvements | 0.7187% | 0 | 6.4504 | Industrial_2036_Technical_MW_After Competition Groups_Refiner Plate Improvements
Industrial | Ind ¦ Refiner Plate Improvements | 2036 | Achievable | MW | After Competition Groups | 4.2018 | 0 | 0 | 588.1916 | 0.0071435 | 17 | Industrial_2036_Achievable_MW_After Competition Groups_17 | Refiner Plate Improvements | 0.7144% | 0 | 4.2018 | Industrial_2036_Achievable_MW_After Competition Groups_Refiner Plate Improvements
Industrial | Ind ¦ Process Optimization (Elec) | 2036 | Achievable | MW | After Competition Groups | 3.9437 | 0 | 0 | 588.1916 | 0.0067048 | 18 | Industrial_2036_Achievable_MW_After Competition Groups_18 | Process Optimization (Elec) | 0.6705% | 0 | 3.9437 | Industrial_2036_Achievable_MW_After Competition Groups_Process Optimization (Elec)
Industrial | Ind ¦ Chiller Optimization | 2036 | Technical | MW | After Competition Groups | 5.3367 | 0 | 0 | 897.5313 | 0.005946 | 24 | Industrial_2036_Technical_MW_After Competition Groups_24 | Chiller Optimization | 0.5946% | 0 | 5.3367 | Industrial_2036_Technical_MW_After Competition Groups_Chiller Optimization
Industrial | Ind ¦ VAV Conversion Project | 2036 | Achievable | MW | After Competition Groups | 3.2683 | 0 | 0 | 588.1916 | 0.0055564 | 19 | Industrial_2036_Achievable_MW_After Competition Groups_19 | VAV Conversion Project | 0.5556% | 0 | 3.2683 | Industrial_2036_Achievable_MW_After Competition Groups_VAV Conversion Project
Industrial | Ind ¦ Cold Storage Retrofit | 2036 | Technical | MW | After Competition Groups | 4.8454 | 0 | 0 | 897.5313 | 0.0053986 | 25 | Industrial_2036_Technical_MW_After Competition Groups_25 | Cold Storage Retrofit | 0.5399% | 0 | 4.8454 | Industrial_2036_Technical_MW_After Competition Groups_Cold Storage Retrofit
Industrial | Ind ¦ Free Cooling | 2036 | Achievable | MW | After Competition Groups | 3.125 | 0 | 0 | 588.1916 | 0.0053129 | 20 | Industrial_2036_Achievable_MW_After Competition Groups_20 | Free Cooling | 0.5313% | 0 | 3.125 | Industrial_2036_Achievable_MW_After Competition Groups_Free Cooling
Industrial | Ind ¦ Cooling Tower Optimization | 2036 | Economic | MW | After Competition Groups | 4.0504 | 0 | 0 | 829.9452 | 0.0048803 | 20 | Industrial_2036_Economic_MW_After Competition Groups_20 | Cooling Tower Optimization | 0.488% | 0 | 4.0504 | Industrial_2036_Economic_MW_After Competition Groups_Cooling Tower Optimization
Industrial | Ind ¦ Cooling Tower Optimization | 2036 | Technical | MW | After Competition Groups | 4.0504 | 0 | 0 | 897.5313 | 0.0045128 | 26 | Industrial_2036_Technical_MW_After Competition Groups_26 | Cooling Tower Optimization | 0.4513% | 0 | 4.0504 | Industrial_2036_Technical_MW_After Competition Groups_Cooling Tower Optimization
Industrial | Ind ¦ VAV Conversion Project | 2036 | Economic | MW | After Competition Groups | 3.6741 | 0 | 0 | 829.9452 | 0.0044269 | 21 | Industrial_2036_Economic_MW_After Competition Groups_21 | VAV Conversion Project | 0.4427% | 0 | 3.6741 | Industrial_2036_Economic_MW_After Competition Groups_VAV Conversion Project
Industrial | Ind ¦ VAV Conversion Project | 2036 | Technical | MW | After Competition Groups | 3.6741 | 0 | 0 | 897.5313 | 0.0040936 | 27 | Industrial_2036_Technical_MW_After Competition Groups_27 | VAV Conversion Project | 0.4094% | 0 | 3.6741 | Industrial_2036_Technical_MW_After Competition Groups_VAV Conversion Project
Industrial | Ind ¦ High Efficiency Battery Charger | 2036 | Achievable | MW | After Competition Groups | 2.0929 | 0 | 0 | 588.1916 | 0.0035582 | 21 | Industrial_2036_Achievable_MW_After Competition Groups_21 | High Efficiency Battery Charger | 0.3558% | 0 | 2.0929 | Industrial_2036_Achievable_MW_After Competition Groups_High Efficiency Battery Charger
Industrial | Ind ¦ High Efficiency Battery Charger | 2036 | Economic | MW | After Competition Groups | 2.8809 | 0 | 0 | 829.9452 | 0.0034712 | 22 | Industrial_2036_Economic_MW_After Competition Groups_22 | High Efficiency Battery Charger | 0.3471% | 0 | 2.8809 | Industrial_2036_Economic_MW_After Competition Groups_High Efficiency Battery Charger
Industrial | Ind ¦ Process Heat Recovery | 2036 | Achievable | MW | After Competition Groups | 2.0307 | 0 | 0 | 588.1916 | 0.0034525 | 22 | Industrial_2036_Achievable_MW_After Competition Groups_22 | Process Heat Recovery | 0.3453% | 0 | 2.0307 | Industrial_2036_Achievable_MW_After Competition Groups_Process Heat Recovery
Industrial | Ind ¦ High Efficiency Battery Charger | 2036 | Technical | MW | After Competition Groups | 2.8809 | 0 | 0 | 897.5313 | 0.0032098 | 28 | Industrial_2036_Technical_MW_After Competition Groups_28 | High Efficiency Battery Charger | 0.321% | 0 | 2.8809 | Industrial_2036_Technical_MW_After Competition Groups_High Efficiency Battery Charger
Industrial | Ind ¦ Synchronous Belts | 2036 | Economic | MW | After Competition Groups | 2.5253 | 0 | 0 | 829.9452 | 0.0030427 | 23 | Industrial_2036_Economic_MW_After Competition Groups_23 | Synchronous Belts | 0.3043% | 0 | 2.5253 | Industrial_2036_Economic_MW_After Competition Groups_Synchronous Belts
Industrial | Ind ¦ Process Improvements | 2036 | Achievable | MW | After Competition Groups | 1.6674 | 0 | 0 | 588.1916 | 0.0028347 | 23 | Industrial_2036_Achievable_MW_After Competition Groups_23 | Process Improvements | 0.2835% | 0 | 1.6674 | Industrial_2036_Achievable_MW_After Competition Groups_Process Improvements
Industrial | Ind ¦ Synchronous Belts | 2036 | Technical | MW | After Competition Groups | 2.5253 | 0 | 0 | 897.5313 | 0.0028136 | 29 | Industrial_2036_Technical_MW_After Competition Groups_29 | Synchronous Belts | 0.2814% | 0 | 2.5253 | Industrial_2036_Technical_MW_After Competition Groups_Synchronous Belts
Industrial | Ind ¦ Process Heat Recovery | 2036 | Economic | MW | After Competition Groups | 2.3242 | 0 | 0 | 829.9452 | 0.0028005 | 24 | Industrial_2036_Economic_MW_After Competition Groups_24 | Process Heat Recovery | 0.28% | 0 | 2.3242 | Industrial_2036_Economic_MW_After Competition Groups_Process Heat Recovery
Industrial | Ind ¦ Dairy Pre-Cooler | 2036 | Economic | MW | After Competition Groups | 2.299 | 0 | 0 | 829.9452 | 0.0027701 | 25 | Industrial_2036_Economic_MW_After Competition Groups_25 | Dairy Pre-Cooler | 0.277% | 0 | 2.299 | Industrial_2036_Economic_MW_After Competition Groups_Dairy Pre-Cooler
Industrial | Ind ¦ Process Heat Recovery | 2036 | Technical | MW | After Competition Groups | 2.3242 | 0 | 0 | 897.5313 | 0.0025896 | 30 | Industrial_2036_Technical_MW_After Competition Groups_30 | Process Heat Recovery | 0.259% | 0 | 2.3242 | Industrial_2036_Technical_MW_After Competition Groups_Process Heat Recovery
Industrial | Ind ¦ Dairy Pre-Cooler | 2036 | Technical | MW | After Competition Groups | 2.299 | 0 | 0 | 897.5313 | 0.0025615 | 31 | Industrial_2036_Technical_MW_After Competition Groups_31 | Dairy Pre-Cooler | 0.2561% | 0 | 2.299 | Industrial_2036_Technical_MW_After Competition Groups_Dairy Pre-Cooler
Industrial | Ind ¦ Cooling Tower Optimization | 2036 | Achievable | MW | After Competition Groups | 1.4753 | 0 | 0 | 588.1916 | 0.0025081 | 24 | Industrial_2036_Achievable_MW_After Competition Groups_24 | Cooling Tower Optimization | 0.2508% | 0 | 1.4753 | Industrial_2036_Achievable_MW_After Competition Groups_Cooling Tower Optimization
Industrial | Ind ¦ Refrigeration Compressor VFD | 2036 | Achievable | MW | After Competition Groups | 1.4574 | 0 | 0 | 588.1916 | 0.0024778 | 25 | Industrial_2036_Achievable_MW_After Competition Groups_25 | Refrigeration Compressor VFD | 0.2478% | 0 | 1.4574 | Industrial_2036_Achievable_MW_After Competition Groups_Refrigeration Compressor VFD
Industrial | Ind ¦ Dairy Pre-Cooler | 2036 | Achievable | MW | After Competition Groups | 1.4073 | 0 | 0 | 588.1916 | 0.0023926 | 26 | Industrial_2036_Achievable_MW_After Competition Groups_26 | Dairy Pre-Cooler | 0.2393% | 0 | 1.4073 | Industrial_2036_Achievable_MW_After Competition Groups_Dairy Pre-Cooler
Industrial | Ind ¦ Refrigeration Compressor VFD | 2036 | Economic | MW | After Competition Groups | 1.9375 | 0 | 0 | 829.9452 | 0.0023345 | 26 | Industrial_2036_Economic_MW_After Competition Groups_26 | Refrigeration Compressor VFD | 0.2335% | 0 | 1.9375 | Industrial_2036_Economic_MW_After Competition Groups_Refrigeration Compressor VFD
Industrial | Ind ¦ Process Improvements | 2036 | Economic | MW | After Competition Groups | 1.8747 | 0 | 0 | 829.9452 | 0.0022588 | 27 | Industrial_2036_Economic_MW_After Competition Groups_27 | Process Improvements | 0.2259% | 0 | 1.8747 | Industrial_2036_Economic_MW_After Competition Groups_Process Improvements
Industrial | Ind ¦ Refrigeration Compressor VFD | 2036 | Technical | MW | After Competition Groups | 1.9375 | 0 | 0 | 897.5313 | 0.0021587 | 32 | Industrial_2036_Technical_MW_After Competition Groups_32 | Refrigeration Compressor VFD | 0.2159% | 0 | 1.9375 | Industrial_2036_Technical_MW_After Competition Groups_Refrigeration Compressor VFD
Industrial | Ind ¦ Process Improvements | 2036 | Technical | MW | After Competition Groups | 1.8747 | 0 | 0 | 897.5313 | 0.0020887 | 33 | Industrial_2036_Technical_MW_After Competition Groups_33 | Process Improvements | 0.2089% | 0 | 1.8747 | Industrial_2036_Technical_MW_After Competition Groups_Process Improvements
Industrial | Ind ¦ Improved Controls - Process Heating | 2036 | Achievable | MW | After Competition Groups | 1.0764 | 0 | 0 | 588.1916 | 0.0018301 | 27 | Industrial_2036_Achievable_MW_After Competition Groups_27 | Improved Controls - Process Heating | 0.183% | 0 | 1.0764 | Industrial_2036_Achievable_MW_After Competition Groups_Improved Controls - Process Heating
Industrial | Ind ¦ Efficient Transformer | 2036 | Technical | MW | After Competition Groups | 1.4453 | 0 | 0 | 897.5313 | 0.0016103 | 34 | Industrial_2036_Technical_MW_After Competition Groups_34 | Efficient Transformer | 0.161% | 0 | 1.4453 | Industrial_2036_Technical_MW_After Competition Groups_Efficient Transformer
Industrial | Ind ¦ High Efficiency Welders | 2036 | Technical | MW | After Competition Groups | 1.3981 | 0 | 0 | 897.5313 | 0.0015577 | 35 | Industrial_2036_Technical_MW_After Competition Groups_35 | High Efficiency Welders | 0.1558% | 0 | 1.3981 | Industrial_2036_Technical_MW_After Competition Groups_High Efficiency Welders
Industrial | Ind ¦ Improved Controls - Process Heating | 2036 | Economic | MW | After Competition Groups | 1.2556 | 0 | 0 | 829.9452 | 0.0015129 | 28 | Industrial_2036_Economic_MW_After Competition Groups_28 | Improved Controls - Process Heating | 0.1513% | 0 | 1.2556 | Industrial_2036_Economic_MW_After Competition Groups_Improved Controls - Process Heating
Industrial | Ind ¦ Improved Controls - Process Heating | 2036 | Technical | MW | After Competition Groups | 1.2556 | 0 | 0 | 897.5313 | 0.0013989 | 36 | Industrial_2036_Technical_MW_After Competition Groups_36 | Improved Controls - Process Heating | 0.1399% | 0 | 1.2556 | Industrial_2036_Technical_MW_After Competition Groups_Improved Controls - Process Heating
Industrial | Ind ¦ Engine Block Heater Timer | 2036 | Achievable | MW | After Competition Groups | 0.65423 | 0 | 0 | 588.1916 | 0.0011123 | 28 | Industrial_2036_Achievable_MW_After Competition Groups_28 | Engine Block Heater Timer | 0.1112% | 0 | 0.65423 | Industrial_2036_Achievable_MW_After Competition Groups_Engine Block Heater Timer
Industrial | Ind ¦ Synchronous Belts | 2036 | Achievable | MW | After Competition Groups | 0.54635 | 0 | 0 | 588.1916 | 0.00092886 | 29 | Industrial_2036_Achievable_MW_After Competition Groups_29 | Synchronous Belts | 0.09289% | 0 | 0.54635 | Industrial_2036_Achievable_MW_After Competition Groups_Synchronous Belts
Industrial | Ind ¦ Engine Block Heater Timer | 2036 | Economic | MW | After Competition Groups | 0.73916 | 0 | 0 | 829.9452 | 0.00089062 | 29 | Industrial_2036_Economic_MW_After Competition Groups_29 | Engine Block Heater Timer | 0.08906% | 0 | 0.73916 | Industrial_2036_Economic_MW_After Competition Groups_Engine Block Heater Timer
Industrial | Ind ¦ Engine Block Heater Timer | 2036 | Technical | MW | After Competition Groups | 0.73916 | 0 | 0 | 897.5313 | 0.00082355 | 37 | Industrial_2036_Technical_MW_After Competition Groups_37 | Engine Block Heater Timer | 0.08236% | 0 | 0.73916 | Industrial_2036_Technical_MW_After Competition Groups_Engine Block Heater Timer
Industrial | Ind ¦ Efficient Refrigeration Compressor | 2036 | Achievable | MW | After Competition Groups | 0.40143 | 0 | 0 | 588.1916 | 0.00068249 | 30 | Industrial_2036_Achievable_MW_After Competition Groups_30 | Efficient Refrigeration Compressor | 0.06825% | 0 | 0.40143 | Industrial_2036_Achievable_MW_After Competition Groups_Efficient Refrigeration Compressor
Industrial | Ind ¦ Efficient Refrigeration Compressor | 2036 | Economic | MW | After Competition Groups | 0.46545 | 0 | 0 | 829.9452 | 0.00056082 | 30 | Industrial_2036_Economic_MW_After Competition Groups_30 | Efficient Refrigeration Compressor | 0.05608% | 0 | 0.46545 | Industrial_2036_Economic_MW_After Competition Groups_Efficient Refrigeration Compressor
Industrial | Ind ¦ Efficient Refrigeration Compressor | 2036 | Technical | MW | After Competition Groups | 0.46545 | 0 | 0 | 897.5313 | 0.00051859 | 38 | Industrial_2036_Technical_MW_After Competition Groups_38 | Efficient Refrigeration Compressor | 0.05186% | 0 | 0.46545 | Industrial_2036_Technical_MW_After Competition Groups_Efficient Refrigeration Compressor
Industrial | Ind ¦ Heat Lamps/Heat Pad | 2036 | Technical | MW | After Competition Groups | 0.45914 | 0 | 0 | 897.5313 | 0.00051156 | 39 | Industrial_2036_Technical_MW_After Competition Groups_39 | Heat Lamps/Heat Pad | 0.05116% | 0 | 0.45914 | Industrial_2036_Technical_MW_After Competition Groups_Heat Lamps/Heat Pad
Industrial | Ind ¦ Air Compressor Heat Recovery | 2036 | Achievable | MW | After Competition Groups | 0.28142 | 0 | 0 | 588.1916 | 0.00047845 | 31 | Industrial_2036_Achievable_MW_After Competition Groups_31 | Air Compressor Heat Recovery | 0.04784% | 0 | 0.28142 | Industrial_2036_Achievable_MW_After Competition Groups_Air Compressor Heat Recovery
Industrial | Ind ¦ Air Compressor Heat Recovery | 2036 | Economic | MW | After Competition Groups | 0.33142 | 0 | 0 | 829.9452 | 0.00039932 | 31 | Industrial_2036_Economic_MW_After Competition Groups_31 | Air Compressor Heat Recovery | 0.03993% | 0 | 0.33142 | Industrial_2036_Economic_MW_After Competition Groups_Air Compressor Heat Recovery
Industrial | Ind ¦ Air Compressor Heat Recovery | 2036 | Technical | MW | After Competition Groups | 0.33142 | 0 | 0 | 897.5313 | 0.00036925 | 40 | Industrial_2036_Technical_MW_After Competition Groups_40 | Air Compressor Heat Recovery | 0.03693% | 0 | 0.33142 | Industrial_2036_Technical_MW_After Competition Groups_Air Compressor Heat Recovery
Industrial | Ind ¦ Creep Heat Controller | 2036 | Technical | MW | After Competition Groups | 0.29048 | 0 | 0 | 897.5313 | 0.00032364 | 41 | Industrial_2036_Technical_MW_After Competition Groups_41 | Creep Heat Controller | 0.03236% | 0 | 0.29048 | Industrial_2036_Technical_MW_After Competition Groups_Creep Heat Controller
Industrial | Ind ¦ Optimize Compressed Air Dryer | 2036 | Economic | MW | After Competition Groups | 0.23923 | 0 | 0 | 829.9452 | 0.00028825 | 32 | Industrial_2036_Economic_MW_After Competition Groups_32 | Optimize Compressed Air Dryer | 0.02882% | 0 | 0.23923 | Industrial_2036_Economic_MW_After Competition Groups_Optimize Compressed Air Dryer
Industrial | Ind ¦ Optimize Compressed Air Dryer | 2036 | Technical | MW | After Competition Groups | 0.23923 | 0 | 0 | 897.5313 | 0.00026654 | 42 | Industrial_2036_Technical_MW_After Competition Groups_42 | Optimize Compressed Air Dryer | 0.02665% | 0 | 0.23923 | Industrial_2036_Technical_MW_After Competition Groups_Optimize Compressed Air Dryer
Industrial | Ind ¦ Heat Lamps/Heat Pad | 2036 | Achievable | MW | After Competition Groups | 0.13119 | 0 | 0 | 588.1916 | 0.00022305 | 32 | Industrial_2036_Achievable_MW_After Competition Groups_32 | Heat Lamps/Heat Pad | 0.0223% | 0 | 0.13119 | Industrial_2036_Achievable_MW_After Competition Groups_Heat Lamps/Heat Pad
Industrial | Ind ¦ Efficient Transformer | 2036 | Achievable | MW | After Competition Groups | 0.12128 | 0 | 0 | 588.1916 | 0.00020619 | 33 | Industrial_2036_Achievable_MW_After Competition Groups_33 | Efficient Transformer | 0.02062% | 0 | 0.12128 | Industrial_2036_Achievable_MW_After Competition Groups_Efficient Transformer
Industrial | Ind ¦ High Efficiency Welders | 2036 | Achievable | MW | After Competition Groups | 0.078955 | 0 | 0 | 588.1916 | 0.00013423 | 34 | Industrial_2036_Achievable_MW_After Competition Groups_34 | High Efficiency Welders | 0.01342% | 0 | 0.078955 | Industrial_2036_Achievable_MW_After Competition Groups_High Efficiency Welders
Industrial | Ind ¦ Efficient Transformer | 2036 | Economic | MW | After Competition Groups | 0.088144 | 0 | 0 | 829.9452 | 0.00010621 | 33 | Industrial_2036_Economic_MW_After Competition Groups_33 | Efficient Transformer | 0.01062% | 0 | 0.088144 | Industrial_2036_Economic_MW_After Competition Groups_Efficient Transformer
Industrial | Ind ¦ High Efficiency Welders | 2036 | Economic | MW | After Competition Groups | 0.055452 | 0 | 0 | 829.9452 | 6.6814e-05 | 34 | Industrial_2036_Economic_MW_After Competition Groups_34 | High Efficiency Welders | 0.006681% | 0 | 0.055452 | Industrial_2036_Economic_MW_After Competition Groups_High Efficiency Welders
Industrial | Ind ¦ Optimize Compressed Air Dryer | 2036 | Achievable | MW | After Competition Groups | 0.022013 | 0 | 0 | 588.1916 | 3.7425e-05 | 35 | Industrial_2036_Achievable_MW_After Competition Groups_35 | Optimize Compressed Air Dryer | 0.003743% | 0 | 0.022013 | Industrial_2036_Achievable_MW_After Competition Groups_Optimize Compressed Air Dryer
Industrial | Ind ¦ Heat Lamps/Heat Pad | 2036 | Economic | MW | After Competition Groups | 0.022655 | 0 | 0 | 829.9452 | 2.7296e-05 | 35 | Industrial_2036_Economic_MW_After Competition Groups_35 | Heat Lamps/Heat Pad | 0.00273% | 0 | 0.022655 | Industrial_2036_Economic_MW_After Competition Groups_Heat Lamps/Heat Pad
Industrial | Ind ¦ Creep Heat Controller | 2036 | Achievable | MW | After Competition Groups | 0 | 0 | 0 | 588.1916 | 0 | 36 | Industrial_2036_Achievable_MW_After Competition Groups_36 | Creep Heat Controller | 0% | 0 | 0 | Industrial_2036_Achievable_MW_After Competition Groups_Creep Heat Controller
Industrial | Ind ¦ Creep Heat Controller | 2036 | Economic | MW | After Competition Groups | 0 | 0 | 0 | 829.9452 | 0 | 36 | Industrial_2036_Economic_MW_After Competition Groups_36 | Creep Heat Controller | 0% | 0 | 0 | Industrial_2036_Economic_MW_After Competition Groups_Creep Heat Controller
Industrial | Ind ¦ HVLS Fans | 2036 | Achievable | MW | After Competition Groups | 0 | 0 | 0 | 588.1916 | 0 | 37 | Industrial_2036_Achievable_MW_After Competition Groups_37 | HVLS Fans | 0% | 0 | 0 | Industrial_2036_Achievable_MW_After Competition Groups_HVLS Fans
Industrial | Ind ¦ HVLS Fans | 2036 | Economic | MW | After Competition Groups | 0 | 0 | 0 | 829.9452 | 0 | 37 | Industrial_2036_Economic_MW_After Competition Groups_37 | HVLS Fans | 0% | 0 | 0 | Industrial_2036_Economic_MW_After Competition Groups_HVLS Fans
Industrial | Ind ¦ Premium Efficient Motors | 2036 | Achievable | MW | After Competition Groups | 0 | 0 | 0 | 588.1916 | 0 | 38 | Industrial_2036_Achievable_MW_After Competition Groups_38 | Premium Efficient Motors | 0% | 0 | 0 | Industrial_2036_Achievable_MW_After Competition Groups_Premium Efficient Motors
Industrial | Ind ¦ Premium Efficient Motors | 2036 | Economic | MW | After Competition Groups | 0 | 0 | 0 | 829.9452 | 0 | 38 | Industrial_2036_Economic_MW_After Competition Groups_38 | Premium Efficient Motors | 0% | 0 | 0 | Industrial_2036_Economic_MW_After Competition Groups_Premium Efficient Motors
Industrial | Ind ¦ Pump System Optimization | 2037 | Economic | MW | After Competition Groups | 129.3067 | 0 | 0 | 837.6865 | 0.15436 | 1 | Industrial_2037_Economic_MW_After Competition Groups_1 | Pump System Optimization | 15.44% | 0 | 129.3067 | Industrial_2037_Economic_MW_After Competition Groups_Pump System Optimization
Industrial | Ind ¦ Pump System Optimization | 2037 | Achievable | MW | After Competition Groups | 92.522 | 0 | 0 | 620.8729 | 0.14902 | 1 | Industrial_2037_Achievable_MW_After Competition Groups_1 | Pump System Optimization | 14.9% | 0 | 92.522 | Industrial_2037_Achievable_MW_After Competition Groups_Pump System Optimization
Industrial | Ind ¦ Pump System Optimization | 2037 | Technical | MW | After Competition Groups | 131.6244 | 0 | 0 | 905.479 | 0.14536 | 1 | Industrial_2037_Technical_MW_After Competition Groups_1 | Pump System Optimization | 14.54% | 0 | 131.6244 | Industrial_2037_Technical_MW_After Competition Groups_Pump System Optimization
Industrial | Ind ¦ HE Lighting | 2037 | Economic | MW | After Competition Groups | 96.9332 | 0 | 0 | 837.6865 | 0.11572 | 2 | Industrial_2037_Economic_MW_After Competition Groups_2 | HE Lighting | 11.57% | 0 | 96.9332 | Industrial_2037_Economic_MW_After Competition Groups_HE Lighting
Industrial | Ind ¦ HE Lighting | 2037 | Technical | MW | After Competition Groups | 103.4999 | 0 | 0 | 905.479 | 0.1143 | 2 | Industrial_2037_Technical_MW_After Competition Groups_2 | HE Lighting | 11.43% | 0 | 103.4999 | Industrial_2037_Technical_MW_After Competition Groups_HE Lighting
Industrial | Ind ¦ Air Leak Survey and Repair | 2037 | Achievable | MW | After Competition Groups | 62.4468 | 0 | 0 | 620.8729 | 0.10058 | 2 | Industrial_2037_Achievable_MW_After Competition Groups_2 | Air Leak Survey and Repair | 10.06% | 0 | 62.4468 | Industrial_2037_Achievable_MW_After Competition Groups_Air Leak Survey and Repair
Industrial | Ind ¦ Greenhouse Grow Lights | 2037 | Achievable | MW | After Competition Groups | 60.0497 | 0 | 0 | 620.8729 | 0.096718 | 3 | Industrial_2037_Achievable_MW_After Competition Groups_3 | Greenhouse Grow Lights | 9.672% | 0 | 60.0497 | Industrial_2037_Achievable_MW_After Competition Groups_Greenhouse Grow Lights
Industrial | Ind ¦ Greenhouse Grow Lights | 2037 | Economic | MW | After Competition Groups | 79.0771 | 0 | 0 | 837.6865 | 0.094399 | 3 | Industrial_2037_Economic_MW_After Competition Groups_3 | Greenhouse Grow Lights | 9.44% | 0 | 79.0771 | Industrial_2037_Economic_MW_After Competition Groups_Greenhouse Grow Lights
Industrial | Ind ¦ Greenhouse Grow Lights | 2037 | Technical | MW | After Competition Groups | 79.0771 | 0 | 0 | 905.479 | 0.087332 | 3 | Industrial_2037_Technical_MW_After Competition Groups_3 | Greenhouse Grow Lights | 8.733% | 0 | 79.0771 | Industrial_2037_Technical_MW_After Competition Groups_Greenhouse Grow Lights
Industrial | Ind ¦ Air Compressor Optimization | 2037 | Achievable | MW | After Competition Groups | 53.2587 | 0 | 0 | 620.8729 | 0.08578 | 4 | Industrial_2037_Achievable_MW_After Competition Groups_4 | Air Compressor Optimization | 8.578% | 0 | 53.2587 | Industrial_2037_Achievable_MW_After Competition Groups_Air Compressor Optimization
Industrial | Ind ¦ HE Lighting | 2037 | Achievable | MW | After Competition Groups | 53.1609 | 0 | 0 | 620.8729 | 0.085623 | 5 | Industrial_2037_Achievable_MW_After Competition Groups_5 | HE Lighting | 8.562% | 0 | 53.1609 | Industrial_2037_Achievable_MW_After Competition Groups_HE Lighting
Industrial | Ind ¦ Air Leak Survey and Repair | 2037 | Economic | MW | After Competition Groups | 70.6443 | 0 | 0 | 837.6865 | 0.084333 | 4 | Industrial_2037_Economic_MW_After Competition Groups_4 | Air Leak Survey and Repair | 8.433% | 0 | 70.6443 | Industrial_2037_Economic_MW_After Competition Groups_Air Leak Survey and Repair
Industrial | Ind ¦ Air Compressor Optimization | 2037 | Economic | MW | After Competition Groups | 66.017 | 0 | 0 | 837.6865 | 0.078809 | 5 | Industrial_2037_Economic_MW_After Competition Groups_5 | Air Compressor Optimization | 7.881% | 0 | 66.017 | Industrial_2037_Economic_MW_After Competition Groups_Air Compressor Optimization
Industrial | Ind ¦ Air Leak Survey and Repair | 2037 | Technical | MW | After Competition Groups | 70.6443 | 0 | 0 | 905.479 | 0.078019 | 4 | Industrial_2037_Technical_MW_After Competition Groups_4 | Air Leak Survey and Repair | 7.802% | 0 | 70.6443 | Industrial_2037_Technical_MW_After Competition Groups_Air Leak Survey and Repair
Industrial | Ind ¦ Recommissioning | 2037 | Achievable | MW | After Competition Groups | 47.9851 | 0 | 0 | 620.8729 | 0.077287 | 6 | Industrial_2037_Achievable_MW_After Competition Groups_6 | Recommissioning | 7.729% | 0 | 47.9851 | Industrial_2037_Achievable_MW_After Competition Groups_Recommissioning
Industrial | Ind ¦ SEM | 2037 | Achievable | MW | After Competition Groups | 47.9851 | 0 | 0 | 620.8729 | 0.077287 | 7 | Industrial_2037_Achievable_MW_After Competition Groups_7 | SEM | 7.729% | 0 | 47.9851 | Industrial_2037_Achievable_MW_After Competition Groups_SEM
Industrial | Ind ¦ Pump Equipment Upgrade | 2037 | Achievable | MW | After Competition Groups | 47.3317 | 0 | 0 | 620.8729 | 0.076234 | 8 | Industrial_2037_Achievable_MW_After Competition Groups_8 | Pump Equipment Upgrade | 7.623% | 0 | 47.3317 | Industrial_2037_Achievable_MW_After Competition Groups_Pump Equipment Upgrade
Industrial | Ind ¦ Pump Equipment Upgrade | 2037 | Economic | MW | After Competition Groups | 61.9056 | 0 | 0 | 837.6865 | 0.073901 | 6 | Industrial_2037_Economic_MW_After Competition Groups_6 | Pump Equipment Upgrade | 7.39% | 0 | 61.9056 | Industrial_2037_Economic_MW_After Competition Groups_Pump Equipment Upgrade
Industrial | Ind ¦ Air Compressor Optimization | 2037 | Technical | MW | After Competition Groups | 66.017 | 0 | 0 | 905.479 | 0.072908 | 5 | Industrial_2037_Technical_MW_After Competition Groups_5 | Air Compressor Optimization | 7.291% | 0 | 66.017 | Industrial_2037_Technical_MW_After Competition Groups_Air Compressor Optimization
Industrial | Ind ¦ Pump Equipment Upgrade | 2037 | Technical | MW | After Competition Groups | 61.9056 | 0 | 0 | 905.479 | 0.068368 | 6 | Industrial_2037_Technical_MW_After Competition Groups_6 | Pump Equipment Upgrade | 6.837% | 0 | 61.9056 | Industrial_2037_Technical_MW_After Competition Groups_Pump Equipment Upgrade
Industrial | Ind ¦ Efficient Compressed Air Nozzles | 2037 | Economic | MW | After Competition Groups | 57.073 | 0 | 0 | 837.6865 | 0.068132 | 7 | Industrial_2037_Economic_MW_After Competition Groups_7 | Efficient Compressed Air Nozzles | 6.813% | 0 | 57.073 | Industrial_2037_Economic_MW_After Competition Groups_Efficient Compressed Air Nozzles
Industrial | Ind ¦ Efficient Compressed Air Nozzles | 2037 | Achievable | MW | After Competition Groups | 39.9905 | 0 | 0 | 620.8729 | 0.06441 | 9 | Industrial_2037_Achievable_MW_After Competition Groups_9 | Efficient Compressed Air Nozzles | 6.441% | 0 | 39.9905 | Industrial_2037_Achievable_MW_After Competition Groups_Efficient Compressed Air Nozzles
Industrial | Ind ¦ Recommissioning | 2037 | Economic | MW | After Competition Groups | 53.3483 | 0 | 0 | 837.6865 | 0.063685 | 8 | Industrial_2037_Economic_MW_After Competition Groups_8 | Recommissioning | 6.369% | 0 | 53.3483 | Industrial_2037_Economic_MW_After Competition Groups_Recommissioning
Industrial | Ind ¦ SEM | 2037 | Economic | MW | After Competition Groups | 53.3483 | 0 | 0 | 837.6865 | 0.063685 | 9 | Industrial_2037_Economic_MW_After Competition Groups_9 | SEM | 6.369% | 0 | 53.3483 | Industrial_2037_Economic_MW_After Competition Groups_SEM
Industrial | Ind ¦ Efficient Compressed Air Nozzles | 2037 | Technical | MW | After Competition Groups | 57.073 | 0 | 0 | 905.479 | 0.063031 | 7 | Industrial_2037_Technical_MW_After Competition Groups_7 | Efficient Compressed Air Nozzles | 6.303% | 0 | 57.073 | Industrial_2037_Technical_MW_After Competition Groups_Efficient Compressed Air Nozzles
Industrial | Ind ¦ Recommissioning | 2037 | Technical | MW | After Competition Groups | 53.3483 | 0 | 0 | 905.479 | 0.058917 | 8 | Industrial_2037_Technical_MW_After Competition Groups_8 | Recommissioning | 5.892% | 0 | 53.3483 | Industrial_2037_Technical_MW_After Competition Groups_Recommissioning
Industrial | Ind ¦ SEM | 2037 | Technical | MW | After Competition Groups | 53.3483 | 0 | 0 | 905.479 | 0.058917 | 9 | Industrial_2037_Technical_MW_After Competition Groups_9 | SEM | 5.892% | 0 | 53.3483 | Industrial_2037_Technical_MW_After Competition Groups_SEM
Industrial | Ind ¦ High Efficiency HVAC Fans | 2037 | Achievable | MW | After Competition Groups | 31.323 | 0 | 0 | 620.8729 | 0.05045 | 10 | Industrial_2037_Achievable_MW_After Competition Groups_10 | High Efficiency HVAC Fans | 5.045% | 0 | 31.323 | Industrial_2037_Achievable_MW_After Competition Groups_High Efficiency HVAC Fans
Industrial | Ind ¦ High Efficiency HVAC Fans | 2037 | Economic | MW | After Competition Groups | 41.2379 | 0 | 0 | 837.6865 | 0.049228 | 10 | Industrial_2037_Economic_MW_After Competition Groups_10 | High Efficiency HVAC Fans | 4.923% | 0 | 41.2379 | Industrial_2037_Economic_MW_After Competition Groups_High Efficiency HVAC Fans
Industrial | Ind ¦ High Efficiency HVAC Fans | 2037 | Technical | MW | After Competition Groups | 41.2379 | 0 | 0 | 905.479 | 0.045543 | 10 | Industrial_2037_Technical_MW_After Competition Groups_10 | High Efficiency HVAC Fans | 4.554% | 0 | 41.2379 | Industrial_2037_Technical_MW_After Competition Groups_High Efficiency HVAC Fans
Industrial | Ind ¦ Fan System Optimization | 2037 | Achievable | MW | After Competition Groups | 18.0654 | 0 | 0 | 620.8729 | 0.029097 | 11 | Industrial_2037_Achievable_MW_After Competition Groups_11 | Fan System Optimization | 2.91% | 0 | 18.0654 | Industrial_2037_Achievable_MW_After Competition Groups_Fan System Optimization
Industrial | Ind ¦ Fan System Optimization | 2037 | Economic | MW | After Competition Groups | 21.4776 | 0 | 0 | 837.6865 | 0.025639 | 11 | Industrial_2037_Economic_MW_After Competition Groups_11 | Fan System Optimization | 2.564% | 0 | 21.4776 | Industrial_2037_Economic_MW_After Competition Groups_Fan System Optimization
Industrial | Ind ¦ Fan System Optimization | 2037 | Technical | MW | After Competition Groups | 21.4776 | 0 | 0 | 905.479 | 0.02372 | 11 | Industrial_2037_Technical_MW_After Competition Groups_11 | Fan System Optimization | 2.372% | 0 | 21.4776 | Industrial_2037_Technical_MW_After Competition Groups_Fan System Optimization
Industrial | Ind ¦ Process Optimization (Elec) | 2037 | Economic | MW | After Competition Groups | 19.6438 | 0 | 0 | 837.6865 | 0.02345 | 12 | Industrial_2037_Economic_MW_After Competition Groups_12 | Process Optimization (Elec) | 2.345% | 0 | 19.6438 | Industrial_2037_Economic_MW_After Competition Groups_Process Optimization (Elec)
Industrial | Ind ¦ Improved Controls - Process Cooling | 2037 | Achievable | MW | After Competition Groups | 13.665 | 0 | 0 | 620.8729 | 0.022009 | 12 | Industrial_2037_Achievable_MW_After Competition Groups_12 | Improved Controls - Process Cooling | 2.201% | 0 | 13.665 | Industrial_2037_Achievable_MW_After Competition Groups_Improved Controls - Process Cooling
Industrial | Ind ¦ Process Optimization (Elec) | 2037 | Technical | MW | After Competition Groups | 19.6438 | 0 | 0 | 905.479 | 0.021694 | 12 | Industrial_2037_Technical_MW_After Competition Groups_12 | Process Optimization (Elec) | 2.169% | 0 | 19.6438 | Industrial_2037_Technical_MW_After Competition Groups_Process Optimization (Elec)
Industrial | Ind ¦ Premium Efficient Motors | 2037 | Technical | MW | After Competition Groups | 19.0755 | 0 | 0 | 905.479 | 0.021067 | 13 | Industrial_2037_Technical_MW_After Competition Groups_13 | Premium Efficient Motors | 2.107% | 0 | 19.0755 | Industrial_2037_Technical_MW_After Competition Groups_Premium Efficient Motors
Industrial | Ind ¦ Improved Controls - Process Cooling | 2037 | Economic | MW | After Competition Groups | 15.1458 | 0 | 0 | 837.6865 | 0.018081 | 13 | Industrial_2037_Economic_MW_After Competition Groups_13 | Improved Controls - Process Cooling | 1.808% | 0 | 15.1458 | Industrial_2037_Economic_MW_After Competition Groups_Improved Controls - Process Cooling
Industrial | Ind ¦ Improved Controls - Process Cooling | 2037 | Technical | MW | After Competition Groups | 15.1458 | 0 | 0 | 905.479 | 0.016727 | 14 | Industrial_2037_Technical_MW_After Competition Groups_14 | Improved Controls - Process Cooling | 1.673% | 0 | 15.1458 | Industrial_2037_Technical_MW_After Competition Groups_Improved Controls - Process Cooling
Industrial | Ind ¦ Ventilation Optimization | 2037 | Economic | MW | After Competition Groups | 10.3474 | 0 | 0 | 837.6865 | 0.012352 | 14 | Industrial_2037_Economic_MW_After Competition Groups_14 | Ventilation Optimization | 1.235% | 0 | 10.3474 | Industrial_2037_Economic_MW_After Competition Groups_Ventilation Optimization
Industrial | Ind ¦ Ventilation Optimization | 2037 | Technical | MW | After Competition Groups | 10.3474 | 0 | 0 | 905.479 | 0.011428 | 15 | Industrial_2037_Technical_MW_After Competition Groups_15 | Ventilation Optimization | 1.143% | 0 | 10.3474 | Industrial_2037_Technical_MW_After Competition Groups_Ventilation Optimization
Industrial | Ind ¦ HVLS Fans | 2037 | Technical | MW | After Competition Groups | 10.227 | 0 | 0 | 905.479 | 0.011295 | 16 | Industrial_2037_Technical_MW_After Competition Groups_16 | HVLS Fans | 1.129% | 0 | 10.227 | Industrial_2037_Technical_MW_After Competition Groups_HVLS Fans
Industrial | Ind ¦ Pulp and Paper Process Improvements | 2037 | Achievable | MW | After Competition Groups | 6.4789 | 0 | 0 | 620.8729 | 0.010435 | 13 | Industrial_2037_Achievable_MW_After Competition Groups_13 | Pulp and Paper Process Improvements | 1.044% | 0 | 6.4789 | Industrial_2037_Achievable_MW_After Competition Groups_Pulp and Paper Process Improvements
Industrial | Ind ¦ Efficient Irrigation | 2037 | Economic | MW | After Competition Groups | 8.7014 | 0 | 0 | 837.6865 | 0.010387 | 15 | Industrial_2037_Economic_MW_After Competition Groups_15 | Efficient Irrigation | 1.039% | 0 | 8.7014 | Industrial_2037_Economic_MW_After Competition Groups_Efficient Irrigation
Industrial | Ind ¦ Material Handling Improvements | 2037 | Achievable | MW | After Competition Groups | 6.0621 | 0 | 0 | 620.8729 | 0.0097638 | 14 | Industrial_2037_Achievable_MW_After Competition Groups_14 | Material Handling Improvements | 0.9764% | 0 | 6.0621 | Industrial_2037_Achievable_MW_After Competition Groups_Material Handling Improvements
Industrial | Ind ¦ Efficient Irrigation | 2037 | Technical | MW | After Competition Groups | 8.7014 | 0 | 0 | 905.479 | 0.0096097 | 17 | Industrial_2037_Technical_MW_After Competition Groups_17 | Efficient Irrigation | 0.961% | 0 | 8.7014 | Industrial_2037_Technical_MW_After Competition Groups_Efficient Irrigation
Industrial | Ind ¦ HE HVAC Controls | 2037 | Technical | MW | After Competition Groups | 8.2527 | 0 | 0 | 905.479 | 0.0091142 | 18 | Industrial_2037_Technical_MW_After Competition Groups_18 | HE HVAC Controls | 0.9114% | 0 | 8.2527 | Industrial_2037_Technical_MW_After Competition Groups_HE HVAC Controls
Industrial | Ind ¦ Material Handling Improvements | 2037 | Economic | MW | After Competition Groups | 7.5871 | 0 | 0 | 837.6865 | 0.0090572 | 16 | Industrial_2037_Economic_MW_After Competition Groups_16 | Material Handling Improvements | 0.9057% | 0 | 7.5871 | Industrial_2037_Economic_MW_After Competition Groups_Material Handling Improvements
Industrial | Ind ¦ Pulp and Paper Process Improvements | 2037 | Economic | MW | After Competition Groups | 7.551 | 0 | 0 | 837.6865 | 0.0090141 | 17 | Industrial_2037_Economic_MW_After Competition Groups_17 | Pulp and Paper Process Improvements | 0.9014% | 0 | 7.551 | Industrial_2037_Economic_MW_After Competition Groups_Pulp and Paper Process Improvements
Industrial | Ind ¦ HE HVAC Units | 2037 | Technical | MW | After Competition Groups | 7.921 | 0 | 0 | 905.479 | 0.0087479 | 19 | Industrial_2037_Technical_MW_After Competition Groups_19 | HE HVAC Units | 0.8748% | 0 | 7.921 | Industrial_2037_Technical_MW_After Competition Groups_HE HVAC Units
Industrial | Ind ¦ Material Handling Improvements | 2037 | Technical | MW | After Competition Groups | 7.5871 | 0 | 0 | 905.479 | 0.0083791 | 20 | Industrial_2037_Technical_MW_After Competition Groups_20 | Material Handling Improvements | 0.8379% | 0 | 7.5871 | Industrial_2037_Technical_MW_After Competition Groups_Material Handling Improvements
Industrial | Ind ¦ Pulp and Paper Process Improvements | 2037 | Technical | MW | After Competition Groups | 7.551 | 0 | 0 | 905.479 | 0.0083392 | 21 | Industrial_2037_Technical_MW_After Competition Groups_21 | Pulp and Paper Process Improvements | 0.8339% | 0 | 7.551 | Industrial_2037_Technical_MW_After Competition Groups_Pulp and Paper Process Improvements
Industrial | Ind ¦ Efficient Irrigation | 2037 | Achievable | MW | After Competition Groups | 5.0724 | 0 | 0 | 620.8729 | 0.0081698 | 15 | Industrial_2037_Achievable_MW_After Competition Groups_15 | Efficient Irrigation | 0.817% | 0 | 5.0724 | Industrial_2037_Achievable_MW_After Competition Groups_Efficient Irrigation
Industrial | Ind ¦ Ventilation Optimization | 2037 | Achievable | MW | After Competition Groups | 5.037 | 0 | 0 | 620.8729 | 0.0081127 | 16 | Industrial_2037_Achievable_MW_After Competition Groups_16 | Ventilation Optimization | 0.8113% | 0 | 5.037 | Industrial_2037_Achievable_MW_After Competition Groups_Ventilation Optimization
Industrial | Ind ¦ Free Cooling | 2037 | Economic | MW | After Competition Groups | 6.7562 | 0 | 0 | 837.6865 | 0.0080653 | 18 | Industrial_2037_Economic_MW_After Competition Groups_18 | Free Cooling | 0.8065% | 0 | 6.7562 | Industrial_2037_Economic_MW_After Competition Groups_Free Cooling
Industrial | Ind ¦ Refiner Plate Improvements | 2037 | Economic | MW | After Competition Groups | 6.56 | 0 | 0 | 837.6865 | 0.0078311 | 19 | Industrial_2037_Economic_MW_After Competition Groups_19 | Refiner Plate Improvements | 0.7831% | 0 | 6.56 | Industrial_2037_Economic_MW_After Competition Groups_Refiner Plate Improvements
Industrial | Ind ¦ Free Cooling | 2037 | Technical | MW | After Competition Groups | 6.7562 | 0 | 0 | 905.479 | 0.0074615 | 22 | Industrial_2037_Technical_MW_After Competition Groups_22 | Free Cooling | 0.7461% | 0 | 6.7562 | Industrial_2037_Technical_MW_After Competition Groups_Free Cooling
Industrial | Ind ¦ Refiner Plate Improvements | 2037 | Technical | MW | After Competition Groups | 6.56 | 0 | 0 | 905.479 | 0.0072448 | 23 | Industrial_2037_Technical_MW_After Competition Groups_23 | Refiner Plate Improvements | 0.7245% | 0 | 6.56 | Industrial_2037_Technical_MW_After Competition Groups_Refiner Plate Improvements
Industrial | Ind ¦ Refiner Plate Improvements | 2037 | Achievable | MW | After Competition Groups | 4.463 | 0 | 0 | 620.8729 | 0.0071882 | 17 | Industrial_2037_Achievable_MW_After Competition Groups_17 | Refiner Plate Improvements | 0.7188% | 0 | 4.463 | Industrial_2037_Achievable_MW_After Competition Groups_Refiner Plate Improvements
Industrial | Ind ¦ Process Optimization (Elec) | 2037 | Achievable | MW | After Competition Groups | 4.3854 | 0 | 0 | 620.8729 | 0.0070633 | 18 | Industrial_2037_Achievable_MW_After Competition Groups_18 | Process Optimization (Elec) | 0.7063% | 0 | 4.3854 | Industrial_2037_Achievable_MW_After Competition Groups_Process Optimization (Elec)
Industrial | Ind ¦ Chiller Optimization | 2037 | Technical | MW | After Competition Groups | 5.3334 | 0 | 0 | 905.479 | 0.0058902 | 24 | Industrial_2037_Technical_MW_After Competition Groups_24 | Chiller Optimization | 0.589% | 0 | 5.3334 | Industrial_2037_Technical_MW_After Competition Groups_Chiller Optimization
Industrial | Ind ¦ Free Cooling | 2037 | Achievable | MW | After Competition Groups | 3.6561 | 0 | 0 | 620.8729 | 0.0058887 | 19 | Industrial_2037_Achievable_MW_After Competition Groups_19 | Free Cooling | 0.5889% | 0 | 3.6561 | Industrial_2037_Achievable_MW_After Competition Groups_Free Cooling
Industrial | Ind ¦ VAV Conversion Project | 2037 | Achievable | MW | After Competition Groups | 3.3835 | 0 | 0 | 620.8729 | 0.0054497 | 20 | Industrial_2037_Achievable_MW_After Competition Groups_20 | VAV Conversion Project | 0.545% | 0 | 3.3835 | Industrial_2037_Achievable_MW_After Competition Groups_VAV Conversion Project
Industrial | Ind ¦ Cold Storage Retrofit | 2037 | Technical | MW | After Competition Groups | 4.8127 | 0 | 0 | 905.479 | 0.0053151 | 25 | Industrial_2037_Technical_MW_After Competition Groups_25 | Cold Storage Retrofit | 0.5315% | 0 | 4.8127 | Industrial_2037_Technical_MW_After Competition Groups_Cold Storage Retrofit
Industrial | Ind ¦ Cooling Tower Optimization | 2037 | Economic | MW | After Competition Groups | 4.0503 | 0 | 0 | 837.6865 | 0.0048352 | 20 | Industrial_2037_Economic_MW_After Competition Groups_20 | Cooling Tower Optimization | 0.4835% | 0 | 4.0503 | Industrial_2037_Economic_MW_After Competition Groups_Cooling Tower Optimization
Industrial | Ind ¦ Cooling Tower Optimization | 2037 | Technical | MW | After Competition Groups | 4.0503 | 0 | 0 | 905.479 | 0.0044732 | 26 | Industrial_2037_Technical_MW_After Competition Groups_26 | Cooling Tower Optimization | 0.4473% | 0 | 4.0503 | Industrial_2037_Technical_MW_After Competition Groups_Cooling Tower Optimization
Industrial | Ind ¦ VAV Conversion Project | 2037 | Economic | MW | After Competition Groups | 3.6578 | 0 | 0 | 837.6865 | 0.0043666 | 21 | Industrial_2037_Economic_MW_After Competition Groups_21 | VAV Conversion Project | 0.4367% | 0 | 3.6578 | Industrial_2037_Economic_MW_After Competition Groups_VAV Conversion Project
Industrial | Ind ¦ VAV Conversion Project | 2037 | Technical | MW | After Competition Groups | 3.6578 | 0 | 0 | 905.479 | 0.0040396 | 27 | Industrial_2037_Technical_MW_After Competition Groups_27 | VAV Conversion Project | 0.404% | 0 | 3.6578 | Industrial_2037_Technical_MW_After Competition Groups_VAV Conversion Project
Industrial | Ind ¦ High Efficiency Battery Charger | 2037 | Achievable | MW | After Competition Groups | 2.1941 | 0 | 0 | 620.8729 | 0.0035339 | 21 | Industrial_2037_Achievable_MW_After Competition Groups_21 | High Efficiency Battery Charger | 0.3534% | 0 | 2.1941 | Industrial_2037_Achievable_MW_After Competition Groups_High Efficiency Battery Charger
Industrial | Ind ¦ High Efficiency Battery Charger | 2037 | Economic | MW | After Competition Groups | 2.9324 | 0 | 0 | 837.6865 | 0.0035006 | 22 | Industrial_2037_Economic_MW_After Competition Groups_22 | High Efficiency Battery Charger | 0.3501% | 0 | 2.9324 | Industrial_2037_Economic_MW_After Competition Groups_High Efficiency Battery Charger
Industrial | Ind ¦ Process Heat Recovery | 2037 | Achievable | MW | After Competition Groups | 2.1103 | 0 | 0 | 620.8729 | 0.003399 | 22 | Industrial_2037_Achievable_MW_After Competition Groups_22 | Process Heat Recovery | 0.3399% | 0 | 2.1103 | Industrial_2037_Achievable_MW_After Competition Groups_Process Heat Recovery
Industrial | Ind ¦ High Efficiency Battery Charger | 2037 | Technical | MW | After Competition Groups | 2.9324 | 0 | 0 | 905.479 | 0.0032386 | 28 | Industrial_2037_Technical_MW_After Competition Groups_28 | High Efficiency Battery Charger | 0.3239% | 0 | 2.9324 | Industrial_2037_Technical_MW_After Competition Groups_High Efficiency Battery Charger
Industrial | Ind ¦ Synchronous Belts | 2037 | Economic | MW | After Competition Groups | 2.5244 | 0 | 0 | 837.6865 | 0.0030135 | 23 | Industrial_2037_Economic_MW_After Competition Groups_23 | Synchronous Belts | 0.3014% | 0 | 2.5244 | Industrial_2037_Economic_MW_After Competition Groups_Synchronous Belts
Industrial | Ind ¦ Cooling Tower Optimization | 2037 | Achievable | MW | After Competition Groups | 1.7804 | 0 | 0 | 620.8729 | 0.0028676 | 23 | Industrial_2037_Achievable_MW_After Competition Groups_23 | Cooling Tower Optimization | 0.2868% | 0 | 1.7804 | Industrial_2037_Achievable_MW_After Competition Groups_Cooling Tower Optimization
Industrial | Ind ¦ Synchronous Belts | 2037 | Technical | MW | After Competition Groups | 2.5244 | 0 | 0 | 905.479 | 0.0027879 | 29 | Industrial_2037_Technical_MW_After Competition Groups_29 | Synchronous Belts | 0.2788% | 0 | 2.5244 | Industrial_2037_Technical_MW_After Competition Groups_Synchronous Belts
Industrial | Ind ¦ Process Improvements | 2037 | Achievable | MW | After Competition Groups | 1.7287 | 0 | 0 | 620.8729 | 0.0027844 | 24 | Industrial_2037_Achievable_MW_After Competition Groups_24 | Process Improvements | 0.2784% | 0 | 1.7287 | Industrial_2037_Achievable_MW_After Competition Groups_Process Improvements
Industrial | Ind ¦ Process Heat Recovery | 2037 | Economic | MW | After Competition Groups | 2.3239 | 0 | 0 | 837.6865 | 0.0027742 | 24 | Industrial_2037_Economic_MW_After Competition Groups_24 | Process Heat Recovery | 0.2774% | 0 | 2.3239 | Industrial_2037_Economic_MW_After Competition Groups_Process Heat Recovery
Industrial | Ind ¦ Dairy Pre-Cooler | 2037 | Economic | MW | After Competition Groups | 2.3101 | 0 | 0 | 837.6865 | 0.0027577 | 25 | Industrial_2037_Economic_MW_After Competition Groups_25 | Dairy Pre-Cooler | 0.2758% | 0 | 2.3101 | Industrial_2037_Economic_MW_After Competition Groups_Dairy Pre-Cooler
Industrial | Ind ¦ Process Heat Recovery | 2037 | Technical | MW | After Competition Groups | 2.3239 | 0 | 0 | 905.479 | 0.0025665 | 30 | Industrial_2037_Technical_MW_After Competition Groups_30 | Process Heat Recovery | 0.2566% | 0 | 2.3239 | Industrial_2037_Technical_MW_After Competition Groups_Process Heat Recovery
Industrial | Ind ¦ Dairy Pre-Cooler | 2037 | Technical | MW | After Competition Groups | 2.3101 | 0 | 0 | 905.479 | 0.0025512 | 31 | Industrial_2037_Technical_MW_After Competition Groups_31 | Dairy Pre-Cooler | 0.2551% | 0 | 2.3101 | Industrial_2037_Technical_MW_After Competition Groups_Dairy Pre-Cooler
Industrial | Ind ¦ Refrigeration Compressor VFD | 2037 | Achievable | MW | After Competition Groups | 1.5369 | 0 | 0 | 620.8729 | 0.0024754 | 25 | Industrial_2037_Achievable_MW_After Competition Groups_25 | Refrigeration Compressor VFD | 0.2475% | 0 | 1.5369 | Industrial_2037_Achievable_MW_After Competition Groups_Refrigeration Compressor VFD
Industrial | Ind ¦ Dairy Pre-Cooler | 2037 | Achievable | MW | After Competition Groups | 1.5113 | 0 | 0 | 620.8729 | 0.0024342 | 26 | Industrial_2037_Achievable_MW_After Competition Groups_26 | Dairy Pre-Cooler | 0.2434% | 0 | 1.5113 | Industrial_2037_Achievable_MW_After Competition Groups_Dairy Pre-Cooler
Industrial | Ind ¦ Refrigeration Compressor VFD | 2037 | Economic | MW | After Competition Groups | 1.9681 | 0 | 0 | 837.6865 | 0.0023495 | 26 | Industrial_2037_Economic_MW_After Competition Groups_26 | Refrigeration Compressor VFD | 0.2349% | 0 | 1.9681 | Industrial_2037_Economic_MW_After Competition Groups_Refrigeration Compressor VFD
Industrial | Ind ¦ Process Improvements | 2037 | Economic | MW | After Competition Groups | 1.8741 | 0 | 0 | 837.6865 | 0.0022372 | 27 | Industrial_2037_Economic_MW_After Competition Groups_27 | Process Improvements | 0.2237% | 0 | 1.8741 | Industrial_2037_Economic_MW_After Competition Groups_Process Improvements
Industrial | Ind ¦ Refrigeration Compressor VFD | 2037 | Technical | MW | After Competition Groups | 1.9681 | 0 | 0 | 905.479 | 0.0021736 | 32 | Industrial_2037_Technical_MW_After Competition Groups_32 | Refrigeration Compressor VFD | 0.2174% | 0 | 1.9681 | Industrial_2037_Technical_MW_After Competition Groups_Refrigeration Compressor VFD
Industrial | Ind ¦ Process Improvements | 2037 | Technical | MW | After Competition Groups | 1.8741 | 0 | 0 | 905.479 | 0.0020697 | 33 | Industrial_2037_Technical_MW_After Competition Groups_33 | Process Improvements | 0.207% | 0 | 1.8741 | Industrial_2037_Technical_MW_After Competition Groups_Process Improvements
Industrial | Ind ¦ Improved Controls - Process Heating | 2037 | Achievable | MW | After Competition Groups | 1.1159 | 0 | 0 | 620.8729 | 0.0017972 | 27 | Industrial_2037_Achievable_MW_After Competition Groups_27 | Improved Controls - Process Heating | 0.1797% | 0 | 1.1159 | Industrial_2037_Achievable_MW_After Competition Groups_Improved Controls - Process Heating
Industrial | Ind ¦ Efficient Transformer | 2037 | Technical | MW | After Competition Groups | 1.4712 | 0 | 0 | 905.479 | 0.0016247 | 34 | Industrial_2037_Technical_MW_After Competition Groups_34 | Efficient Transformer | 0.1625% | 0 | 1.4712 | Industrial_2037_Technical_MW_After Competition Groups_Efficient Transformer
Industrial | Ind ¦ High Efficiency Welders | 2037 | Technical | MW | After Competition Groups | 1.4199 | 0 | 0 | 905.479 | 0.0015681 | 35 | Industrial_2037_Technical_MW_After Competition Groups_35 | High Efficiency Welders | 0.1568% | 0 | 1.4199 | Industrial_2037_Technical_MW_After Competition Groups_High Efficiency Welders
Industrial | Ind ¦ Improved Controls - Process Heating | 2037 | Economic | MW | After Competition Groups | 1.2547 | 0 | 0 | 837.6865 | 0.0014978 | 28 | Industrial_2037_Economic_MW_After Competition Groups_28 | Improved Controls - Process Heating | 0.1498% | 0 | 1.2547 | Industrial_2037_Economic_MW_After Competition Groups_Improved Controls - Process Heating
Industrial | Ind ¦ Improved Controls - Process Heating | 2037 | Technical | MW | After Competition Groups | 1.2547 | 0 | 0 | 905.479 | 0.0013856 | 36 | Industrial_2037_Technical_MW_After Competition Groups_36 | Improved Controls - Process Heating | 0.1386% | 0 | 1.2547 | Industrial_2037_Technical_MW_After Competition Groups_Improved Controls - Process Heating
Industrial | Ind ¦ Synchronous Belts | 2037 | Achievable | MW | After Competition Groups | 0.71908 | 0 | 0 | 620.8729 | 0.0011582 | 28 | Industrial_2037_Achievable_MW_After Competition Groups_28 | Synchronous Belts | 0.1158% | 0 | 0.71908 | Industrial_2037_Achievable_MW_After Competition Groups_Synchronous Belts
Industrial | Ind ¦ Engine Block Heater Timer | 2037 | Achievable | MW | After Competition Groups | 0.67877 | 0 | 0 | 620.8729 | 0.0010933 | 29 | Industrial_2037_Achievable_MW_After Competition Groups_29 | Engine Block Heater Timer | 0.1093% | 0 | 0.67877 | Industrial_2037_Achievable_MW_After Competition Groups_Engine Block Heater Timer
Industrial | Ind ¦ Engine Block Heater Timer | 2037 | Economic | MW | After Competition Groups | 0.73854 | 0 | 0 | 837.6865 | 0.00088164 | 29 | Industrial_2037_Economic_MW_After Competition Groups_29 | Engine Block Heater Timer | 0.08816% | 0 | 0.73854 | Industrial_2037_Economic_MW_After Competition Groups_Engine Block Heater Timer
Industrial | Ind ¦ Engine Block Heater Timer | 2037 | Technical | MW | After Competition Groups | 0.73854 | 0 | 0 | 905.479 | 0.00081563 | 37 | Industrial_2037_Technical_MW_After Competition Groups_37 | Engine Block Heater Timer | 0.08156% | 0 | 0.73854 | Industrial_2037_Technical_MW_After Competition Groups_Engine Block Heater Timer
Industrial | Ind ¦ Efficient Refrigeration Compressor | 2037 | Achievable | MW | After Competition Groups | 0.4112 | 0 | 0 | 620.8729 | 0.0006623 | 30 | Industrial_2037_Achievable_MW_After Competition Groups_30 | Efficient Refrigeration Compressor | 0.06623% | 0 | 0.4112 | Industrial_2037_Achievable_MW_After Competition Groups_Efficient Refrigeration Compressor
Industrial | Ind ¦ Efficient Refrigeration Compressor | 2037 | Economic | MW | After Competition Groups | 0.46812 | 0 | 0 | 837.6865 | 0.00055882 | 30 | Industrial_2037_Economic_MW_After Competition Groups_30 | Efficient Refrigeration Compressor | 0.05588% | 0 | 0.46812 | Industrial_2037_Economic_MW_After Competition Groups_Efficient Refrigeration Compressor
Industrial | Ind ¦ Efficient Refrigeration Compressor | 2037 | Technical | MW | After Competition Groups | 0.46812 | 0 | 0 | 905.479 | 0.00051698 | 38 | Industrial_2037_Technical_MW_After Competition Groups_38 | Efficient Refrigeration Compressor | 0.0517% | 0 | 0.46812 | Industrial_2037_Technical_MW_After Competition Groups_Efficient Refrigeration Compressor
Industrial | Ind ¦ Heat Lamps/Heat Pad | 2037 | Technical | MW | After Competition Groups | 0.45884 | 0 | 0 | 905.479 | 0.00050673 | 39 | Industrial_2037_Technical_MW_After Competition Groups_39 | Heat Lamps/Heat Pad | 0.05067% | 0 | 0.45884 | Industrial_2037_Technical_MW_After Competition Groups_Heat Lamps/Heat Pad
Industrial | Ind ¦ Air Compressor Heat Recovery | 2037 | Achievable | MW | After Competition Groups | 0.2922 | 0 | 0 | 620.8729 | 0.00047063 | 31 | Industrial_2037_Achievable_MW_After Competition Groups_31 | Air Compressor Heat Recovery | 0.04706% | 0 | 0.2922 | Industrial_2037_Achievable_MW_After Competition Groups_Air Compressor Heat Recovery
Industrial | Ind ¦ Air Compressor Heat Recovery | 2037 | Economic | MW | After Competition Groups | 0.33141 | 0 | 0 | 837.6865 | 0.00039562 | 31 | Industrial_2037_Economic_MW_After Competition Groups_31 | Air Compressor Heat Recovery | 0.03956% | 0 | 0.33141 | Industrial_2037_Economic_MW_After Competition Groups_Air Compressor Heat Recovery
Industrial | Ind ¦ Air Compressor Heat Recovery | 2037 | Technical | MW | After Competition Groups | 0.33141 | 0 | 0 | 905.479 | 0.000366 | 40 | Industrial_2037_Technical_MW_After Competition Groups_40 | Air Compressor Heat Recovery | 0.0366% | 0 | 0.33141 | Industrial_2037_Technical_MW_After Competition Groups_Air Compressor Heat Recovery
Industrial | Ind ¦ Creep Heat Controller | 2037 | Technical | MW | After Competition Groups | 0.28765 | 0 | 0 | 905.479 | 0.00031768 | 41 | Industrial_2037_Technical_MW_After Competition Groups_41 | Creep Heat Controller | 0.03177% | 0 | 0.28765 | Industrial_2037_Technical_MW_After Competition Groups_Creep Heat Controller
Industrial | Ind ¦ Optimize Compressed Air Dryer | 2037 | Economic | MW | After Competition Groups | 0.23923 | 0 | 0 | 837.6865 | 0.00028558 | 32 | Industrial_2037_Economic_MW_After Competition Groups_32 | Optimize Compressed Air Dryer | 0.02856% | 0 | 0.23923 | Industrial_2037_Economic_MW_After Competition Groups_Optimize Compressed Air Dryer
Industrial | Ind ¦ Optimize Compressed Air Dryer | 2037 | Technical | MW | After Competition Groups | 0.23923 | 0 | 0 | 905.479 | 0.0002642 | 42 | Industrial_2037_Technical_MW_After Competition Groups_42 | Optimize Compressed Air Dryer | 0.02642% | 0 | 0.23923 | Industrial_2037_Technical_MW_After Competition Groups_Optimize Compressed Air Dryer
Industrial | Ind ¦ Efficient Transformer | 2037 | Achievable | MW | After Competition Groups | 0.15971 | 0 | 0 | 620.8729 | 0.00025724 | 32 | Industrial_2037_Achievable_MW_After Competition Groups_32 | Efficient Transformer | 0.02572% | 0 | 0.15971 | Industrial_2037_Achievable_MW_After Competition Groups_Efficient Transformer
Industrial | Ind ¦ Heat Lamps/Heat Pad | 2037 | Achievable | MW | After Competition Groups | 0.15794 | 0 | 0 | 620.8729 | 0.00025439 | 33 | Industrial_2037_Achievable_MW_After Competition Groups_33 | Heat Lamps/Heat Pad | 0.02544% | 0 | 0.15794 | Industrial_2037_Achievable_MW_After Competition Groups_Heat Lamps/Heat Pad
Industrial | Ind ¦ High Efficiency Welders | 2037 | Achievable | MW | After Competition Groups | 0.11855 | 0 | 0 | 620.8729 | 0.00019094 | 34 | Industrial_2037_Achievable_MW_After Competition Groups_34 | High Efficiency Welders | 0.01909% | 0 | 0.11855 | Industrial_2037_Achievable_MW_After Competition Groups_High Efficiency Welders
Industrial | Ind ¦ Heat Lamps/Heat Pad | 2037 | Economic | MW | After Competition Groups | 0.15821 | 0 | 0 | 837.6865 | 0.00018887 | 33 | Industrial_2037_Economic_MW_After Competition Groups_33 | Heat Lamps/Heat Pad | 0.01889% | 0 | 0.15821 | Industrial_2037_Economic_MW_After Competition Groups_Heat Lamps/Heat Pad
Industrial | Ind ¦ Efficient Transformer | 2037 | Economic | MW | After Competition Groups | 0.11462 | 0 | 0 | 837.6865 | 0.00013683 | 34 | Industrial_2037_Economic_MW_After Competition Groups_34 | Efficient Transformer | 0.01368% | 0 | 0.11462 | Industrial_2037_Economic_MW_After Competition Groups_Efficient Transformer
Industrial | Ind ¦ High Efficiency Welders | 2037 | Economic | MW | After Competition Groups | 0.07896 | 0 | 0 | 837.6865 | 9.426e-05 | 35 | Industrial_2037_Economic_MW_After Competition Groups_35 | High Efficiency Welders | 0.009426% | 0 | 0.07896 | Industrial_2037_Economic_MW_After Competition Groups_High Efficiency Welders
Industrial | Ind ¦ Optimize Compressed Air Dryer | 2037 | Achievable | MW | After Competition Groups | 0.035334 | 0 | 0 | 620.8729 | 5.691e-05 | 35 | Industrial_2037_Achievable_MW_After Competition Groups_35 | Optimize Compressed Air Dryer | 0.005691% | 0 | 0.035334 | Industrial_2037_Achievable_MW_After Competition Groups_Optimize Compressed Air Dryer
Industrial | Ind ¦ Creep Heat Controller | 2037 | Achievable | MW | After Competition Groups | 0 | 0 | 0 | 620.8729 | 0 | 36 | Industrial_2037_Achievable_MW_After Competition Groups_36 | Creep Heat Controller | 0% | 0 | 0 | Industrial_2037_Achievable_MW_After Competition Groups_Creep Heat Controller
Industrial | Ind ¦ Creep Heat Controller | 2037 | Economic | MW | After Competition Groups | 0 | 0 | 0 | 837.6865 | 0 | 36 | Industrial_2037_Economic_MW_After Competition Groups_36 | Creep Heat Controller | 0% | 0 | 0 | Industrial_2037_Economic_MW_After Competition Groups_Creep Heat Controller
Industrial | Ind ¦ HVLS Fans | 2037 | Achievable | MW | After Competition Groups | 0 | 0 | 0 | 620.8729 | 0 | 37 | Industrial_2037_Achievable_MW_After Competition Groups_37 | HVLS Fans | 0% | 0 | 0 | Industrial_2037_Achievable_MW_After Competition Groups_HVLS Fans
Industrial | Ind ¦ HVLS Fans | 2037 | Economic | MW | After Competition Groups | 0 | 0 | 0 | 837.6865 | 0 | 37 | Industrial_2037_Economic_MW_After Competition Groups_37 | HVLS Fans | 0% | 0 | 0 | Industrial_2037_Economic_MW_After Competition Groups_HVLS Fans
Industrial | Ind ¦ Premium Efficient Motors | 2037 | Achievable | MW | After Competition Groups | 0 | 0 | 0 | 620.8729 | 0 | 38 | Industrial_2037_Achievable_MW_After Competition Groups_38 | Premium Efficient Motors | 0% | 0 | 0 | Industrial_2037_Achievable_MW_After Competition Groups_Premium Efficient Motors
Industrial | Ind ¦ Premium Efficient Motors | 2037 | Economic | MW | After Competition Groups | 0 | 0 | 0 | 837.6865 | 0 | 38 | Industrial_2037_Economic_MW_After Competition Groups_38 | Premium Efficient Motors | 0% | 0 | 0 | Industrial_2037_Economic_MW_After Competition Groups_Premium Efficient Motors
Industrial | Ind ¦ Pump System Optimization | 2038 | Economic | MW | After Competition Groups | 131.2077 | 0 | 0 | 846.3102 | 0.15503 | 1 | Industrial_2038_Economic_MW_After Competition Groups_1 | Pump System Optimization | 15.5% | 0 | 131.2077 | Industrial_2038_Economic_MW_After Competition Groups_Pump System Optimization
Industrial | Ind ¦ Pump System Optimization | 2038 | Achievable | MW | After Competition Groups | 97.2218 | 0 | 0 | 650.0907 | 0.14955 | 1 | Industrial_2038_Achievable_MW_After Competition Groups_1 | Pump System Optimization | 14.96% | 0 | 97.2218 | Industrial_2038_Achievable_MW_After Competition Groups_Pump System Optimization
Industrial | Ind ¦ Pump System Optimization | 2038 | Technical | MW | After Competition Groups | 133.5254 | 0 | 0 | 914.22 | 0.14605 | 1 | Industrial_2038_Technical_MW_After Competition Groups_1 | Pump System Optimization | 14.61% | 0 | 133.5254 | Industrial_2038_Technical_MW_After Competition Groups_Pump System Optimization
Industrial | Ind ¦ HE Lighting | 2038 | Economic | MW | After Competition Groups | 98.496 | 0 | 0 | 846.3102 | 0.11638 | 2 | Industrial_2038_Economic_MW_After Competition Groups_2 | HE Lighting | 11.64% | 0 | 98.496 | Industrial_2038_Economic_MW_After Competition Groups_HE Lighting
Industrial | Ind ¦ HE Lighting | 2038 | Technical | MW | After Competition Groups | 105.0627 | 0 | 0 | 914.22 | 0.11492 | 2 | Industrial_2038_Technical_MW_After Competition Groups_2 | HE Lighting | 11.49% | 0 | 105.0627 | Industrial_2038_Technical_MW_After Competition Groups_HE Lighting
Industrial | Ind ¦ Air Leak Survey and Repair | 2038 | Achievable | MW | After Competition Groups | 64.3203 | 0 | 0 | 650.0907 | 0.09894 | 2 | Industrial_2038_Achievable_MW_After Competition Groups_2 | Air Leak Survey and Repair | 9.894% | 0 | 64.3203 | Industrial_2038_Achievable_MW_After Competition Groups_Air Leak Survey and Repair
Industrial | Ind ¦ Greenhouse Grow Lights | 2038 | Achievable | MW | After Competition Groups | 62.2355 | 0 | 0 | 650.0907 | 0.095734 | 3 | Industrial_2038_Achievable_MW_After Competition Groups_3 | Greenhouse Grow Lights | 9.573% | 0 | 62.2355 | Industrial_2038_Achievable_MW_After Competition Groups_Greenhouse Grow Lights
Industrial | Ind ¦ Greenhouse Grow Lights | 2038 | Economic | MW | After Competition Groups | 79.7649 | 0 | 0 | 846.3102 | 0.09425 | 3 | Industrial_2038_Economic_MW_After Competition Groups_3 | Greenhouse Grow Lights | 9.425% | 0 | 79.7649 | Industrial_2038_Economic_MW_After Competition Groups_Greenhouse Grow Lights
Industrial | Ind ¦ HE Lighting | 2038 | Achievable | MW | After Competition Groups | 58.5783 | 0 | 0 | 650.0907 | 0.090108 | 4 | Industrial_2038_Achievable_MW_After Competition Groups_4 | HE Lighting | 9.011% | 0 | 58.5783 | Industrial_2038_Achievable_MW_After Competition Groups_HE Lighting
Industrial | Ind ¦ Greenhouse Grow Lights | 2038 | Technical | MW | After Competition Groups | 79.7649 | 0 | 0 | 914.22 | 0.087249 | 3 | Industrial_2038_Technical_MW_After Competition Groups_3 | Greenhouse Grow Lights | 8.725% | 0 | 79.7649 | Industrial_2038_Technical_MW_After Competition Groups_Greenhouse Grow Lights
Industrial | Ind ¦ Air Compressor Optimization | 2038 | Achievable | MW | After Competition Groups | 55.1805 | 0 | 0 | 650.0907 | 0.084881 | 5 | Industrial_2038_Achievable_MW_After Competition Groups_5 | Air Compressor Optimization | 8.488% | 0 | 55.1805 | Industrial_2038_Achievable_MW_After Competition Groups_Air Compressor Optimization
Industrial | Ind ¦ Air Leak Survey and Repair | 2038 | Economic | MW | After Competition Groups | 70.6409 | 0 | 0 | 846.3102 | 0.083469 | 4 | Industrial_2038_Economic_MW_After Competition Groups_4 | Air Leak Survey and Repair | 8.347% | 0 | 70.6409 | Industrial_2038_Economic_MW_After Competition Groups_Air Leak Survey and Repair
Industrial | Ind ¦ Air Compressor Optimization | 2038 | Economic | MW | After Competition Groups | 67.0984 | 0 | 0 | 846.3102 | 0.079283 | 5 | Industrial_2038_Economic_MW_After Competition Groups_5 | Air Compressor Optimization | 7.928% | 0 | 67.0984 | Industrial_2038_Economic_MW_After Competition Groups_Air Compressor Optimization
Industrial | Ind ¦ Air Leak Survey and Repair | 2038 | Technical | MW | After Competition Groups | 70.6409 | 0 | 0 | 914.22 | 0.077269 | 4 | Industrial_2038_Technical_MW_After Competition Groups_4 | Air Leak Survey and Repair | 7.727% | 0 | 70.6409 | Industrial_2038_Technical_MW_After Competition Groups_Air Leak Survey and Repair
Industrial | Ind ¦ Pump Equipment Upgrade | 2038 | Achievable | MW | After Competition Groups | 49.7016 | 0 | 0 | 650.0907 | 0.076453 | 6 | Industrial_2038_Achievable_MW_After Competition Groups_6 | Pump Equipment Upgrade | 7.645% | 0 | 49.7016 | Industrial_2038_Achievable_MW_After Competition Groups_Pump Equipment Upgrade
Industrial | Ind ¦ Recommissioning | 2038 | Achievable | MW | After Competition Groups | 49.3785 | 0 | 0 | 650.0907 | 0.075956 | 7 | Industrial_2038_Achievable_MW_After Competition Groups_7 | Recommissioning | 7.596% | 0 | 49.3785 | Industrial_2038_Achievable_MW_After Competition Groups_Recommissioning
Industrial | Ind ¦ SEM | 2038 | Achievable | MW | After Competition Groups | 49.3785 | 0 | 0 | 650.0907 | 0.075956 | 8 | Industrial_2038_Achievable_MW_After Competition Groups_8 | SEM | 7.596% | 0 | 49.3785 | Industrial_2038_Achievable_MW_After Competition Groups_SEM
Industrial | Ind ¦ Pump Equipment Upgrade | 2038 | Economic | MW | After Competition Groups | 62.797 | 0 | 0 | 846.3102 | 0.074201 | 6 | Industrial_2038_Economic_MW_After Competition Groups_6 | Pump Equipment Upgrade | 7.42% | 0 | 62.797 | Industrial_2038_Economic_MW_After Competition Groups_Pump Equipment Upgrade
Industrial | Ind ¦ Air Compressor Optimization | 2038 | Technical | MW | After Competition Groups | 67.0984 | 0 | 0 | 914.22 | 0.073394 | 5 | Industrial_2038_Technical_MW_After Competition Groups_5 | Air Compressor Optimization | 7.339% | 0 | 67.0984 | Industrial_2038_Technical_MW_After Competition Groups_Air Compressor Optimization
Industrial | Ind ¦ Pump Equipment Upgrade | 2038 | Technical | MW | After Competition Groups | 62.797 | 0 | 0 | 914.22 | 0.068689 | 6 | Industrial_2038_Technical_MW_After Competition Groups_6 | Pump Equipment Upgrade | 6.869% | 0 | 62.797 | Industrial_2038_Technical_MW_After Competition Groups_Pump Equipment Upgrade
Industrial | Ind ¦ Efficient Compressed Air Nozzles | 2038 | Economic | MW | After Competition Groups | 57.9184 | 0 | 0 | 846.3102 | 0.068436 | 7 | Industrial_2038_Economic_MW_After Competition Groups_7 | Efficient Compressed Air Nozzles | 6.844% | 0 | 57.9184 | Industrial_2038_Economic_MW_After Competition Groups_Efficient Compressed Air Nozzles
Industrial | Ind ¦ Efficient Compressed Air Nozzles | 2038 | Achievable | MW | After Competition Groups | 42.0783 | 0 | 0 | 650.0907 | 0.064727 | 9 | Industrial_2038_Achievable_MW_After Competition Groups_9 | Efficient Compressed Air Nozzles | 6.473% | 0 | 42.0783 | Industrial_2038_Achievable_MW_After Competition Groups_Efficient Compressed Air Nozzles
Industrial | Ind ¦ Efficient Compressed Air Nozzles | 2038 | Technical | MW | After Competition Groups | 57.9184 | 0 | 0 | 914.22 | 0.063353 | 7 | Industrial_2038_Technical_MW_After Competition Groups_7 | Efficient Compressed Air Nozzles | 6.335% | 0 | 57.9184 | Industrial_2038_Technical_MW_After Competition Groups_Efficient Compressed Air Nozzles
Industrial | Ind ¦ Recommissioning | 2038 | Economic | MW | After Competition Groups | 53.3452 | 0 | 0 | 846.3102 | 0.063033 | 8 | Industrial_2038_Economic_MW_After Competition Groups_8 | Recommissioning | 6.303% | 0 | 53.3452 | Industrial_2038_Economic_MW_After Competition Groups_Recommissioning
Industrial | Ind ¦ SEM | 2038 | Economic | MW | After Competition Groups | 53.3452 | 0 | 0 | 846.3102 | 0.063033 | 9 | Industrial_2038_Economic_MW_After Competition Groups_9 | SEM | 6.303% | 0 | 53.3452 | Industrial_2038_Economic_MW_After Competition Groups_SEM
Industrial | Ind ¦ Recommissioning | 2038 | Technical | MW | After Competition Groups | 53.3452 | 0 | 0 | 914.22 | 0.05835 | 8 | Industrial_2038_Technical_MW_After Competition Groups_8 | Recommissioning | 5.835% | 0 | 53.3452 | Industrial_2038_Technical_MW_After Competition Groups_Recommissioning
Industrial | Ind ¦ SEM | 2038 | Technical | MW | After Competition Groups | 53.3452 | 0 | 0 | 914.22 | 0.05835 | 9 | Industrial_2038_Technical_MW_After Competition Groups_9 | SEM | 5.835% | 0 | 53.3452 | Industrial_2038_Technical_MW_After Competition Groups_SEM
Industrial | Ind ¦ High Efficiency HVAC Fans | 2038 | Achievable | MW | After Competition Groups | 32.4187 | 0 | 0 | 650.0907 | 0.049868 | 10 | Industrial_2038_Achievable_MW_After Competition Groups_10 | High Efficiency HVAC Fans | 4.987% | 0 | 32.4187 | Industrial_2038_Achievable_MW_After Competition Groups_High Efficiency HVAC Fans
Industrial | Ind ¦ High Efficiency HVAC Fans | 2038 | Economic | MW | After Competition Groups | 41.75 | 0 | 0 | 846.3102 | 0.049332 | 10 | Industrial_2038_Economic_MW_After Competition Groups_10 | High Efficiency HVAC Fans | 4.933% | 0 | 41.75 | Industrial_2038_Economic_MW_After Competition Groups_High Efficiency HVAC Fans
Industrial | Ind ¦ High Efficiency HVAC Fans | 2038 | Technical | MW | After Competition Groups | 41.75 | 0 | 0 | 914.22 | 0.045667 | 10 | Industrial_2038_Technical_MW_After Competition Groups_10 | High Efficiency HVAC Fans | 4.567% | 0 | 41.75 | Industrial_2038_Technical_MW_After Competition Groups_High Efficiency HVAC Fans
Industrial | Ind ¦ Fan System Optimization | 2038 | Achievable | MW | After Competition Groups | 18.6474 | 0 | 0 | 650.0907 | 0.028684 | 11 | Industrial_2038_Achievable_MW_After Competition Groups_11 | Fan System Optimization | 2.868% | 0 | 18.6474 | Industrial_2038_Achievable_MW_After Competition Groups_Fan System Optimization
Industrial | Ind ¦ Fan System Optimization | 2038 | Economic | MW | After Competition Groups | 21.6855 | 0 | 0 | 846.3102 | 0.025624 | 11 | Industrial_2038_Economic_MW_After Competition Groups_11 | Fan System Optimization | 2.562% | 0 | 21.6855 | Industrial_2038_Economic_MW_After Competition Groups_Fan System Optimization
Industrial | Ind ¦ Fan System Optimization | 2038 | Technical | MW | After Competition Groups | 21.6855 | 0 | 0 | 914.22 | 0.02372 | 11 | Industrial_2038_Technical_MW_After Competition Groups_11 | Fan System Optimization | 2.372% | 0 | 21.6855 | Industrial_2038_Technical_MW_After Competition Groups_Fan System Optimization
Industrial | Ind ¦ Process Optimization (Elec) | 2038 | Economic | MW | After Competition Groups | 19.643 | 0 | 0 | 846.3102 | 0.02321 | 12 | Industrial_2038_Economic_MW_After Competition Groups_12 | Process Optimization (Elec) | 2.321% | 0 | 19.643 | Industrial_2038_Economic_MW_After Competition Groups_Process Optimization (Elec)
Industrial | Ind ¦ Improved Controls - Process Cooling | 2038 | Achievable | MW | After Competition Groups | 14.0591 | 0 | 0 | 650.0907 | 0.021626 | 12 | Industrial_2038_Achievable_MW_After Competition Groups_12 | Improved Controls - Process Cooling | 2.163% | 0 | 14.0591 | Industrial_2038_Achievable_MW_After Competition Groups_Improved Controls - Process Cooling
Industrial | Ind ¦ Process Optimization (Elec) | 2038 | Technical | MW | After Competition Groups | 19.643 | 0 | 0 | 914.22 | 0.021486 | 12 | Industrial_2038_Technical_MW_After Competition Groups_12 | Process Optimization (Elec) | 2.149% | 0 | 19.643 | Industrial_2038_Technical_MW_After Competition Groups_Process Optimization (Elec)
Industrial | Ind ¦ Premium Efficient Motors | 2038 | Technical | MW | After Competition Groups | 19.2786 | 0 | 0 | 914.22 | 0.021087 | 13 | Industrial_2038_Technical_MW_After Competition Groups_13 | Premium Efficient Motors | 2.109% | 0 | 19.2786 | Industrial_2038_Technical_MW_After Competition Groups_Premium Efficient Motors
Industrial | Ind ¦ Improved Controls - Process Cooling | 2038 | Economic | MW | After Competition Groups | 15.1445 | 0 | 0 | 846.3102 | 0.017895 | 13 | Industrial_2038_Economic_MW_After Competition Groups_13 | Improved Controls - Process Cooling | 1.789% | 0 | 15.1445 | Industrial_2038_Economic_MW_After Competition Groups_Improved Controls - Process Cooling
Industrial | Ind ¦ Improved Controls - Process Cooling | 2038 | Technical | MW | After Competition Groups | 15.1445 | 0 | 0 | 914.22 | 0.016565 | 14 | Industrial_2038_Technical_MW_After Competition Groups_14 | Improved Controls - Process Cooling | 1.657% | 0 | 15.1445 | Industrial_2038_Technical_MW_After Competition Groups_Improved Controls - Process Cooling
Industrial | Ind ¦ Ventilation Optimization | 2038 | Economic | MW | After Competition Groups | 10.5445 | 0 | 0 | 846.3102 | 0.012459 | 14 | Industrial_2038_Economic_MW_After Competition Groups_14 | Ventilation Optimization | 1.246% | 0 | 10.5445 | Industrial_2038_Economic_MW_After Competition Groups_Ventilation Optimization
Industrial | Ind ¦ Ventilation Optimization | 2038 | Technical | MW | After Competition Groups | 10.5445 | 0 | 0 | 914.22 | 0.011534 | 15 | Industrial_2038_Technical_MW_After Competition Groups_15 | Ventilation Optimization | 1.153% | 0 | 10.5445 | Industrial_2038_Technical_MW_After Competition Groups_Ventilation Optimization
Industrial | Ind ¦ HVLS Fans | 2038 | Technical | MW | After Competition Groups | 10.3491 | 0 | 0 | 914.22 | 0.01132 | 16 | Industrial_2038_Technical_MW_After Competition Groups_16 | HVLS Fans | 1.132% | 0 | 10.3491 | Industrial_2038_Technical_MW_After Competition Groups_HVLS Fans
Industrial | Ind ¦ Efficient Irrigation | 2038 | Economic | MW | After Competition Groups | 8.7806 | 0 | 0 | 846.3102 | 0.010375 | 15 | Industrial_2038_Economic_MW_After Competition Groups_15 | Efficient Irrigation | 1.038% | 0 | 8.7806 | Industrial_2038_Economic_MW_After Competition Groups_Efficient Irrigation
Industrial | Ind ¦ Pulp and Paper Process Improvements | 2038 | Achievable | MW | After Competition Groups | 6.702 | 0 | 0 | 650.0907 | 0.010309 | 13 | Industrial_2038_Achievable_MW_After Competition Groups_13 | Pulp and Paper Process Improvements | 1.031% | 0 | 6.702 | Industrial_2038_Achievable_MW_After Competition Groups_Pulp and Paper Process Improvements
Industrial | Ind ¦ Material Handling Improvements | 2038 | Achievable | MW | After Competition Groups | 6.2719 | 0 | 0 | 650.0907 | 0.0096477 | 14 | Industrial_2038_Achievable_MW_After Competition Groups_14 | Material Handling Improvements | 0.9648% | 0 | 6.2719 | Industrial_2038_Achievable_MW_After Competition Groups_Material Handling Improvements
Industrial | Ind ¦ Efficient Irrigation | 2038 | Technical | MW | After Competition Groups | 8.7806 | 0 | 0 | 914.22 | 0.0096044 | 17 | Industrial_2038_Technical_MW_After Competition Groups_17 | Efficient Irrigation | 0.9604% | 0 | 8.7806 | Industrial_2038_Technical_MW_After Competition Groups_Efficient Irrigation
Industrial | Ind ¦ Material Handling Improvements | 2038 | Economic | MW | After Competition Groups | 7.6987 | 0 | 0 | 846.3102 | 0.0090968 | 16 | Industrial_2038_Economic_MW_After Competition Groups_16 | Material Handling Improvements | 0.9097% | 0 | 7.6987 | Industrial_2038_Economic_MW_After Competition Groups_Material Handling Improvements
Industrial | Ind ¦ HE HVAC Controls | 2038 | Technical | MW | After Competition Groups | 8.2523 | 0 | 0 | 914.22 | 0.0090266 | 18 | Industrial_2038_Technical_MW_After Competition Groups_18 | HE HVAC Controls | 0.9027% | 0 | 8.2523 | Industrial_2038_Technical_MW_After Competition Groups_HE HVAC Controls
Industrial | Ind ¦ Pulp and Paper Process Improvements | 2038 | Economic | MW | After Competition Groups | 7.551 | 0 | 0 | 846.3102 | 0.0089222 | 17 | Industrial_2038_Economic_MW_After Competition Groups_17 | Pulp and Paper Process Improvements | 0.8922% | 0 | 7.551 | Industrial_2038_Economic_MW_After Competition Groups_Pulp and Paper Process Improvements
Industrial | Ind ¦ HE HVAC Units | 2038 | Technical | MW | After Competition Groups | 8.0022 | 0 | 0 | 914.22 | 0.0087531 | 19 | Industrial_2038_Technical_MW_After Competition Groups_19 | HE HVAC Units | 0.8753% | 0 | 8.0022 | Industrial_2038_Technical_MW_After Competition Groups_HE HVAC Units
Industrial | Ind ¦ Ventilation Optimization | 2038 | Achievable | MW | After Competition Groups | 5.6568 | 0 | 0 | 650.0907 | 0.0087016 | 15 | Industrial_2038_Achievable_MW_After Competition Groups_15 | Ventilation Optimization | 0.8702% | 0 | 5.6568 | Industrial_2038_Achievable_MW_After Competition Groups_Ventilation Optimization
Industrial | Ind ¦ Material Handling Improvements | 2038 | Technical | MW | After Competition Groups | 7.6987 | 0 | 0 | 914.22 | 0.008421 | 20 | Industrial_2038_Technical_MW_After Competition Groups_20 | Material Handling Improvements | 0.8421% | 0 | 7.6987 | Industrial_2038_Technical_MW_After Competition Groups_Material Handling Improvements
Industrial | Ind ¦ Efficient Irrigation | 2038 | Achievable | MW | After Competition Groups | 5.453 | 0 | 0 | 650.0907 | 0.0083881 | 16 | Industrial_2038_Achievable_MW_After Competition Groups_16 | Efficient Irrigation | 0.8388% | 0 | 5.453 | Industrial_2038_Achievable_MW_After Competition Groups_Efficient Irrigation
Industrial | Ind ¦ Pulp and Paper Process Improvements | 2038 | Technical | MW | After Competition Groups | 7.551 | 0 | 0 | 914.22 | 0.0082595 | 21 | Industrial_2038_Technical_MW_After Competition Groups_21 | Pulp and Paper Process Improvements | 0.8259% | 0 | 7.551 | Industrial_2038_Technical_MW_After Competition Groups_Pulp and Paper Process Improvements
Industrial | Ind ¦ Free Cooling | 2038 | Economic | MW | After Competition Groups | 6.7543 | 0 | 0 | 846.3102 | 0.0079809 | 18 | Industrial_2038_Economic_MW_After Competition Groups_18 | Free Cooling | 0.7981% | 0 | 6.7543 | Industrial_2038_Economic_MW_After Competition Groups_Free Cooling
Industrial | Ind ¦ Refiner Plate Improvements | 2038 | Economic | MW | After Competition Groups | 6.6843 | 0 | 0 | 846.3102 | 0.0078981 | 19 | Industrial_2038_Economic_MW_After Competition Groups_19 | Refiner Plate Improvements | 0.7898% | 0 | 6.6843 | Industrial_2038_Economic_MW_After Competition Groups_Refiner Plate Improvements
Industrial | Ind ¦ Process Optimization (Elec) | 2038 | Achievable | MW | After Competition Groups | 4.8494 | 0 | 0 | 650.0907 | 0.0074596 | 17 | Industrial_2038_Achievable_MW_After Competition Groups_17 | Process Optimization (Elec) | 0.746% | 0 | 4.8494 | Industrial_2038_Achievable_MW_After Competition Groups_Process Optimization (Elec)
Industrial | Ind ¦ Free Cooling | 2038 | Technical | MW | After Competition Groups | 6.7543 | 0 | 0 | 914.22 | 0.0073881 | 22 | Industrial_2038_Technical_MW_After Competition Groups_22 | Free Cooling | 0.7388% | 0 | 6.7543 | Industrial_2038_Technical_MW_After Competition Groups_Free Cooling
Industrial | Ind ¦ Refiner Plate Improvements | 2038 | Technical | MW | After Competition Groups | 6.6843 | 0 | 0 | 914.22 | 0.0073114 | 23 | Industrial_2038_Technical_MW_After Competition Groups_23 | Refiner Plate Improvements | 0.7311% | 0 | 6.6843 | Industrial_2038_Technical_MW_After Competition Groups_Refiner Plate Improvements
Industrial | Ind ¦ Refiner Plate Improvements | 2038 | Achievable | MW | After Competition Groups | 4.7128 | 0 | 0 | 650.0907 | 0.0072494 | 18 | Industrial_2038_Achievable_MW_After Competition Groups_18 | Refiner Plate Improvements | 0.7249% | 0 | 4.7128 | Industrial_2038_Achievable_MW_After Competition Groups_Refiner Plate Improvements
Industrial | Ind ¦ Free Cooling | 2038 | Achievable | MW | After Competition Groups | 4.1627 | 0 | 0 | 650.0907 | 0.0064033 | 19 | Industrial_2038_Achievable_MW_After Competition Groups_19 | Free Cooling | 0.6403% | 0 | 4.1627 | Industrial_2038_Achievable_MW_After Competition Groups_Free Cooling
Industrial | Ind ¦ Chiller Optimization | 2038 | Technical | MW | After Competition Groups | 5.3333 | 0 | 0 | 914.22 | 0.0058337 | 24 | Industrial_2038_Technical_MW_After Competition Groups_24 | Chiller Optimization | 0.5834% | 0 | 5.3333 | Industrial_2038_Technical_MW_After Competition Groups_Chiller Optimization
Industrial | Ind ¦ VAV Conversion Project | 2038 | Achievable | MW | After Competition Groups | 3.4761 | 0 | 0 | 650.0907 | 0.0053471 | 20 | Industrial_2038_Achievable_MW_After Competition Groups_20 | VAV Conversion Project | 0.5347% | 0 | 3.4761 | Industrial_2038_Achievable_MW_After Competition Groups_VAV Conversion Project
Industrial | Ind ¦ Cold Storage Retrofit | 2038 | Technical | MW | After Competition Groups | 4.8119 | 0 | 0 | 914.22 | 0.0052634 | 25 | Industrial_2038_Technical_MW_After Competition Groups_25 | Cold Storage Retrofit | 0.5263% | 0 | 4.8119 | Industrial_2038_Technical_MW_After Competition Groups_Cold Storage Retrofit
Industrial | Ind ¦ Cooling Tower Optimization | 2038 | Economic | MW | After Competition Groups | 4.0503 | 0 | 0 | 846.3102 | 0.0047858 | 20 | Industrial_2038_Economic_MW_After Competition Groups_20 | Cooling Tower Optimization | 0.4786% | 0 | 4.0503 | Industrial_2038_Economic_MW_After Competition Groups_Cooling Tower Optimization
Industrial | Ind ¦ Cooling Tower Optimization | 2038 | Technical | MW | After Competition Groups | 4.0503 | 0 | 0 | 914.22 | 0.0044303 | 26 | Industrial_2038_Technical_MW_After Competition Groups_26 | Cooling Tower Optimization | 0.443% | 0 | 4.0503 | Industrial_2038_Technical_MW_After Competition Groups_Cooling Tower Optimization
Industrial | Ind ¦ VAV Conversion Project | 2038 | Economic | MW | After Competition Groups | 3.6576 | 0 | 0 | 846.3102 | 0.0043218 | 21 | Industrial_2038_Economic_MW_After Competition Groups_21 | VAV Conversion Project | 0.4322% | 0 | 3.6576 | Industrial_2038_Economic_MW_After Competition Groups_VAV Conversion Project
Industrial | Ind ¦ VAV Conversion Project | 2038 | Technical | MW | After Competition Groups | 3.6576 | 0 | 0 | 914.22 | 0.0040008 | 27 | Industrial_2038_Technical_MW_After Competition Groups_27 | VAV Conversion Project | 0.4001% | 0 | 3.6576 | Industrial_2038_Technical_MW_After Competition Groups_VAV Conversion Project
Industrial | Ind ¦ High Efficiency Battery Charger | 2038 | Economic | MW | After Competition Groups | 2.9817 | 0 | 0 | 846.3102 | 0.0035232 | 22 | Industrial_2038_Economic_MW_After Competition Groups_22 | High Efficiency Battery Charger | 0.3523% | 0 | 2.9817 | Industrial_2038_Economic_MW_After Competition Groups_High Efficiency Battery Charger
Industrial | Ind ¦ High Efficiency Battery Charger | 2038 | Achievable | MW | After Competition Groups | 2.2835 | 0 | 0 | 650.0907 | 0.0035126 | 21 | Industrial_2038_Achievable_MW_After Competition Groups_21 | High Efficiency Battery Charger | 0.3513% | 0 | 2.2835 | Industrial_2038_Achievable_MW_After Competition Groups_High Efficiency Battery Charger
Industrial | Ind ¦ Process Heat Recovery | 2038 | Achievable | MW | After Competition Groups | 2.1755 | 0 | 0 | 650.0907 | 0.0033464 | 22 | Industrial_2038_Achievable_MW_After Competition Groups_22 | Process Heat Recovery | 0.3346% | 0 | 2.1755 | Industrial_2038_Achievable_MW_After Competition Groups_Process Heat Recovery
Industrial | Ind ¦ High Efficiency Battery Charger | 2038 | Technical | MW | After Competition Groups | 2.9817 | 0 | 0 | 914.22 | 0.0032615 | 28 | Industrial_2038_Technical_MW_After Competition Groups_28 | High Efficiency Battery Charger | 0.3261% | 0 | 2.9817 | Industrial_2038_Technical_MW_After Competition Groups_High Efficiency Battery Charger
Industrial | Ind ¦ Cooling Tower Optimization | 2038 | Achievable | MW | After Competition Groups | 2.0832 | 0 | 0 | 650.0907 | 0.0032045 | 23 | Industrial_2038_Achievable_MW_After Competition Groups_23 | Cooling Tower Optimization | 0.3204% | 0 | 2.0832 | Industrial_2038_Achievable_MW_After Competition Groups_Cooling Tower Optimization
Industrial | Ind ¦ Synchronous Belts | 2038 | Economic | MW | After Competition Groups | 2.5243 | 0 | 0 | 846.3102 | 0.0029827 | 23 | Industrial_2038_Economic_MW_After Competition Groups_23 | Synchronous Belts | 0.2983% | 0 | 2.5243 | Industrial_2038_Economic_MW_After Competition Groups_Synchronous Belts
Industrial | Ind ¦ Synchronous Belts | 2038 | Technical | MW | After Competition Groups | 2.5243 | 0 | 0 | 914.22 | 0.0027612 | 29 | Industrial_2038_Technical_MW_After Competition Groups_29 | Synchronous Belts | 0.2761% | 0 | 2.5243 | Industrial_2038_Technical_MW_After Competition Groups_Synchronous Belts
Industrial | Ind ¦ Dairy Pre-Cooler | 2038 | Economic | MW | After Competition Groups | 2.3275 | 0 | 0 | 846.3102 | 0.0027501 | 24 | Industrial_2038_Economic_MW_After Competition Groups_24 | Dairy Pre-Cooler | 0.275% | 0 | 2.3275 | Industrial_2038_Economic_MW_After Competition Groups_Dairy Pre-Cooler
Industrial | Ind ¦ Process Heat Recovery | 2038 | Economic | MW | After Competition Groups | 2.3239 | 0 | 0 | 846.3102 | 0.0027459 | 25 | Industrial_2038_Economic_MW_After Competition Groups_25 | Process Heat Recovery | 0.2746% | 0 | 2.3239 | Industrial_2038_Economic_MW_After Competition Groups_Process Heat Recovery
Industrial | Ind ¦ Process Improvements | 2038 | Achievable | MW | After Competition Groups | 1.7785 | 0 | 0 | 650.0907 | 0.0027357 | 24 | Industrial_2038_Achievable_MW_After Competition Groups_24 | Process Improvements | 0.2736% | 0 | 1.7785 | Industrial_2038_Achievable_MW_After Competition Groups_Process Improvements
Industrial | Ind ¦ Dairy Pre-Cooler | 2038 | Technical | MW | After Competition Groups | 2.3275 | 0 | 0 | 914.22 | 0.0025459 | 30 | Industrial_2038_Technical_MW_After Competition Groups_30 | Dairy Pre-Cooler | 0.2546% | 0 | 2.3275 | Industrial_2038_Technical_MW_After Competition Groups_Dairy Pre-Cooler
Industrial | Ind ¦ Process Heat Recovery | 2038 | Technical | MW | After Competition Groups | 2.3239 | 0 | 0 | 914.22 | 0.0025419 | 31 | Industrial_2038_Technical_MW_After Competition Groups_31 | Process Heat Recovery | 0.2542% | 0 | 2.3239 | Industrial_2038_Technical_MW_After Competition Groups_Process Heat Recovery
Industrial | Ind ¦ Dairy Pre-Cooler | 2038 | Achievable | MW | After Competition Groups | 1.6108 | 0 | 0 | 650.0907 | 0.0024778 | 25 | Industrial_2038_Achievable_MW_After Competition Groups_25 | Dairy Pre-Cooler | 0.2478% | 0 | 1.6108 | Industrial_2038_Achievable_MW_After Competition Groups_Dairy Pre-Cooler
Industrial | Ind ¦ Refrigeration Compressor VFD | 2038 | Achievable | MW | After Competition Groups | 1.6066 | 0 | 0 | 650.0907 | 0.0024714 | 26 | Industrial_2038_Achievable_MW_After Competition Groups_26 | Refrigeration Compressor VFD | 0.2471% | 0 | 1.6066 | Industrial_2038_Achievable_MW_After Competition Groups_Refrigeration Compressor VFD
Industrial | Ind ¦ Refrigeration Compressor VFD | 2038 | Economic | MW | After Competition Groups | 1.9976 | 0 | 0 | 846.3102 | 0.0023604 | 26 | Industrial_2038_Economic_MW_After Competition Groups_26 | Refrigeration Compressor VFD | 0.236% | 0 | 1.9976 | Industrial_2038_Economic_MW_After Competition Groups_Refrigeration Compressor VFD
Industrial | Ind ¦ Process Improvements | 2038 | Economic | MW | After Competition Groups | 1.874 | 0 | 0 | 846.3102 | 0.0022144 | 27 | Industrial_2038_Economic_MW_After Competition Groups_27 | Process Improvements | 0.2214% | 0 | 1.874 | Industrial_2038_Economic_MW_After Competition Groups_Process Improvements
Industrial | Ind ¦ Refrigeration Compressor VFD | 2038 | Technical | MW | After Competition Groups | 1.9976 | 0 | 0 | 914.22 | 0.0021851 | 32 | Industrial_2038_Technical_MW_After Competition Groups_32 | Refrigeration Compressor VFD | 0.2185% | 0 | 1.9976 | Industrial_2038_Technical_MW_After Competition Groups_Refrigeration Compressor VFD
Industrial | Ind ¦ Process Improvements | 2038 | Technical | MW | After Competition Groups | 1.874 | 0 | 0 | 914.22 | 0.0020499 | 33 | Industrial_2038_Technical_MW_After Competition Groups_33 | Process Improvements | 0.205% | 0 | 1.874 | Industrial_2038_Technical_MW_After Competition Groups_Process Improvements
Industrial | Ind ¦ Improved Controls - Process Heating | 2038 | Achievable | MW | After Competition Groups | 1.1475 | 0 | 0 | 650.0907 | 0.0017651 | 27 | Industrial_2038_Achievable_MW_After Competition Groups_27 | Improved Controls - Process Heating | 0.1765% | 0 | 1.1475 | Industrial_2038_Achievable_MW_After Competition Groups_Improved Controls - Process Heating
Industrial | Ind ¦ Efficient Transformer | 2038 | Technical | MW | After Competition Groups | 1.4959 | 0 | 0 | 914.22 | 0.0016362 | 34 | Industrial_2038_Technical_MW_After Competition Groups_34 | Efficient Transformer | 0.1636% | 0 | 1.4959 | Industrial_2038_Technical_MW_After Competition Groups_Efficient Transformer
Industrial | Ind ¦ High Efficiency Welders | 2038 | Technical | MW | After Competition Groups | 1.442 | 0 | 0 | 914.22 | 0.0015773 | 35 | Industrial_2038_Technical_MW_After Competition Groups_35 | High Efficiency Welders | 0.1577% | 0 | 1.442 | Industrial_2038_Technical_MW_After Competition Groups_High Efficiency Welders
Industrial | Ind ¦ Improved Controls - Process Heating | 2038 | Economic | MW | After Competition Groups | 1.2546 | 0 | 0 | 846.3102 | 0.0014825 | 28 | Industrial_2038_Economic_MW_After Competition Groups_28 | Improved Controls - Process Heating | 0.1482% | 0 | 1.2546 | Industrial_2038_Economic_MW_After Competition Groups_Improved Controls - Process Heating
Industrial | Ind ¦ Synchronous Belts | 2038 | Achievable | MW | After Competition Groups | 0.90093 | 0 | 0 | 650.0907 | 0.0013858 | 28 | Industrial_2038_Achievable_MW_After Competition Groups_28 | Synchronous Belts | 0.1386% | 0 | 0.90093 | Industrial_2038_Achievable_MW_After Competition Groups_Synchronous Belts
Industrial | Ind ¦ Improved Controls - Process Heating | 2038 | Technical | MW | After Competition Groups | 1.2546 | 0 | 0 | 914.22 | 0.0013723 | 36 | Industrial_2038_Technical_MW_After Competition Groups_36 | Improved Controls - Process Heating | 0.1372% | 0 | 1.2546 | Industrial_2038_Technical_MW_After Competition Groups_Improved Controls - Process Heating
Industrial | Ind ¦ Engine Block Heater Timer | 2038 | Achievable | MW | After Competition Groups | 0.69871 | 0 | 0 | 650.0907 | 0.0010748 | 29 | Industrial_2038_Achievable_MW_After Competition Groups_29 | Engine Block Heater Timer | 0.1075% | 0 | 0.69871 | Industrial_2038_Achievable_MW_After Competition Groups_Engine Block Heater Timer
Industrial | Ind ¦ Engine Block Heater Timer | 2038 | Economic | MW | After Competition Groups | 0.73851 | 0 | 0 | 846.3102 | 0.00087263 | 29 | Industrial_2038_Economic_MW_After Competition Groups_29 | Engine Block Heater Timer | 0.08726% | 0 | 0.73851 | Industrial_2038_Economic_MW_After Competition Groups_Engine Block Heater Timer
Industrial | Ind ¦ Engine Block Heater Timer | 2038 | Technical | MW | After Competition Groups | 0.73851 | 0 | 0 | 914.22 | 0.00080781 | 37 | Industrial_2038_Technical_MW_After Competition Groups_37 | Engine Block Heater Timer | 0.08078% | 0 | 0.73851 | Industrial_2038_Technical_MW_After Competition Groups_Engine Block Heater Timer
Industrial | Ind ¦ Efficient Refrigeration Compressor | 2038 | Achievable | MW | After Competition Groups | 0.41976 | 0 | 0 | 650.0907 | 0.00064569 | 30 | Industrial_2038_Achievable_MW_After Competition Groups_30 | Efficient Refrigeration Compressor | 0.06457% | 0 | 0.41976 | Industrial_2038_Achievable_MW_After Competition Groups_Efficient Refrigeration Compressor
Industrial | Ind ¦ Efficient Refrigeration Compressor | 2038 | Economic | MW | After Competition Groups | 0.47228 | 0 | 0 | 846.3102 | 0.00055804 | 30 | Industrial_2038_Economic_MW_After Competition Groups_30 | Efficient Refrigeration Compressor | 0.0558% | 0 | 0.47228 | Industrial_2038_Economic_MW_After Competition Groups_Efficient Refrigeration Compressor
Industrial | Ind ¦ Efficient Refrigeration Compressor | 2038 | Technical | MW | After Competition Groups | 0.47228 | 0 | 0 | 914.22 | 0.00051659 | 38 | Industrial_2038_Technical_MW_After Competition Groups_38 | Efficient Refrigeration Compressor | 0.05166% | 0 | 0.47228 | Industrial_2038_Technical_MW_After Competition Groups_Efficient Refrigeration Compressor
Industrial | Ind ¦ Heat Lamps/Heat Pad | 2038 | Technical | MW | After Competition Groups | 0.45997 | 0 | 0 | 914.22 | 0.00050313 | 39 | Industrial_2038_Technical_MW_After Competition Groups_39 | Heat Lamps/Heat Pad | 0.05031% | 0 | 0.45997 | Industrial_2038_Technical_MW_After Competition Groups_Heat Lamps/Heat Pad
Industrial | Ind ¦ Air Compressor Heat Recovery | 2038 | Achievable | MW | After Competition Groups | 0.30091 | 0 | 0 | 650.0907 | 0.00046288 | 31 | Industrial_2038_Achievable_MW_After Competition Groups_31 | Air Compressor Heat Recovery | 0.04629% | 0 | 0.30091 | Industrial_2038_Achievable_MW_After Competition Groups_Air Compressor Heat Recovery
Industrial | Ind ¦ Air Compressor Heat Recovery | 2038 | Economic | MW | After Competition Groups | 0.3314 | 0 | 0 | 846.3102 | 0.00039158 | 31 | Industrial_2038_Economic_MW_After Competition Groups_31 | Air Compressor Heat Recovery | 0.03916% | 0 | 0.3314 | Industrial_2038_Economic_MW_After Competition Groups_Air Compressor Heat Recovery
Industrial | Ind ¦ Air Compressor Heat Recovery | 2038 | Technical | MW | After Competition Groups | 0.3314 | 0 | 0 | 914.22 | 0.00036249 | 40 | Industrial_2038_Technical_MW_After Competition Groups_40 | Air Compressor Heat Recovery | 0.03625% | 0 | 0.3314 | Industrial_2038_Technical_MW_After Competition Groups_Air Compressor Heat Recovery
Industrial | Ind ¦ Creep Heat Controller | 2038 | Economic | MW | After Competition Groups | 0.28757 | 0 | 0 | 846.3102 | 0.00033979 | 32 | Industrial_2038_Economic_MW_After Competition Groups_32 | Creep Heat Controller | 0.03398% | 0 | 0.28757 | Industrial_2038_Economic_MW_After Competition Groups_Creep Heat Controller
Industrial | Ind ¦ Creep Heat Controller | 2038 | Technical | MW | After Competition Groups | 0.28757 | 0 | 0 | 914.22 | 0.00031455 | 41 | Industrial_2038_Technical_MW_After Competition Groups_41 | Creep Heat Controller | 0.03146% | 0 | 0.28757 | Industrial_2038_Technical_MW_After Competition Groups_Creep Heat Controller
Industrial | Ind ¦ Efficient Transformer | 2038 | Achievable | MW | After Competition Groups | 0.19619 | 0 | 0 | 650.0907 | 0.00030179 | 32 | Industrial_2038_Achievable_MW_After Competition Groups_32 | Efficient Transformer | 0.03018% | 0 | 0.19619 | Industrial_2038_Achievable_MW_After Competition Groups_Efficient Transformer
Industrial | Ind ¦ Optimize Compressed Air Dryer | 2038 | Economic | MW | After Competition Groups | 0.23922 | 0 | 0 | 846.3102 | 0.00028267 | 33 | Industrial_2038_Economic_MW_After Competition Groups_33 | Optimize Compressed Air Dryer | 0.02827% | 0 | 0.23922 | Industrial_2038_Economic_MW_After Competition Groups_Optimize Compressed Air Dryer
Industrial | Ind ¦ Heat Lamps/Heat Pad | 2038 | Achievable | MW | After Competition Groups | 0.18229 | 0 | 0 | 650.0907 | 0.0002804 | 33 | Industrial_2038_Achievable_MW_After Competition Groups_33 | Heat Lamps/Heat Pad | 0.02804% | 0 | 0.18229 | Industrial_2038_Achievable_MW_After Competition Groups_Heat Lamps/Heat Pad
Industrial | Ind ¦ Optimize Compressed Air Dryer | 2038 | Technical | MW | After Competition Groups | 0.23922 | 0 | 0 | 914.22 | 0.00026167 | 42 | Industrial_2038_Technical_MW_After Competition Groups_42 | Optimize Compressed Air Dryer | 0.02617% | 0 | 0.23922 | Industrial_2038_Technical_MW_After Competition Groups_Optimize Compressed Air Dryer
Industrial | Ind ¦ High Efficiency Welders | 2038 | Achievable | MW | After Competition Groups | 0.15695 | 0 | 0 | 650.0907 | 0.00024142 | 34 | Industrial_2038_Achievable_MW_After Competition Groups_34 | High Efficiency Welders | 0.02414% | 0 | 0.15695 | Industrial_2038_Achievable_MW_After Competition Groups_High Efficiency Welders
Industrial | Ind ¦ Heat Lamps/Heat Pad | 2038 | Economic | MW | After Competition Groups | 0.15935 | 0 | 0 | 846.3102 | 0.00018829 | 34 | Industrial_2038_Economic_MW_After Competition Groups_34 | Heat Lamps/Heat Pad | 0.01883% | 0 | 0.15935 | Industrial_2038_Economic_MW_After Competition Groups_Heat Lamps/Heat Pad
Industrial | Ind ¦ Efficient Transformer | 2038 | Economic | MW | After Competition Groups | 0.13935 | 0 | 0 | 846.3102 | 0.00016466 | 35 | Industrial_2038_Economic_MW_After Competition Groups_35 | Efficient Transformer | 0.01647% | 0 | 0.13935 | Industrial_2038_Economic_MW_After Competition Groups_Efficient Transformer
Industrial | Ind ¦ High Efficiency Welders | 2038 | Economic | MW | After Competition Groups | 0.10113 | 0 | 0 | 846.3102 | 0.0001195 | 36 | Industrial_2038_Economic_MW_After Competition Groups_36 | High Efficiency Welders | 0.01195% | 0 | 0.10113 | Industrial_2038_Economic_MW_After Competition Groups_High Efficiency Welders
Industrial | Ind ¦ Optimize Compressed Air Dryer | 2038 | Achievable | MW | After Competition Groups | 0.050121 | 0 | 0 | 650.0907 | 7.7099e-05 | 35 | Industrial_2038_Achievable_MW_After Competition Groups_35 | Optimize Compressed Air Dryer | 0.00771% | 0 | 0.050121 | Industrial_2038_Achievable_MW_After Competition Groups_Optimize Compressed Air Dryer
Industrial | Ind ¦ Creep Heat Controller | 2038 | Achievable | MW | After Competition Groups | 0.016108 | 0 | 0 | 650.0907 | 2.4779e-05 | 36 | Industrial_2038_Achievable_MW_After Competition Groups_36 | Creep Heat Controller | 0.002478% | 0 | 0.016108 | Industrial_2038_Achievable_MW_After Competition Groups_Creep Heat Controller
Industrial | Ind ¦ HVLS Fans | 2038 | Achievable | MW | After Competition Groups | 0 | 0 | 0 | 650.0907 | 0 | 37 | Industrial_2038_Achievable_MW_After Competition Groups_37 | HVLS Fans | 0% | 0 | 0 | Industrial_2038_Achievable_MW_After Competition Groups_HVLS Fans
Industrial | Ind ¦ HVLS Fans | 2038 | Economic | MW | After Competition Groups | 0 | 0 | 0 | 846.3102 | 0 | 37 | Industrial_2038_Economic_MW_After Competition Groups_37 | HVLS Fans | 0% | 0 | 0 | Industrial_2038_Economic_MW_After Competition Groups_HVLS Fans
Industrial | Ind ¦ Premium Efficient Motors | 2038 | Achievable | MW | After Competition Groups | 0 | 0 | 0 | 650.0907 | 0 | 38 | Industrial_2038_Achievable_MW_After Competition Groups_38 | Premium Efficient Motors | 0% | 0 | 0 | Industrial_2038_Achievable_MW_After Competition Groups_Premium Efficient Motors
Industrial | Ind ¦ Premium Efficient Motors | 2038 | Economic | MW | After Competition Groups | 0 | 0 | 0 | 846.3102 | 0 | 38 | Industrial_2038_Economic_MW_After Competition Groups_38 | Premium Efficient Motors | 0% | 0 | 0 | Industrial_2038_Economic_MW_After Competition Groups_Premium Efficient Motors
Industrial | Ind ¦ Pump System Optimization | 2039 | Economic | MW | After Competition Groups | 133.0995 | 0 | 0 | 854.3347 | 0.15579 | 1 | Industrial_2039_Economic_MW_After Competition Groups_1 | Pump System Optimization | 15.58% | 0 | 133.0995 | Industrial_2039_Economic_MW_After Competition Groups_Pump System Optimization
Industrial | Ind ¦ Pump System Optimization | 2039 | Achievable | MW | After Competition Groups | 101.4798 | 0 | 0 | 676.5554 | 0.14999 | 1 | Industrial_2039_Achievable_MW_After Competition Groups_1 | Pump System Optimization | 15% | 0 | 101.4798 | Industrial_2039_Achievable_MW_After Competition Groups_Pump System Optimization
Industrial | Ind ¦ Pump System Optimization | 2039 | Technical | MW | After Competition Groups | 135.4172 | 0 | 0 | 922.5202 | 0.14679 | 1 | Industrial_2039_Technical_MW_After Competition Groups_1 | Pump System Optimization | 14.68% | 0 | 135.4172 | Industrial_2039_Technical_MW_After Competition Groups_Pump System Optimization
Industrial | Ind ¦ HE Lighting | 2039 | Economic | MW | After Competition Groups | 100.0048 | 0 | 0 | 854.3347 | 0.11706 | 2 | Industrial_2039_Economic_MW_After Competition Groups_2 | HE Lighting | 11.71% | 0 | 100.0048 | Industrial_2039_Economic_MW_After Competition Groups_HE Lighting
Industrial | Ind ¦ HE Lighting | 2039 | Technical | MW | After Competition Groups | 106.5715 | 0 | 0 | 922.5202 | 0.11552 | 2 | Industrial_2039_Technical_MW_After Competition Groups_2 | HE Lighting | 11.55% | 0 | 106.5715 | Industrial_2039_Technical_MW_After Competition Groups_HE Lighting
Industrial | Ind ¦ Air Leak Survey and Repair | 2039 | Achievable | MW | After Competition Groups | 65.8151 | 0 | 0 | 676.5554 | 0.09728 | 2 | Industrial_2039_Achievable_MW_After Competition Groups_2 | Air Leak Survey and Repair | 9.728% | 0 | 65.8151 | Industrial_2039_Achievable_MW_After Competition Groups_Air Leak Survey and Repair
Industrial | Ind ¦ Greenhouse Grow Lights | 2039 | Achievable | MW | After Competition Groups | 64.1387 | 0 | 0 | 676.5554 | 0.094802 | 3 | Industrial_2039_Achievable_MW_After Competition Groups_3 | Greenhouse Grow Lights | 9.48% | 0 | 64.1387 | Industrial_2039_Achievable_MW_After Competition Groups_Greenhouse Grow Lights
Industrial | Ind ¦ Greenhouse Grow Lights | 2039 | Economic | MW | After Competition Groups | 80.3978 | 0 | 0 | 854.3347 | 0.094106 | 3 | Industrial_2039_Economic_MW_After Competition Groups_3 | Greenhouse Grow Lights | 9.411% | 0 | 80.3978 | Industrial_2039_Economic_MW_After Competition Groups_Greenhouse Grow Lights
Industrial | Ind ¦ HE Lighting | 2039 | Achievable | MW | After Competition Groups | 63.6481 | 0 | 0 | 676.5554 | 0.094077 | 4 | Industrial_2039_Achievable_MW_After Competition Groups_4 | HE Lighting | 9.408% | 0 | 63.6481 | Industrial_2039_Achievable_MW_After Competition Groups_HE Lighting
Industrial | Ind ¦ Greenhouse Grow Lights | 2039 | Technical | MW | After Competition Groups | 80.3978 | 0 | 0 | 922.5202 | 0.08715 | 3 | Industrial_2039_Technical_MW_After Competition Groups_3 | Greenhouse Grow Lights | 8.715% | 0 | 80.3978 | Industrial_2039_Technical_MW_After Competition Groups_Greenhouse Grow Lights
Industrial | Ind ¦ Air Compressor Optimization | 2039 | Achievable | MW | After Competition Groups | 56.8846 | 0 | 0 | 676.5554 | 0.08408 | 5 | Industrial_2039_Achievable_MW_After Competition Groups_5 | Air Compressor Optimization | 8.408% | 0 | 56.8846 | Industrial_2039_Achievable_MW_After Competition Groups_Air Compressor Optimization
Industrial | Ind ¦ Air Leak Survey and Repair | 2039 | Economic | MW | After Competition Groups | 70.6375 | 0 | 0 | 854.3347 | 0.082681 | 4 | Industrial_2039_Economic_MW_After Competition Groups_4 | Air Leak Survey and Repair | 8.268% | 0 | 70.6375 | Industrial_2039_Economic_MW_After Competition Groups_Air Leak Survey and Repair
Industrial | Ind ¦ Air Compressor Optimization | 2039 | Economic | MW | After Competition Groups | 68.1323 | 0 | 0 | 854.3347 | 0.079749 | 5 | Industrial_2039_Economic_MW_After Competition Groups_5 | Air Compressor Optimization | 7.975% | 0 | 68.1323 | Industrial_2039_Economic_MW_After Competition Groups_Air Compressor Optimization
Industrial | Ind ¦ Air Leak Survey and Repair | 2039 | Technical | MW | After Competition Groups | 70.6375 | 0 | 0 | 922.5202 | 0.07657 | 4 | Industrial_2039_Technical_MW_After Competition Groups_4 | Air Leak Survey and Repair | 7.657% | 0 | 70.6375 | Industrial_2039_Technical_MW_After Competition Groups_Air Leak Survey and Repair
Industrial | Ind ¦ Pump Equipment Upgrade | 2039 | Achievable | MW | After Competition Groups | 51.7777 | 0 | 0 | 676.5554 | 0.076531 | 6 | Industrial_2039_Achievable_MW_After Competition Groups_6 | Pump Equipment Upgrade | 7.653% | 0 | 51.7777 | Industrial_2039_Achievable_MW_After Competition Groups_Pump Equipment Upgrade
Industrial | Ind ¦ Recommissioning | 2039 | Achievable | MW | After Competition Groups | 50.4876 | 0 | 0 | 676.5554 | 0.074625 | 7 | Industrial_2039_Achievable_MW_After Competition Groups_7 | Recommissioning | 7.462% | 0 | 50.4876 | Industrial_2039_Achievable_MW_After Competition Groups_Recommissioning
Industrial | Ind ¦ SEM | 2039 | Achievable | MW | After Competition Groups | 50.4876 | 0 | 0 | 676.5554 | 0.074625 | 8 | Industrial_2039_Achievable_MW_After Competition Groups_8 | SEM | 7.462% | 0 | 50.4876 | Industrial_2039_Achievable_MW_After Competition Groups_SEM
Industrial | Ind ¦ Pump Equipment Upgrade | 2039 | Economic | MW | After Competition Groups | 63.6186 | 0 | 0 | 854.3347 | 0.074466 | 6 | Industrial_2039_Economic_MW_After Competition Groups_6 | Pump Equipment Upgrade | 7.447% | 0 | 63.6186 | Industrial_2039_Economic_MW_After Competition Groups_Pump Equipment Upgrade
Industrial | Ind ¦ Air Compressor Optimization | 2039 | Technical | MW | After Competition Groups | 68.1323 | 0 | 0 | 922.5202 | 0.073855 | 5 | Industrial_2039_Technical_MW_After Competition Groups_5 | Air Compressor Optimization | 7.385% | 0 | 68.1323 | Industrial_2039_Technical_MW_After Competition Groups_Air Compressor Optimization
Industrial | Ind ¦ Pump Equipment Upgrade | 2039 | Technical | MW | After Competition Groups | 63.6186 | 0 | 0 | 922.5202 | 0.068962 | 6 | Industrial_2039_Technical_MW_After Competition Groups_6 | Pump Equipment Upgrade | 6.896% | 0 | 63.6186 | Industrial_2039_Technical_MW_After Competition Groups_Pump Equipment Upgrade
Industrial | Ind ¦ Efficient Compressed Air Nozzles | 2039 | Economic | MW | After Competition Groups | 58.688 | 0 | 0 | 854.3347 | 0.068694 | 7 | Industrial_2039_Economic_MW_After Competition Groups_7 | Efficient Compressed Air Nozzles | 6.869% | 0 | 58.688 | Industrial_2039_Economic_MW_After Competition Groups_Efficient Compressed Air Nozzles
Industrial | Ind ¦ Efficient Compressed Air Nozzles | 2039 | Achievable | MW | After Competition Groups | 43.9282 | 0 | 0 | 676.5554 | 0.064929 | 9 | Industrial_2039_Achievable_MW_After Competition Groups_9 | Efficient Compressed Air Nozzles | 6.493% | 0 | 43.9282 | Industrial_2039_Achievable_MW_After Competition Groups_Efficient Compressed Air Nozzles
Industrial | Ind ¦ Efficient Compressed Air Nozzles | 2039 | Technical | MW | After Competition Groups | 58.688 | 0 | 0 | 922.5202 | 0.063617 | 7 | Industrial_2039_Technical_MW_After Competition Groups_7 | Efficient Compressed Air Nozzles | 6.362% | 0 | 58.688 | Industrial_2039_Technical_MW_After Competition Groups_Efficient Compressed Air Nozzles
Industrial | Ind ¦ Recommissioning | 2039 | Economic | MW | After Competition Groups | 53.3391 | 0 | 0 | 854.3347 | 0.062433 | 8 | Industrial_2039_Economic_MW_After Competition Groups_8 | Recommissioning | 6.243% | 0 | 53.3391 | Industrial_2039_Economic_MW_After Competition Groups_Recommissioning
Industrial | Ind ¦ SEM | 2039 | Economic | MW | After Competition Groups | 53.3391 | 0 | 0 | 854.3347 | 0.062433 | 9 | Industrial_2039_Economic_MW_After Competition Groups_9 | SEM | 6.243% | 0 | 53.3391 | Industrial_2039_Economic_MW_After Competition Groups_SEM
Industrial | Ind ¦ Recommissioning | 2039 | Technical | MW | After Competition Groups | 53.3391 | 0 | 0 | 922.5202 | 0.057819 | 8 | Industrial_2039_Technical_MW_After Competition Groups_8 | Recommissioning | 5.782% | 0 | 53.3391 | Industrial_2039_Technical_MW_After Competition Groups_Recommissioning
Industrial | Ind ¦ SEM | 2039 | Technical | MW | After Competition Groups | 53.3391 | 0 | 0 | 922.5202 | 0.057819 | 9 | Industrial_2039_Technical_MW_After Competition Groups_9 | SEM | 5.782% | 0 | 53.3391 | Industrial_2039_Technical_MW_After Competition Groups_SEM
Industrial | Ind ¦ High Efficiency HVAC Fans | 2039 | Economic | MW | After Competition Groups | 42.24 | 0 | 0 | 854.3347 | 0.049442 | 10 | Industrial_2039_Economic_MW_After Competition Groups_10 | High Efficiency HVAC Fans | 4.944% | 0 | 42.24 | Industrial_2039_Economic_MW_After Competition Groups_High Efficiency HVAC Fans
Industrial | Ind ¦ High Efficiency HVAC Fans | 2039 | Achievable | MW | After Competition Groups | 33.396 | 0 | 0 | 676.5554 | 0.049362 | 10 | Industrial_2039_Achievable_MW_After Competition Groups_10 | High Efficiency HVAC Fans | 4.936% | 0 | 33.396 | Industrial_2039_Achievable_MW_After Competition Groups_High Efficiency HVAC Fans
Industrial | Ind ¦ High Efficiency HVAC Fans | 2039 | Technical | MW | After Competition Groups | 42.24 | 0 | 0 | 922.5202 | 0.045788 | 10 | Industrial_2039_Technical_MW_After Competition Groups_10 | High Efficiency HVAC Fans | 4.579% | 0 | 42.24 | Industrial_2039_Technical_MW_After Competition Groups_High Efficiency HVAC Fans
Industrial | Ind ¦ Fan System Optimization | 2039 | Achievable | MW | After Competition Groups | 19.1408 | 0 | 0 | 676.5554 | 0.028292 | 11 | Industrial_2039_Achievable_MW_After Competition Groups_11 | Fan System Optimization | 2.829% | 0 | 19.1408 | Industrial_2039_Achievable_MW_After Competition Groups_Fan System Optimization
Industrial | Ind ¦ Fan System Optimization | 2039 | Economic | MW | After Competition Groups | 21.8803 | 0 | 0 | 854.3347 | 0.025611 | 11 | Industrial_2039_Economic_MW_After Competition Groups_11 | Fan System Optimization | 2.561% | 0 | 21.8803 | Industrial_2039_Economic_MW_After Competition Groups_Fan System Optimization
Industrial | Ind ¦ Fan System Optimization | 2039 | Technical | MW | After Competition Groups | 21.8803 | 0 | 0 | 922.5202 | 0.023718 | 11 | Industrial_2039_Technical_MW_After Competition Groups_11 | Fan System Optimization | 2.372% | 0 | 21.8803 | Industrial_2039_Technical_MW_After Competition Groups_Fan System Optimization
Industrial | Ind ¦ Process Optimization (Elec) | 2039 | Economic | MW | After Competition Groups | 19.641 | 0 | 0 | 854.3347 | 0.02299 | 12 | Industrial_2039_Economic_MW_After Competition Groups_12 | Process Optimization (Elec) | 2.299% | 0 | 19.641 | Industrial_2039_Economic_MW_After Competition Groups_Process Optimization (Elec)
Industrial | Ind ¦ Process Optimization (Elec) | 2039 | Technical | MW | After Competition Groups | 19.641 | 0 | 0 | 922.5202 | 0.021291 | 12 | Industrial_2039_Technical_MW_After Competition Groups_12 | Process Optimization (Elec) | 2.129% | 0 | 19.641 | Industrial_2039_Technical_MW_After Competition Groups_Process Optimization (Elec)
Industrial | Ind ¦ Improved Controls - Process Cooling | 2039 | Achievable | MW | After Competition Groups | 14.3721 | 0 | 0 | 676.5554 | 0.021243 | 12 | Industrial_2039_Achievable_MW_After Competition Groups_12 | Improved Controls - Process Cooling | 2.124% | 0 | 14.3721 | Industrial_2039_Achievable_MW_After Competition Groups_Improved Controls - Process Cooling
Industrial | Ind ¦ Premium Efficient Motors | 2039 | Technical | MW | After Competition Groups | 19.4793 | 0 | 0 | 922.5202 | 0.021115 | 13 | Industrial_2039_Technical_MW_After Competition Groups_13 | Premium Efficient Motors | 2.112% | 0 | 19.4793 | Industrial_2039_Technical_MW_After Competition Groups_Premium Efficient Motors
Industrial | Ind ¦ Improved Controls - Process Cooling | 2039 | Economic | MW | After Competition Groups | 15.1422 | 0 | 0 | 854.3347 | 0.017724 | 13 | Industrial_2039_Economic_MW_After Competition Groups_13 | Improved Controls - Process Cooling | 1.772% | 0 | 15.1422 | Industrial_2039_Economic_MW_After Competition Groups_Improved Controls - Process Cooling
Industrial | Ind ¦ Improved Controls - Process Cooling | 2039 | Technical | MW | After Competition Groups | 15.1422 | 0 | 0 | 922.5202 | 0.016414 | 14 | Industrial_2039_Technical_MW_After Competition Groups_14 | Improved Controls - Process Cooling | 1.641% | 0 | 15.1422 | Industrial_2039_Technical_MW_After Competition Groups_Improved Controls - Process Cooling
Industrial | Ind ¦ Ventilation Optimization | 2039 | Economic | MW | After Competition Groups | 10.731 | 0 | 0 | 854.3347 | 0.012561 | 14 | Industrial_2039_Economic_MW_After Competition Groups_14 | Ventilation Optimization | 1.256% | 0 | 10.731 | Industrial_2039_Economic_MW_After Competition Groups_Ventilation Optimization
Industrial | Ind ¦ Ventilation Optimization | 2039 | Technical | MW | After Competition Groups | 10.731 | 0 | 0 | 922.5202 | 0.011632 | 15 | Industrial_2039_Technical_MW_After Competition Groups_15 | Ventilation Optimization | 1.163% | 0 | 10.731 | Industrial_2039_Technical_MW_After Competition Groups_Ventilation Optimization
Industrial | Ind ¦ HVLS Fans | 2039 | Technical | MW | After Competition Groups | 10.4581 | 0 | 0 | 922.5202 | 0.011336 | 16 | Industrial_2039_Technical_MW_After Competition Groups_16 | HVLS Fans | 1.134% | 0 | 10.4581 | Industrial_2039_Technical_MW_After Competition Groups_HVLS Fans
Industrial | Ind ¦ Efficient Irrigation | 2039 | Economic | MW | After Competition Groups | 8.8536 | 0 | 0 | 854.3347 | 0.010363 | 15 | Industrial_2039_Economic_MW_After Competition Groups_15 | Efficient Irrigation | 1.036% | 0 | 8.8536 | Industrial_2039_Economic_MW_After Competition Groups_Efficient Irrigation
Industrial | Ind ¦ Pulp and Paper Process Improvements | 2039 | Achievable | MW | After Competition Groups | 6.8836 | 0 | 0 | 676.5554 | 0.010174 | 13 | Industrial_2039_Achievable_MW_After Competition Groups_13 | Pulp and Paper Process Improvements | 1.017% | 0 | 6.8836 | Industrial_2039_Achievable_MW_After Competition Groups_Pulp and Paper Process Improvements
Industrial | Ind ¦ Efficient Irrigation | 2039 | Technical | MW | After Competition Groups | 8.8536 | 0 | 0 | 922.5202 | 0.0095972 | 17 | Industrial_2039_Technical_MW_After Competition Groups_17 | Efficient Irrigation | 0.9597% | 0 | 8.8536 | Industrial_2039_Technical_MW_After Competition Groups_Efficient Irrigation
Industrial | Ind ¦ Material Handling Improvements | 2039 | Achievable | MW | After Competition Groups | 6.4556 | 0 | 0 | 676.5554 | 0.0095419 | 14 | Industrial_2039_Achievable_MW_After Competition Groups_14 | Material Handling Improvements | 0.9542% | 0 | 6.4556 | Industrial_2039_Achievable_MW_After Competition Groups_Material Handling Improvements
Industrial | Ind ¦ Ventilation Optimization | 2039 | Achievable | MW | After Competition Groups | 6.2784 | 0 | 0 | 676.5554 | 0.0092799 | 15 | Industrial_2039_Achievable_MW_After Competition Groups_15 | Ventilation Optimization | 0.928% | 0 | 6.2784 | Industrial_2039_Achievable_MW_After Competition Groups_Ventilation Optimization
Industrial | Ind ¦ Material Handling Improvements | 2039 | Economic | MW | After Competition Groups | 7.803 | 0 | 0 | 854.3347 | 0.0091335 | 16 | Industrial_2039_Economic_MW_After Competition Groups_16 | Material Handling Improvements | 0.9133% | 0 | 7.803 | Industrial_2039_Economic_MW_After Competition Groups_Material Handling Improvements
Industrial | Ind ¦ HE HVAC Controls | 2039 | Technical | MW | After Competition Groups | 8.2521 | 0 | 0 | 922.5202 | 0.0089452 | 18 | Industrial_2039_Technical_MW_After Competition Groups_18 | HE HVAC Controls | 0.8945% | 0 | 8.2521 | Industrial_2039_Technical_MW_After Competition Groups_HE HVAC Controls
Industrial | Ind ¦ Pulp and Paper Process Improvements | 2039 | Economic | MW | After Competition Groups | 7.551 | 0 | 0 | 854.3347 | 0.0088384 | 17 | Industrial_2039_Economic_MW_After Competition Groups_17 | Pulp and Paper Process Improvements | 0.8838% | 0 | 7.551 | Industrial_2039_Economic_MW_After Competition Groups_Pulp and Paper Process Improvements
Industrial | Ind ¦ HE HVAC Units | 2039 | Technical | MW | After Competition Groups | 8.0789 | 0 | 0 | 922.5202 | 0.0087574 | 19 | Industrial_2039_Technical_MW_After Competition Groups_19 | HE HVAC Units | 0.8757% | 0 | 8.0789 | Industrial_2039_Technical_MW_After Competition Groups_HE HVAC Units
Industrial | Ind ¦ Efficient Irrigation | 2039 | Achievable | MW | After Competition Groups | 5.7958 | 0 | 0 | 676.5554 | 0.0085666 | 16 | Industrial_2039_Achievable_MW_After Competition Groups_16 | Efficient Irrigation | 0.8567% | 0 | 5.7958 | Industrial_2039_Achievable_MW_After Competition Groups_Efficient Irrigation
Industrial | Ind ¦ Material Handling Improvements | 2039 | Technical | MW | After Competition Groups | 7.803 | 0 | 0 | 922.5202 | 0.0084584 | 20 | Industrial_2039_Technical_MW_After Competition Groups_20 | Material Handling Improvements | 0.8458% | 0 | 7.803 | Industrial_2039_Technical_MW_After Competition Groups_Material Handling Improvements
Industrial | Ind ¦ Pulp and Paper Process Improvements | 2039 | Technical | MW | After Competition Groups | 7.551 | 0 | 0 | 922.5202 | 0.0081851 | 21 | Industrial_2039_Technical_MW_After Competition Groups_21 | Pulp and Paper Process Improvements | 0.8185% | 0 | 7.551 | Industrial_2039_Technical_MW_After Competition Groups_Pulp and Paper Process Improvements
Industrial | Ind ¦ Refiner Plate Improvements | 2039 | Economic | MW | After Competition Groups | 6.7691 | 0 | 0 | 854.3347 | 0.0079232 | 18 | Industrial_2039_Economic_MW_After Competition Groups_18 | Refiner Plate Improvements | 0.7923% | 0 | 6.7691 | Industrial_2039_Economic_MW_After Competition Groups_Refiner Plate Improvements
Industrial | Ind ¦ Free Cooling | 2039 | Economic | MW | After Competition Groups | 6.7527 | 0 | 0 | 854.3347 | 0.0079041 | 19 | Industrial_2039_Economic_MW_After Competition Groups_19 | Free Cooling | 0.7904% | 0 | 6.7527 | Industrial_2039_Economic_MW_After Competition Groups_Free Cooling
Industrial | Ind ¦ Process Optimization (Elec) | 2039 | Achievable | MW | After Competition Groups | 5.3347 | 0 | 0 | 676.5554 | 0.0078851 | 17 | Industrial_2039_Achievable_MW_After Competition Groups_17 | Process Optimization (Elec) | 0.7885% | 0 | 5.3347 | Industrial_2039_Achievable_MW_After Competition Groups_Process Optimization (Elec)
Industrial | Ind ¦ Refiner Plate Improvements | 2039 | Technical | MW | After Competition Groups | 6.7691 | 0 | 0 | 922.5202 | 0.0073376 | 22 | Industrial_2039_Technical_MW_After Competition Groups_22 | Refiner Plate Improvements | 0.7338% | 0 | 6.7691 | Industrial_2039_Technical_MW_After Competition Groups_Refiner Plate Improvements
Industrial | Ind ¦ Free Cooling | 2039 | Technical | MW | After Competition Groups | 6.7527 | 0 | 0 | 922.5202 | 0.0073199 | 23 | Industrial_2039_Technical_MW_After Competition Groups_23 | Free Cooling | 0.732% | 0 | 6.7527 | Industrial_2039_Technical_MW_After Competition Groups_Free Cooling
Industrial | Ind ¦ Refiner Plate Improvements | 2039 | Achievable | MW | After Competition Groups | 4.9137 | 0 | 0 | 676.5554 | 0.0072629 | 18 | Industrial_2039_Achievable_MW_After Competition Groups_18 | Refiner Plate Improvements | 0.7263% | 0 | 4.9137 | Industrial_2039_Achievable_MW_After Competition Groups_Refiner Plate Improvements
Industrial | Ind ¦ Free Cooling | 2039 | Achievable | MW | After Competition Groups | 4.6291 | 0 | 0 | 676.5554 | 0.0068421 | 19 | Industrial_2039_Achievable_MW_After Competition Groups_19 | Free Cooling | 0.6842% | 0 | 4.6291 | Industrial_2039_Achievable_MW_After Competition Groups_Free Cooling
Industrial | Ind ¦ Chiller Optimization | 2039 | Technical | MW | After Competition Groups | 5.3332 | 0 | 0 | 922.5202 | 0.0057811 | 24 | Industrial_2039_Technical_MW_After Competition Groups_24 | Chiller Optimization | 0.5781% | 0 | 5.3332 | Industrial_2039_Technical_MW_After Competition Groups_Chiller Optimization
Industrial | Ind ¦ VAV Conversion Project | 2039 | Achievable | MW | After Competition Groups | 3.5493 | 0 | 0 | 676.5554 | 0.0052462 | 20 | Industrial_2039_Achievable_MW_After Competition Groups_20 | VAV Conversion Project | 0.5246% | 0 | 3.5493 | Industrial_2039_Achievable_MW_After Competition Groups_VAV Conversion Project
Industrial | Ind ¦ Cold Storage Retrofit | 2039 | Technical | MW | After Competition Groups | 4.8112 | 0 | 0 | 922.5202 | 0.0052153 | 25 | Industrial_2039_Technical_MW_After Competition Groups_25 | Cold Storage Retrofit | 0.5215% | 0 | 4.8112 | Industrial_2039_Technical_MW_After Competition Groups_Cold Storage Retrofit
Industrial | Ind ¦ Cooling Tower Optimization | 2039 | Economic | MW | After Competition Groups | 4.0503 | 0 | 0 | 854.3347 | 0.0047409 | 20 | Industrial_2039_Economic_MW_After Competition Groups_20 | Cooling Tower Optimization | 0.4741% | 0 | 4.0503 | Industrial_2039_Economic_MW_After Competition Groups_Cooling Tower Optimization
Industrial | Ind ¦ Cooling Tower Optimization | 2039 | Technical | MW | After Competition Groups | 4.0503 | 0 | 0 | 922.5202 | 0.0043905 | 26 | Industrial_2039_Technical_MW_After Competition Groups_26 | Cooling Tower Optimization | 0.439% | 0 | 4.0503 | Industrial_2039_Technical_MW_After Competition Groups_Cooling Tower Optimization
Industrial | Ind ¦ VAV Conversion Project | 2039 | Economic | MW | After Competition Groups | 3.657 | 0 | 0 | 854.3347 | 0.0042805 | 21 | Industrial_2039_Economic_MW_After Competition Groups_21 | VAV Conversion Project | 0.4281% | 0 | 3.657 | Industrial_2039_Economic_MW_After Competition Groups_VAV Conversion Project
Industrial | Ind ¦ VAV Conversion Project | 2039 | Technical | MW | After Competition Groups | 3.657 | 0 | 0 | 922.5202 | 0.0039642 | 27 | Industrial_2039_Technical_MW_After Competition Groups_27 | VAV Conversion Project | 0.3964% | 0 | 3.657 | Industrial_2039_Technical_MW_After Competition Groups_VAV Conversion Project
Industrial | Ind ¦ High Efficiency Battery Charger | 2039 | Economic | MW | After Competition Groups | 3.0313 | 0 | 0 | 854.3347 | 0.0035481 | 22 | Industrial_2039_Economic_MW_After Competition Groups_22 | High Efficiency Battery Charger | 0.3548% | 0 | 3.0313 | Industrial_2039_Economic_MW_After Competition Groups_High Efficiency Battery Charger
Industrial | Ind ¦ Cooling Tower Optimization | 2039 | Achievable | MW | After Competition Groups | 2.3741 | 0 | 0 | 676.5554 | 0.003509 | 21 | Industrial_2039_Achievable_MW_After Competition Groups_21 | Cooling Tower Optimization | 0.3509% | 0 | 2.3741 | Industrial_2039_Achievable_MW_After Competition Groups_Cooling Tower Optimization
Industrial | Ind ¦ High Efficiency Battery Charger | 2039 | Achievable | MW | After Competition Groups | 2.3651 | 0 | 0 | 676.5554 | 0.0034958 | 22 | Industrial_2039_Achievable_MW_After Competition Groups_22 | High Efficiency Battery Charger | 0.3496% | 0 | 2.3651 | Industrial_2039_Achievable_MW_After Competition Groups_High Efficiency Battery Charger
Industrial | Ind ¦ Process Heat Recovery | 2039 | Achievable | MW | After Competition Groups | 2.228 | 0 | 0 | 676.5554 | 0.0032931 | 23 | Industrial_2039_Achievable_MW_After Competition Groups_23 | Process Heat Recovery | 0.3293% | 0 | 2.228 | Industrial_2039_Achievable_MW_After Competition Groups_Process Heat Recovery
Industrial | Ind ¦ High Efficiency Battery Charger | 2039 | Technical | MW | After Competition Groups | 3.0313 | 0 | 0 | 922.5202 | 0.0032859 | 28 | Industrial_2039_Technical_MW_After Competition Groups_28 | High Efficiency Battery Charger | 0.3286% | 0 | 3.0313 | Industrial_2039_Technical_MW_After Competition Groups_High Efficiency Battery Charger
Industrial | Ind ¦ Synchronous Belts | 2039 | Economic | MW | After Competition Groups | 2.5243 | 0 | 0 | 854.3347 | 0.0029547 | 23 | Industrial_2039_Economic_MW_After Competition Groups_23 | Synchronous Belts | 0.2955% | 0 | 2.5243 | Industrial_2039_Economic_MW_After Competition Groups_Synchronous Belts
Industrial | Ind ¦ Dairy Pre-Cooler | 2039 | Economic | MW | After Competition Groups | 2.3429 | 0 | 0 | 854.3347 | 0.0027424 | 24 | Industrial_2039_Economic_MW_After Competition Groups_24 | Dairy Pre-Cooler | 0.2742% | 0 | 2.3429 | Industrial_2039_Economic_MW_After Competition Groups_Dairy Pre-Cooler
Industrial | Ind ¦ Synchronous Belts | 2039 | Technical | MW | After Competition Groups | 2.5243 | 0 | 0 | 922.5202 | 0.0027363 | 29 | Industrial_2039_Technical_MW_After Competition Groups_29 | Synchronous Belts | 0.2736% | 0 | 2.5243 | Industrial_2039_Technical_MW_After Competition Groups_Synchronous Belts
Industrial | Ind ¦ Process Heat Recovery | 2039 | Economic | MW | After Competition Groups | 2.3234 | 0 | 0 | 854.3347 | 0.0027195 | 25 | Industrial_2039_Economic_MW_After Competition Groups_25 | Process Heat Recovery | 0.272% | 0 | 2.3234 | Industrial_2039_Economic_MW_After Competition Groups_Process Heat Recovery
Industrial | Ind ¦ Process Improvements | 2039 | Achievable | MW | After Competition Groups | 1.8181 | 0 | 0 | 676.5554 | 0.0026874 | 24 | Industrial_2039_Achievable_MW_After Competition Groups_24 | Process Improvements | 0.2687% | 0 | 1.8181 | Industrial_2039_Achievable_MW_After Competition Groups_Process Improvements
Industrial | Ind ¦ Dairy Pre-Cooler | 2039 | Technical | MW | After Competition Groups | 2.3429 | 0 | 0 | 922.5202 | 0.0025397 | 30 | Industrial_2039_Technical_MW_After Competition Groups_30 | Dairy Pre-Cooler | 0.254% | 0 | 2.3429 | Industrial_2039_Technical_MW_After Competition Groups_Dairy Pre-Cooler
Industrial | Ind ¦ Process Heat Recovery | 2039 | Technical | MW | After Competition Groups | 2.3234 | 0 | 0 | 922.5202 | 0.0025185 | 31 | Industrial_2039_Technical_MW_After Competition Groups_31 | Process Heat Recovery | 0.2519% | 0 | 2.3234 | Industrial_2039_Technical_MW_After Competition Groups_Process Heat Recovery
Industrial | Ind ¦ Dairy Pre-Cooler | 2039 | Achievable | MW | After Competition Groups | 1.7028 | 0 | 0 | 676.5554 | 0.0025169 | 25 | Industrial_2039_Achievable_MW_After Competition Groups_25 | Dairy Pre-Cooler | 0.2517% | 0 | 1.7028 | Industrial_2039_Achievable_MW_After Competition Groups_Dairy Pre-Cooler
Industrial | Ind ¦ Refrigeration Compressor VFD | 2039 | Achievable | MW | After Competition Groups | 1.6688 | 0 | 0 | 676.5554 | 0.0024666 | 26 | Industrial_2039_Achievable_MW_After Competition Groups_26 | Refrigeration Compressor VFD | 0.2467% | 0 | 1.6688 | Industrial_2039_Achievable_MW_After Competition Groups_Refrigeration Compressor VFD
Industrial | Ind ¦ Refrigeration Compressor VFD | 2039 | Economic | MW | After Competition Groups | 2.0266 | 0 | 0 | 854.3347 | 0.0023722 | 26 | Industrial_2039_Economic_MW_After Competition Groups_26 | Refrigeration Compressor VFD | 0.2372% | 0 | 2.0266 | Industrial_2039_Economic_MW_After Competition Groups_Refrigeration Compressor VFD
Industrial | Ind ¦ Refrigeration Compressor VFD | 2039 | Technical | MW | After Competition Groups | 2.0266 | 0 | 0 | 922.5202 | 0.0021968 | 32 | Industrial_2039_Technical_MW_After Competition Groups_32 | Refrigeration Compressor VFD | 0.2197% | 0 | 2.0266 | Industrial_2039_Technical_MW_After Competition Groups_Refrigeration Compressor VFD
Industrial | Ind ¦ Process Improvements | 2039 | Economic | MW | After Competition Groups | 1.8736 | 0 | 0 | 854.3347 | 0.0021931 | 27 | Industrial_2039_Economic_MW_After Competition Groups_27 | Process Improvements | 0.2193% | 0 | 1.8736 | Industrial_2039_Economic_MW_After Competition Groups_Process Improvements
Industrial | Ind ¦ Process Improvements | 2039 | Technical | MW | After Competition Groups | 1.8736 | 0 | 0 | 922.5202 | 0.002031 | 33 | Industrial_2039_Technical_MW_After Competition Groups_33 | Process Improvements | 0.2031% | 0 | 1.8736 | Industrial_2039_Technical_MW_After Competition Groups_Process Improvements
Industrial | Ind ¦ Improved Controls - Process Heating | 2039 | Achievable | MW | After Competition Groups | 1.1725 | 0 | 0 | 676.5554 | 0.001733 | 27 | Industrial_2039_Achievable_MW_After Competition Groups_27 | Improved Controls - Process Heating | 0.1733% | 0 | 1.1725 | Industrial_2039_Achievable_MW_After Competition Groups_Improved Controls - Process Heating
Industrial | Ind ¦ Efficient Transformer | 2039 | Technical | MW | After Competition Groups | 1.5207 | 0 | 0 | 922.5202 | 0.0016485 | 34 | Industrial_2039_Technical_MW_After Competition Groups_34 | Efficient Transformer | 0.1648% | 0 | 1.5207 | Industrial_2039_Technical_MW_After Competition Groups_Efficient Transformer
Industrial | Ind ¦ Synchronous Belts | 2039 | Achievable | MW | After Competition Groups | 1.0871 | 0 | 0 | 676.5554 | 0.0016068 | 28 | Industrial_2039_Achievable_MW_After Competition Groups_28 | Synchronous Belts | 0.1607% | 0 | 1.0871 | Industrial_2039_Achievable_MW_After Competition Groups_Synchronous Belts
Industrial | Ind ¦ High Efficiency Welders | 2039 | Technical | MW | After Competition Groups | 1.4641 | 0 | 0 | 922.5202 | 0.001587 | 35 | Industrial_2039_Technical_MW_After Competition Groups_35 | High Efficiency Welders | 0.1587% | 0 | 1.4641 | Industrial_2039_Technical_MW_After Competition Groups_High Efficiency Welders
Industrial | Ind ¦ Improved Controls - Process Heating | 2039 | Economic | MW | After Competition Groups | 1.2546 | 0 | 0 | 854.3347 | 0.0014685 | 28 | Industrial_2039_Economic_MW_After Competition Groups_28 | Improved Controls - Process Heating | 0.1469% | 0 | 1.2546 | Industrial_2039_Economic_MW_After Competition Groups_Improved Controls - Process Heating
Industrial | Ind ¦ Improved Controls - Process Heating | 2039 | Technical | MW | After Competition Groups | 1.2546 | 0 | 0 | 922.5202 | 0.00136 | 36 | Industrial_2039_Technical_MW_After Competition Groups_36 | Improved Controls - Process Heating | 0.136% | 0 | 1.2546 | Industrial_2039_Technical_MW_After Competition Groups_Improved Controls - Process Heating
Industrial | Ind ¦ Engine Block Heater Timer | 2039 | Achievable | MW | After Competition Groups | 0.71468 | 0 | 0 | 676.5554 | 0.0010564 | 29 | Industrial_2039_Achievable_MW_After Competition Groups_29 | Engine Block Heater Timer | 0.1056% | 0 | 0.71468 | Industrial_2039_Achievable_MW_After Competition Groups_Engine Block Heater Timer
Industrial | Ind ¦ Engine Block Heater Timer | 2039 | Economic | MW | After Competition Groups | 0.73835 | 0 | 0 | 854.3347 | 0.00086423 | 29 | Industrial_2039_Economic_MW_After Competition Groups_29 | Engine Block Heater Timer | 0.08642% | 0 | 0.73835 | Industrial_2039_Economic_MW_After Competition Groups_Engine Block Heater Timer
Industrial | Ind ¦ HVLS Fans | 2039 | Achievable | MW | After Competition Groups | 0.56055 | 0 | 0 | 676.5554 | 0.00082853 | 30 | Industrial_2039_Achievable_MW_After Competition Groups_30 | HVLS Fans | 0.08285% | 0 | 0.56055 | Industrial_2039_Achievable_MW_After Competition Groups_HVLS Fans
Industrial | Ind ¦ Engine Block Heater Timer | 2039 | Technical | MW | After Competition Groups | 0.73835 | 0 | 0 | 922.5202 | 0.00080036 | 37 | Industrial_2039_Technical_MW_After Competition Groups_37 | Engine Block Heater Timer | 0.08004% | 0 | 0.73835 | Industrial_2039_Technical_MW_After Competition Groups_Engine Block Heater Timer
Industrial | Ind ¦ Efficient Refrigeration Compressor | 2039 | Achievable | MW | After Competition Groups | 0.4271 | 0 | 0 | 676.5554 | 0.00063128 | 31 | Industrial_2039_Achievable_MW_After Competition Groups_31 | Efficient Refrigeration Compressor | 0.06313% | 0 | 0.4271 | Industrial_2039_Achievable_MW_After Competition Groups_Efficient Refrigeration Compressor
Industrial | Ind ¦ Efficient Refrigeration Compressor | 2039 | Economic | MW | After Competition Groups | 0.47611 | 0 | 0 | 854.3347 | 0.00055729 | 30 | Industrial_2039_Economic_MW_After Competition Groups_30 | Efficient Refrigeration Compressor | 0.05573% | 0 | 0.47611 | Industrial_2039_Economic_MW_After Competition Groups_Efficient Refrigeration Compressor
Industrial | Ind ¦ Efficient Refrigeration Compressor | 2039 | Technical | MW | After Competition Groups | 0.47611 | 0 | 0 | 922.5202 | 0.0005161 | 38 | Industrial_2039_Technical_MW_After Competition Groups_38 | Efficient Refrigeration Compressor | 0.05161% | 0 | 0.47611 | Industrial_2039_Technical_MW_After Competition Groups_Efficient Refrigeration Compressor
Industrial | Ind ¦ Heat Lamps/Heat Pad | 2039 | Technical | MW | After Competition Groups | 0.46085 | 0 | 0 | 922.5202 | 0.00049955 | 39 | Industrial_2039_Technical_MW_After Competition Groups_39 | Heat Lamps/Heat Pad | 0.04996% | 0 | 0.46085 | Industrial_2039_Technical_MW_After Competition Groups_Heat Lamps/Heat Pad
Industrial | Ind ¦ Air Compressor Heat Recovery | 2039 | Achievable | MW | After Competition Groups | 0.30785 | 0 | 0 | 676.5554 | 0.00045503 | 32 | Industrial_2039_Achievable_MW_After Competition Groups_32 | Air Compressor Heat Recovery | 0.0455% | 0 | 0.30785 | Industrial_2039_Achievable_MW_After Competition Groups_Air Compressor Heat Recovery
Industrial | Ind ¦ Air Compressor Heat Recovery | 2039 | Economic | MW | After Competition Groups | 0.3314 | 0 | 0 | 854.3347 | 0.0003879 | 31 | Industrial_2039_Economic_MW_After Competition Groups_31 | Air Compressor Heat Recovery | 0.03879% | 0 | 0.3314 | Industrial_2039_Economic_MW_After Competition Groups_Air Compressor Heat Recovery
Industrial | Ind ¦ Air Compressor Heat Recovery | 2039 | Technical | MW | After Competition Groups | 0.3314 | 0 | 0 | 922.5202 | 0.00035923 | 40 | Industrial_2039_Technical_MW_After Competition Groups_40 | Air Compressor Heat Recovery | 0.03592% | 0 | 0.3314 | Industrial_2039_Technical_MW_After Competition Groups_Air Compressor Heat Recovery
Industrial | Ind ¦ Efficient Transformer | 2039 | Achievable | MW | After Competition Groups | 0.23219 | 0 | 0 | 676.5554 | 0.0003432 | 33 | Industrial_2039_Achievable_MW_After Competition Groups_33 | Efficient Transformer | 0.03432% | 0 | 0.23219 | Industrial_2039_Achievable_MW_After Competition Groups_Efficient Transformer
Industrial | Ind ¦ Creep Heat Controller | 2039 | Economic | MW | After Competition Groups | 0.2875 | 0 | 0 | 854.3347 | 0.00033652 | 32 | Industrial_2039_Economic_MW_After Competition Groups_32 | Creep Heat Controller | 0.03365% | 0 | 0.2875 | Industrial_2039_Economic_MW_After Competition Groups_Creep Heat Controller
Industrial | Ind ¦ Creep Heat Controller | 2039 | Technical | MW | After Competition Groups | 0.2875 | 0 | 0 | 922.5202 | 0.00031164 | 41 | Industrial_2039_Technical_MW_After Competition Groups_41 | Creep Heat Controller | 0.03116% | 0 | 0.2875 | Industrial_2039_Technical_MW_After Competition Groups_Creep Heat Controller
Industrial | Ind ¦ Heat Lamps/Heat Pad | 2039 | Achievable | MW | After Competition Groups | 0.20455 | 0 | 0 | 676.5554 | 0.00030234 | 34 | Industrial_2039_Achievable_MW_After Competition Groups_34 | Heat Lamps/Heat Pad | 0.03023% | 0 | 0.20455 | Industrial_2039_Achievable_MW_After Competition Groups_Heat Lamps/Heat Pad
Industrial | Ind ¦ High Efficiency Welders | 2039 | Achievable | MW | After Competition Groups | 0.19485 | 0 | 0 | 676.5554 | 0.000288 | 35 | Industrial_2039_Achievable_MW_After Competition Groups_35 | High Efficiency Welders | 0.0288% | 0 | 0.19485 | Industrial_2039_Achievable_MW_After Competition Groups_High Efficiency Welders
Industrial | Ind ¦ Optimize Compressed Air Dryer | 2039 | Economic | MW | After Competition Groups | 0.23922 | 0 | 0 | 854.3347 | 0.00028001 | 33 | Industrial_2039_Economic_MW_After Competition Groups_33 | Optimize Compressed Air Dryer | 0.028% | 0 | 0.23922 | Industrial_2039_Economic_MW_After Competition Groups_Optimize Compressed Air Dryer
Industrial | Ind ¦ Optimize Compressed Air Dryer | 2039 | Technical | MW | After Competition Groups | 0.23922 | 0 | 0 | 922.5202 | 0.00025932 | 42 | Industrial_2039_Technical_MW_After Competition Groups_42 | Optimize Compressed Air Dryer | 0.02593% | 0 | 0.23922 | Industrial_2039_Technical_MW_After Competition Groups_Optimize Compressed Air Dryer
Industrial | Ind ¦ Efficient Transformer | 2039 | Economic | MW | After Competition Groups | 0.16439 | 0 | 0 | 854.3347 | 0.00019242 | 34 | Industrial_2039_Economic_MW_After Competition Groups_34 | Efficient Transformer | 0.01924% | 0 | 0.16439 | Industrial_2039_Economic_MW_After Competition Groups_Efficient Transformer
Industrial | Ind ¦ Heat Lamps/Heat Pad | 2039 | Economic | MW | After Competition Groups | 0.16023 | 0 | 0 | 854.3347 | 0.00018754 | 35 | Industrial_2039_Economic_MW_After Competition Groups_35 | Heat Lamps/Heat Pad | 0.01875% | 0 | 0.16023 | Industrial_2039_Economic_MW_After Competition Groups_Heat Lamps/Heat Pad
Industrial | Ind ¦ High Efficiency Welders | 2039 | Economic | MW | After Competition Groups | 0.12333 | 0 | 0 | 854.3347 | 0.00014436 | 36 | Industrial_2039_Economic_MW_After Competition Groups_36 | High Efficiency Welders | 0.01444% | 0 | 0.12333 | Industrial_2039_Economic_MW_After Competition Groups_High Efficiency Welders
Industrial | Ind ¦ HVLS Fans | 2039 | Economic | MW | After Competition Groups | 0.10941 | 0 | 0 | 854.3347 | 0.00012806 | 37 | Industrial_2039_Economic_MW_After Competition Groups_37 | HVLS Fans | 0.01281% | 0 | 0.10941 | Industrial_2039_Economic_MW_After Competition Groups_HVLS Fans
Industrial | Ind ¦ Optimize Compressed Air Dryer | 2039 | Achievable | MW | After Competition Groups | 0.066177 | 0 | 0 | 676.5554 | 9.7815e-05 | 36 | Industrial_2039_Achievable_MW_After Competition Groups_36 | Optimize Compressed Air Dryer | 0.009781% | 0 | 0.066177 | Industrial_2039_Achievable_MW_After Competition Groups_Optimize Compressed Air Dryer
Industrial | Ind ¦ Creep Heat Controller | 2039 | Achievable | MW | After Competition Groups | 0.034401 | 0 | 0 | 676.5554 | 5.0848e-05 | 37 | Industrial_2039_Achievable_MW_After Competition Groups_37 | Creep Heat Controller | 0.005085% | 0 | 0.034401 | Industrial_2039_Achievable_MW_After Competition Groups_Creep Heat Controller
Industrial | Ind ¦ Premium Efficient Motors | 2039 | Achievable | MW | After Competition Groups | 0 | 0 | 0 | 676.5554 | 0 | 38 | Industrial_2039_Achievable_MW_After Competition Groups_38 | Premium Efficient Motors | 0% | 0 | 0 | Industrial_2039_Achievable_MW_After Competition Groups_Premium Efficient Motors
Industrial | Ind ¦ Premium Efficient Motors | 2039 | Economic | MW | After Competition Groups | 0 | 0 | 0 | 854.3347 | 0 | 38 | Industrial_2039_Economic_MW_After Competition Groups_38 | Premium Efficient Motors | 0% | 0 | 0 | Industrial_2039_Economic_MW_After Competition Groups_Premium Efficient Motors
Industrial | Ind ¦ Pump System Optimization | 2040 | Economic | MW | After Competition Groups | 134.9697 | 0 | 0 | 874.4985 | 0.15434 | 1 | Industrial_2040_Economic_MW_After Competition Groups_1 | Pump System Optimization | 15.43% | 0 | 134.9697 | Industrial_2040_Economic_MW_After Competition Groups_Pump System Optimization
Industrial | Ind ¦ Pump System Optimization | 2040 | Achievable | MW | After Competition Groups | 105.2872 | 0 | 0 | 700.8895 | 0.15022 | 1 | Industrial_2040_Achievable_MW_After Competition Groups_1 | Pump System Optimization | 15.02% | 0 | 105.2872 | Industrial_2040_Achievable_MW_After Competition Groups_Pump System Optimization
Industrial | Ind ¦ Pump System Optimization | 2040 | Technical | MW | After Competition Groups | 137.2875 | 0 | 0 | 931.0399 | 0.14746 | 1 | Industrial_2040_Technical_MW_After Competition Groups_1 | Pump System Optimization | 14.75% | 0 | 137.2875 | Industrial_2040_Technical_MW_After Competition Groups_Pump System Optimization
Industrial | Ind ¦ HE Lighting | 2040 | Technical | MW | After Competition Groups | 108.07 | 0 | 0 | 931.0399 | 0.11607 | 2 | Industrial_2040_Technical_MW_After Competition Groups_2 | HE Lighting | 11.61% | 0 | 108.07 | Industrial_2040_Technical_MW_After Competition Groups_HE Lighting
Industrial | Ind ¦ HE Lighting | 2040 | Economic | MW | After Competition Groups | 101.5033 | 0 | 0 | 874.4985 | 0.11607 | 2 | Industrial_2040_Economic_MW_After Competition Groups_2 | HE Lighting | 11.61% | 0 | 101.5033 | Industrial_2040_Economic_MW_After Competition Groups_HE Lighting
Industrial | Ind ¦ HE Lighting | 2040 | Achievable | MW | After Competition Groups | 68.3366 | 0 | 0 | 700.8895 | 0.0975 | 2 | Industrial_2040_Achievable_MW_After Competition Groups_2 | HE Lighting | 9.75% | 0 | 68.3366 | Industrial_2040_Achievable_MW_After Competition Groups_HE Lighting
Industrial | Ind ¦ Air Leak Survey and Repair | 2040 | Achievable | MW | After Competition Groups | 66.9892 | 0 | 0 | 700.8895 | 0.095577 | 3 | Industrial_2040_Achievable_MW_After Competition Groups_3 | Air Leak Survey and Repair | 9.558% | 0 | 66.9892 | Industrial_2040_Achievable_MW_After Competition Groups_Air Leak Survey and Repair
Industrial | Ind ¦ Greenhouse Grow Lights | 2040 | Achievable | MW | After Competition Groups | 66.008 | 0 | 0 | 700.8895 | 0.094177 | 4 | Industrial_2040_Achievable_MW_After Competition Groups_4 | Greenhouse Grow Lights | 9.418% | 0 | 66.008 | Industrial_2040_Achievable_MW_After Competition Groups_Greenhouse Grow Lights
Industrial | Ind ¦ Greenhouse Grow Lights | 2040 | Economic | MW | After Competition Groups | 81.2472 | 0 | 0 | 874.4985 | 0.092907 | 3 | Industrial_2040_Economic_MW_After Competition Groups_3 | Greenhouse Grow Lights | 9.291% | 0 | 81.2472 | Industrial_2040_Economic_MW_After Competition Groups_Greenhouse Grow Lights
Industrial | Ind ¦ Greenhouse Grow Lights | 2040 | Technical | MW | After Competition Groups | 81.2472 | 0 | 0 | 931.0399 | 0.087265 | 3 | Industrial_2040_Technical_MW_After Competition Groups_3 | Greenhouse Grow Lights | 8.726% | 0 | 81.2472 | Industrial_2040_Technical_MW_After Competition Groups_Greenhouse Grow Lights
Industrial | Ind ¦ Air Compressor Optimization | 2040 | Achievable | MW | After Competition Groups | 58.4359 | 0 | 0 | 700.8895 | 0.083374 | 5 | Industrial_2040_Achievable_MW_After Competition Groups_5 | Air Compressor Optimization | 8.337% | 0 | 58.4359 | Industrial_2040_Achievable_MW_After Competition Groups_Air Compressor Optimization
Industrial | Ind ¦ Air Leak Survey and Repair | 2040 | Economic | MW | After Competition Groups | 70.6008 | 0 | 0 | 874.4985 | 0.080733 | 4 | Industrial_2040_Economic_MW_After Competition Groups_4 | Air Leak Survey and Repair | 8.073% | 0 | 70.6008 | Industrial_2040_Economic_MW_After Competition Groups_Air Leak Survey and Repair
Industrial | Ind ¦ Air Compressor Optimization | 2040 | Economic | MW | After Competition Groups | 69.1695 | 0 | 0 | 874.4985 | 0.079096 | 5 | Industrial_2040_Economic_MW_After Competition Groups_5 | Air Compressor Optimization | 7.91% | 0 | 69.1695 | Industrial_2040_Economic_MW_After Competition Groups_Air Compressor Optimization
Industrial | Ind ¦ Pump Equipment Upgrade | 2040 | Achievable | MW | After Competition Groups | 53.656 | 0 | 0 | 700.8895 | 0.076554 | 6 | Industrial_2040_Achievable_MW_After Competition Groups_6 | Pump Equipment Upgrade | 7.655% | 0 | 53.656 | Industrial_2040_Achievable_MW_After Competition Groups_Pump Equipment Upgrade
Industrial | Ind ¦ Air Leak Survey and Repair | 2040 | Technical | MW | After Competition Groups | 70.6008 | 0 | 0 | 931.0399 | 0.07583 | 4 | Industrial_2040_Technical_MW_After Competition Groups_4 | Air Leak Survey and Repair | 7.583% | 0 | 70.6008 | Industrial_2040_Technical_MW_After Competition Groups_Air Leak Survey and Repair
Industrial | Ind ¦ Air Compressor Optimization | 2040 | Technical | MW | After Competition Groups | 69.1695 | 0 | 0 | 931.0399 | 0.074293 | 5 | Industrial_2040_Technical_MW_After Competition Groups_5 | Air Compressor Optimization | 7.429% | 0 | 69.1695 | Industrial_2040_Technical_MW_After Competition Groups_Air Compressor Optimization
Industrial | Ind ¦ Pump Equipment Upgrade | 2040 | Economic | MW | After Competition Groups | 64.5103 | 0 | 0 | 874.4985 | 0.073768 | 6 | Industrial_2040_Economic_MW_After Competition Groups_6 | Pump Equipment Upgrade | 7.377% | 0 | 64.5103 | Industrial_2040_Economic_MW_After Competition Groups_Pump Equipment Upgrade
Industrial | Ind ¦ Recommissioning | 2040 | Achievable | MW | After Competition Groups | 51.3525 | 0 | 0 | 700.8895 | 0.073268 | 7 | Industrial_2040_Achievable_MW_After Competition Groups_7 | Recommissioning | 7.327% | 0 | 51.3525 | Industrial_2040_Achievable_MW_After Competition Groups_Recommissioning
Industrial | Ind ¦ SEM | 2040 | Achievable | MW | After Competition Groups | 51.3525 | 0 | 0 | 700.8895 | 0.073268 | 8 | Industrial_2040_Achievable_MW_After Competition Groups_8 | SEM | 7.327% | 0 | 51.3525 | Industrial_2040_Achievable_MW_After Competition Groups_SEM
Industrial | Ind ¦ Pump Equipment Upgrade | 2040 | Technical | MW | After Competition Groups | 64.5103 | 0 | 0 | 931.0399 | 0.069288 | 6 | Industrial_2040_Technical_MW_After Competition Groups_6 | Pump Equipment Upgrade | 6.929% | 0 | 64.5103 | Industrial_2040_Technical_MW_After Competition Groups_Pump Equipment Upgrade
Industrial | Ind ¦ Efficient Compressed Air Nozzles | 2040 | Economic | MW | After Competition Groups | 59.4438 | 0 | 0 | 874.4985 | 0.067975 | 7 | Industrial_2040_Economic_MW_After Competition Groups_7 | Efficient Compressed Air Nozzles | 6.797% | 0 | 59.4438 | Industrial_2040_Economic_MW_After Competition Groups_Efficient Compressed Air Nozzles
Industrial | Ind ¦ Efficient Compressed Air Nozzles | 2040 | Achievable | MW | After Competition Groups | 45.613 | 0 | 0 | 700.8895 | 0.065079 | 9 | Industrial_2040_Achievable_MW_After Competition Groups_9 | Efficient Compressed Air Nozzles | 6.508% | 0 | 45.613 | Industrial_2040_Achievable_MW_After Competition Groups_Efficient Compressed Air Nozzles
Industrial | Ind ¦ Efficient Compressed Air Nozzles | 2040 | Technical | MW | After Competition Groups | 59.4438 | 0 | 0 | 931.0399 | 0.063847 | 7 | Industrial_2040_Technical_MW_After Competition Groups_7 | Efficient Compressed Air Nozzles | 6.385% | 0 | 59.4438 | Industrial_2040_Technical_MW_After Competition Groups_Efficient Compressed Air Nozzles
Industrial | Ind ¦ Recommissioning | 2040 | Economic | MW | After Competition Groups | 53.3173 | 0 | 0 | 874.4985 | 0.060969 | 8 | Industrial_2040_Economic_MW_After Competition Groups_8 | Recommissioning | 6.097% | 0 | 53.3173 | Industrial_2040_Economic_MW_After Competition Groups_Recommissioning
Industrial | Ind ¦ SEM | 2040 | Economic | MW | After Competition Groups | 53.3173 | 0 | 0 | 874.4985 | 0.060969 | 9 | Industrial_2040_Economic_MW_After Competition Groups_9 | SEM | 6.097% | 0 | 53.3173 | Industrial_2040_Economic_MW_After Competition Groups_SEM
Industrial | Ind ¦ Recommissioning | 2040 | Technical | MW | After Competition Groups | 53.3173 | 0 | 0 | 931.0399 | 0.057266 | 8 | Industrial_2040_Technical_MW_After Competition Groups_8 | Recommissioning | 5.727% | 0 | 53.3173 | Industrial_2040_Technical_MW_After Competition Groups_Recommissioning
Industrial | Ind ¦ SEM | 2040 | Technical | MW | After Competition Groups | 53.3173 | 0 | 0 | 931.0399 | 0.057266 | 9 | Industrial_2040_Technical_MW_After Competition Groups_9 | SEM | 5.727% | 0 | 53.3173 | Industrial_2040_Technical_MW_After Competition Groups_SEM
Industrial | Ind ¦ High Efficiency HVAC Fans | 2040 | Achievable | MW | After Competition Groups | 34.3125 | 0 | 0 | 700.8895 | 0.048956 | 10 | Industrial_2040_Achievable_MW_After Competition Groups_10 | High Efficiency HVAC Fans | 4.896% | 0 | 34.3125 | Industrial_2040_Achievable_MW_After Competition Groups_High Efficiency HVAC Fans
Industrial | Ind ¦ High Efficiency HVAC Fans | 2040 | Economic | MW | After Competition Groups | 42.7541 | 0 | 0 | 874.4985 | 0.04889 | 10 | Industrial_2040_Economic_MW_After Competition Groups_10 | High Efficiency HVAC Fans | 4.889% | 0 | 42.7541 | Industrial_2040_Economic_MW_After Competition Groups_High Efficiency HVAC Fans
Industrial | Ind ¦ High Efficiency HVAC Fans | 2040 | Technical | MW | After Competition Groups | 42.7541 | 0 | 0 | 931.0399 | 0.045921 | 10 | Industrial_2040_Technical_MW_After Competition Groups_10 | High Efficiency HVAC Fans | 4.592% | 0 | 42.7541 | Industrial_2040_Technical_MW_After Competition Groups_High Efficiency HVAC Fans
Industrial | Ind ¦ Fan System Optimization | 2040 | Achievable | MW | After Competition Groups | 19.5608 | 0 | 0 | 700.8895 | 0.027909 | 11 | Industrial_2040_Achievable_MW_After Competition Groups_11 | Fan System Optimization | 2.791% | 0 | 19.5608 | Industrial_2040_Achievable_MW_After Competition Groups_Fan System Optimization
Industrial | Ind ¦ Fan System Optimization | 2040 | Economic | MW | After Competition Groups | 22.058 | 0 | 0 | 874.4985 | 0.025224 | 11 | Industrial_2040_Economic_MW_After Competition Groups_11 | Fan System Optimization | 2.522% | 0 | 22.058 | Industrial_2040_Economic_MW_After Competition Groups_Fan System Optimization
Industrial | Ind ¦ Fan System Optimization | 2040 | Technical | MW | After Competition Groups | 22.058 | 0 | 0 | 931.0399 | 0.023692 | 11 | Industrial_2040_Technical_MW_After Competition Groups_11 | Fan System Optimization | 2.369% | 0 | 22.058 | Industrial_2040_Technical_MW_After Competition Groups_Fan System Optimization
Industrial | Ind ¦ Process Optimization (Elec) | 2040 | Economic | MW | After Competition Groups | 19.6363 | 0 | 0 | 874.4985 | 0.022454 | 12 | Industrial_2040_Economic_MW_After Competition Groups_12 | Process Optimization (Elec) | 2.245% | 0 | 19.6363 | Industrial_2040_Economic_MW_After Competition Groups_Process Optimization (Elec)
Industrial | Ind ¦ Premium Efficient Motors | 2040 | Technical | MW | After Competition Groups | 19.6607 | 0 | 0 | 931.0399 | 0.021117 | 12 | Industrial_2040_Technical_MW_After Competition Groups_12 | Premium Efficient Motors | 2.112% | 0 | 19.6607 | Industrial_2040_Technical_MW_After Competition Groups_Premium Efficient Motors
Industrial | Ind ¦ Process Optimization (Elec) | 2040 | Technical | MW | After Competition Groups | 19.6363 | 0 | 0 | 931.0399 | 0.021091 | 13 | Industrial_2040_Technical_MW_After Competition Groups_13 | Process Optimization (Elec) | 2.109% | 0 | 19.6363 | Industrial_2040_Technical_MW_After Competition Groups_Process Optimization (Elec)
Industrial | Ind ¦ Improved Controls - Process Cooling | 2040 | Achievable | MW | After Competition Groups | 14.6174 | 0 | 0 | 700.8895 | 0.020855 | 12 | Industrial_2040_Achievable_MW_After Competition Groups_12 | Improved Controls - Process Cooling | 2.086% | 0 | 14.6174 | Industrial_2040_Achievable_MW_After Competition Groups_Improved Controls - Process Cooling
Industrial | Ind ¦ Improved Controls - Process Cooling | 2040 | Economic | MW | After Competition Groups | 15.1336 | 0 | 0 | 874.4985 | 0.017305 | 13 | Industrial_2040_Economic_MW_After Competition Groups_13 | Improved Controls - Process Cooling | 1.731% | 0 | 15.1336 | Industrial_2040_Economic_MW_After Competition Groups_Improved Controls - Process Cooling
Industrial | Ind ¦ Improved Controls - Process Cooling | 2040 | Technical | MW | After Competition Groups | 15.1336 | 0 | 0 | 931.0399 | 0.016254 | 14 | Industrial_2040_Technical_MW_After Competition Groups_14 | Improved Controls - Process Cooling | 1.625% | 0 | 15.1336 | Industrial_2040_Technical_MW_After Competition Groups_Improved Controls - Process Cooling
Industrial | Ind ¦ Premium Efficient Motors | 2040 | Economic | MW | After Competition Groups | 11.901 | 0 | 0 | 874.4985 | 0.013609 | 14 | Industrial_2040_Economic_MW_After Competition Groups_14 | Premium Efficient Motors | 1.361% | 0 | 11.901 | Industrial_2040_Economic_MW_After Competition Groups_Premium Efficient Motors
Industrial | Ind ¦ Ventilation Optimization | 2040 | Economic | MW | After Competition Groups | 10.9136 | 0 | 0 | 874.4985 | 0.01248 | 15 | Industrial_2040_Economic_MW_After Competition Groups_15 | Ventilation Optimization | 1.248% | 0 | 10.9136 | Industrial_2040_Economic_MW_After Competition Groups_Ventilation Optimization
Industrial | Ind ¦ Ventilation Optimization | 2040 | Technical | MW | After Competition Groups | 10.9136 | 0 | 0 | 931.0399 | 0.011722 | 15 | Industrial_2040_Technical_MW_After Competition Groups_15 | Ventilation Optimization | 1.172% | 0 | 10.9136 | Industrial_2040_Technical_MW_After Competition Groups_Ventilation Optimization
Industrial | Ind ¦ HVLS Fans | 2040 | Technical | MW | After Competition Groups | 10.5833 | 0 | 0 | 931.0399 | 0.011367 | 16 | Industrial_2040_Technical_MW_After Competition Groups_16 | HVLS Fans | 1.137% | 0 | 10.5833 | Industrial_2040_Technical_MW_After Competition Groups_HVLS Fans
Industrial | Ind ¦ Efficient Irrigation | 2040 | Economic | MW | After Competition Groups | 8.9491 | 0 | 0 | 874.4985 | 0.010233 | 16 | Industrial_2040_Economic_MW_After Competition Groups_16 | Efficient Irrigation | 1.023% | 0 | 8.9491 | Industrial_2040_Economic_MW_After Competition Groups_Efficient Irrigation
Industrial | Ind ¦ Pulp and Paper Process Improvements | 2040 | Achievable | MW | After Competition Groups | 7.0248 | 0 | 0 | 700.8895 | 0.010023 | 13 | Industrial_2040_Achievable_MW_After Competition Groups_13 | Pulp and Paper Process Improvements | 1.002% | 0 | 7.0248 | Industrial_2040_Achievable_MW_After Competition Groups_Pulp and Paper Process Improvements
Industrial | Ind ¦ Ventilation Optimization | 2040 | Achievable | MW | After Competition Groups | 6.8861 | 0 | 0 | 700.8895 | 0.0098248 | 14 | Industrial_2040_Achievable_MW_After Competition Groups_14 | Ventilation Optimization | 0.9825% | 0 | 6.8861 | Industrial_2040_Achievable_MW_After Competition Groups_Ventilation Optimization
Industrial | Ind ¦ Efficient Irrigation | 2040 | Technical | MW | After Competition Groups | 8.9491 | 0 | 0 | 931.0399 | 0.0096119 | 17 | Industrial_2040_Technical_MW_After Competition Groups_17 | Efficient Irrigation | 0.9612% | 0 | 8.9491 | Industrial_2040_Technical_MW_After Competition Groups_Efficient Irrigation
Industrial | Ind ¦ Material Handling Improvements | 2040 | Achievable | MW | After Competition Groups | 6.6165 | 0 | 0 | 700.8895 | 0.0094401 | 15 | Industrial_2040_Achievable_MW_After Competition Groups_15 | Material Handling Improvements | 0.944% | 0 | 6.6165 | Industrial_2040_Achievable_MW_After Competition Groups_Material Handling Improvements
Industrial | Ind ¦ Material Handling Improvements | 2040 | Economic | MW | After Competition Groups | 7.9002 | 0 | 0 | 874.4985 | 0.0090339 | 17 | Industrial_2040_Economic_MW_After Competition Groups_17 | Material Handling Improvements | 0.9034% | 0 | 7.9002 | Industrial_2040_Economic_MW_After Competition Groups_Material Handling Improvements
Industrial | Ind ¦ HE HVAC Controls | 2040 | Technical | MW | After Competition Groups | 8.2497 | 0 | 0 | 931.0399 | 0.0088607 | 18 | Industrial_2040_Technical_MW_After Competition Groups_18 | HE HVAC Controls | 0.8861% | 0 | 8.2497 | Industrial_2040_Technical_MW_After Competition Groups_HE HVAC Controls
Industrial | Ind ¦ HE HVAC Units | 2040 | Technical | MW | After Competition Groups | 8.1627 | 0 | 0 | 931.0399 | 0.0087673 | 19 | Industrial_2040_Technical_MW_After Competition Groups_19 | HE HVAC Units | 0.8767% | 0 | 8.1627 | Industrial_2040_Technical_MW_After Competition Groups_HE HVAC Units
Industrial | Ind ¦ Efficient Irrigation | 2040 | Achievable | MW | After Competition Groups | 6.1213 | 0 | 0 | 700.8895 | 0.0087336 | 16 | Industrial_2040_Achievable_MW_After Competition Groups_16 | Efficient Irrigation | 0.8734% | 0 | 6.1213 | Industrial_2040_Achievable_MW_After Competition Groups_Efficient Irrigation
Industrial | Ind ¦ Pulp and Paper Process Improvements | 2040 | Economic | MW | After Competition Groups | 7.551 | 0 | 0 | 874.4985 | 0.0086346 | 18 | Industrial_2040_Economic_MW_After Competition Groups_18 | Pulp and Paper Process Improvements | 0.8635% | 0 | 7.551 | Industrial_2040_Economic_MW_After Competition Groups_Pulp and Paper Process Improvements
Industrial | Ind ¦ Material Handling Improvements | 2040 | Technical | MW | After Competition Groups | 7.9002 | 0 | 0 | 931.0399 | 0.0084853 | 20 | Industrial_2040_Technical_MW_After Competition Groups_20 | Material Handling Improvements | 0.8485% | 0 | 7.9002 | Industrial_2040_Technical_MW_After Competition Groups_Material Handling Improvements
Industrial | Ind ¦ Process Optimization (Elec) | 2040 | Achievable | MW | After Competition Groups | 5.8314 | 0 | 0 | 700.8895 | 0.00832 | 17 | Industrial_2040_Achievable_MW_After Competition Groups_17 | Process Optimization (Elec) | 0.832% | 0 | 5.8314 | Industrial_2040_Achievable_MW_After Competition Groups_Process Optimization (Elec)
Industrial | Ind ¦ Pulp and Paper Process Improvements | 2040 | Technical | MW | After Competition Groups | 7.551 | 0 | 0 | 931.0399 | 0.0081102 | 21 | Industrial_2040_Technical_MW_After Competition Groups_21 | Pulp and Paper Process Improvements | 0.811% | 0 | 7.551 | Industrial_2040_Technical_MW_After Competition Groups_Pulp and Paper Process Improvements
Industrial | Ind ¦ Refiner Plate Improvements | 2040 | Economic | MW | After Competition Groups | 6.8896 | 0 | 0 | 874.4985 | 0.0078784 | 19 | Industrial_2040_Economic_MW_After Competition Groups_19 | Refiner Plate Improvements | 0.7878% | 0 | 6.8896 | Industrial_2040_Economic_MW_After Competition Groups_Refiner Plate Improvements
Industrial | Ind ¦ Free Cooling | 2040 | Economic | MW | After Competition Groups | 6.7521 | 0 | 0 | 874.4985 | 0.0077211 | 20 | Industrial_2040_Economic_MW_After Competition Groups_20 | Free Cooling | 0.7721% | 0 | 6.7521 | Industrial_2040_Economic_MW_After Competition Groups_Free Cooling
Industrial | Ind ¦ Refiner Plate Improvements | 2040 | Technical | MW | After Competition Groups | 6.8896 | 0 | 0 | 931.0399 | 0.0073999 | 22 | Industrial_2040_Technical_MW_After Competition Groups_22 | Refiner Plate Improvements | 0.74% | 0 | 6.8896 | Industrial_2040_Technical_MW_After Competition Groups_Refiner Plate Improvements
Industrial | Ind ¦ Refiner Plate Improvements | 2040 | Achievable | MW | After Competition Groups | 5.1175 | 0 | 0 | 700.8895 | 0.0073014 | 18 | Industrial_2040_Achievable_MW_After Competition Groups_18 | Refiner Plate Improvements | 0.7301% | 0 | 5.1175 | Industrial_2040_Achievable_MW_After Competition Groups_Refiner Plate Improvements
Industrial | Ind ¦ Free Cooling | 2040 | Technical | MW | After Competition Groups | 6.7521 | 0 | 0 | 931.0399 | 0.0072522 | 23 | Industrial_2040_Technical_MW_After Competition Groups_23 | Free Cooling | 0.7252% | 0 | 6.7521 | Industrial_2040_Technical_MW_After Competition Groups_Free Cooling
Industrial | Ind ¦ Free Cooling | 2040 | Achievable | MW | After Competition Groups | 5.0415 | 0 | 0 | 700.8895 | 0.007193 | 19 | Industrial_2040_Achievable_MW_After Competition Groups_19 | Free Cooling | 0.7193% | 0 | 5.0415 | Industrial_2040_Achievable_MW_After Competition Groups_Free Cooling
Industrial | Ind ¦ Chiller Optimization | 2040 | Technical | MW | After Competition Groups | 5.3288 | 0 | 0 | 931.0399 | 0.0057235 | 24 | Industrial_2040_Technical_MW_After Competition Groups_24 | Chiller Optimization | 0.5723% | 0 | 5.3288 | Industrial_2040_Technical_MW_After Competition Groups_Chiller Optimization
Industrial | Ind ¦ Cold Storage Retrofit | 2040 | Technical | MW | After Competition Groups | 4.8099 | 0 | 0 | 931.0399 | 0.0051662 | 25 | Industrial_2040_Technical_MW_After Competition Groups_25 | Cold Storage Retrofit | 0.5166% | 0 | 4.8099 | Industrial_2040_Technical_MW_After Competition Groups_Cold Storage Retrofit
Industrial | Ind ¦ VAV Conversion Project | 2040 | Achievable | MW | After Competition Groups | 3.6064 | 0 | 0 | 700.8895 | 0.0051455 | 20 | Industrial_2040_Achievable_MW_After Competition Groups_20 | VAV Conversion Project | 0.5146% | 0 | 3.6064 | Industrial_2040_Achievable_MW_After Competition Groups_VAV Conversion Project
Industrial | Ind ¦ Cooling Tower Optimization | 2040 | Economic | MW | After Competition Groups | 4.048 | 0 | 0 | 874.4985 | 0.0046289 | 21 | Industrial_2040_Economic_MW_After Competition Groups_21 | Cooling Tower Optimization | 0.4629% | 0 | 4.048 | Industrial_2040_Economic_MW_After Competition Groups_Cooling Tower Optimization
Industrial | Ind ¦ Cooling Tower Optimization | 2040 | Technical | MW | After Competition Groups | 4.048 | 0 | 0 | 931.0399 | 0.0043478 | 26 | Industrial_2040_Technical_MW_After Competition Groups_26 | Cooling Tower Optimization | 0.4348% | 0 | 4.048 | Industrial_2040_Technical_MW_After Competition Groups_Cooling Tower Optimization
Industrial | Ind ¦ VAV Conversion Project | 2040 | Economic | MW | After Competition Groups | 3.6555 | 0 | 0 | 874.4985 | 0.0041801 | 22 | Industrial_2040_Economic_MW_After Competition Groups_22 | VAV Conversion Project | 0.418% | 0 | 3.6555 | Industrial_2040_Economic_MW_After Competition Groups_VAV Conversion Project
Industrial | Ind ¦ VAV Conversion Project | 2040 | Technical | MW | After Competition Groups | 3.6555 | 0 | 0 | 931.0399 | 0.0039263 | 27 | Industrial_2040_Technical_MW_After Competition Groups_27 | VAV Conversion Project | 0.3926% | 0 | 3.6555 | Industrial_2040_Technical_MW_After Competition Groups_VAV Conversion Project
Industrial | Ind ¦ Cooling Tower Optimization | 2040 | Achievable | MW | After Competition Groups | 2.6432 | 0 | 0 | 700.8895 | 0.0037712 | 21 | Industrial_2040_Achievable_MW_After Competition Groups_21 | Cooling Tower Optimization | 0.3771% | 0 | 2.6432 | Industrial_2040_Achievable_MW_After Competition Groups_Cooling Tower Optimization
Industrial | Ind ¦ High Efficiency Battery Charger | 2040 | Economic | MW | After Competition Groups | 3.0781 | 0 | 0 | 874.4985 | 0.0035199 | 23 | Industrial_2040_Economic_MW_After Competition Groups_23 | High Efficiency Battery Charger | 0.352% | 0 | 3.0781 | Industrial_2040_Economic_MW_After Competition Groups_High Efficiency Battery Charger
Industrial | Ind ¦ High Efficiency Battery Charger | 2040 | Achievable | MW | After Competition Groups | 2.4376 | 0 | 0 | 700.8895 | 0.0034779 | 22 | Industrial_2040_Achievable_MW_After Competition Groups_22 | High Efficiency Battery Charger | 0.3478% | 0 | 2.4376 | Industrial_2040_Achievable_MW_After Competition Groups_High Efficiency Battery Charger
Industrial | Ind ¦ High Efficiency Battery Charger | 2040 | Technical | MW | After Competition Groups | 3.0781 | 0 | 0 | 931.0399 | 0.0033061 | 28 | Industrial_2040_Technical_MW_After Competition Groups_28 | High Efficiency Battery Charger | 0.3306% | 0 | 3.0781 | Industrial_2040_Technical_MW_After Competition Groups_High Efficiency Battery Charger
Industrial | Ind ¦ Process Heat Recovery | 2040 | Achievable | MW | After Competition Groups | 2.2696 | 0 | 0 | 700.8895 | 0.0032382 | 23 | Industrial_2040_Achievable_MW_After Competition Groups_23 | Process Heat Recovery | 0.3238% | 0 | 2.2696 | Industrial_2040_Achievable_MW_After Competition Groups_Process Heat Recovery
Industrial | Ind ¦ Synchronous Belts | 2040 | Economic | MW | After Competition Groups | 2.523 | 0 | 0 | 874.4985 | 0.0028851 | 24 | Industrial_2040_Economic_MW_After Competition Groups_24 | Synchronous Belts | 0.2885% | 0 | 2.523 | Industrial_2040_Economic_MW_After Competition Groups_Synchronous Belts
Industrial | Ind ¦ Synchronous Belts | 2040 | Technical | MW | After Competition Groups | 2.523 | 0 | 0 | 931.0399 | 0.0027098 | 29 | Industrial_2040_Technical_MW_After Competition Groups_29 | Synchronous Belts | 0.271% | 0 | 2.523 | Industrial_2040_Technical_MW_After Competition Groups_Synchronous Belts
Industrial | Ind ¦ Dairy Pre-Cooler | 2040 | Economic | MW | After Competition Groups | 2.3637 | 0 | 0 | 874.4985 | 0.0027029 | 25 | Industrial_2040_Economic_MW_After Competition Groups_25 | Dairy Pre-Cooler | 0.2703% | 0 | 2.3637 | Industrial_2040_Economic_MW_After Competition Groups_Dairy Pre-Cooler
Industrial | Ind ¦ Process Heat Recovery | 2040 | Economic | MW | After Competition Groups | 2.3216 | 0 | 0 | 874.4985 | 0.0026548 | 26 | Industrial_2040_Economic_MW_After Competition Groups_26 | Process Heat Recovery | 0.2655% | 0 | 2.3216 | Industrial_2040_Economic_MW_After Competition Groups_Process Heat Recovery
Industrial | Ind ¦ Process Improvements | 2040 | Achievable | MW | After Competition Groups | 1.8492 | 0 | 0 | 700.8895 | 0.0026384 | 24 | Industrial_2040_Achievable_MW_After Competition Groups_24 | Process Improvements | 0.2638% | 0 | 1.8492 | Industrial_2040_Achievable_MW_After Competition Groups_Process Improvements
Industrial | Ind ¦ Dairy Pre-Cooler | 2040 | Achievable | MW | After Competition Groups | 1.7912 | 0 | 0 | 700.8895 | 0.0025555 | 25 | Industrial_2040_Achievable_MW_After Competition Groups_25 | Dairy Pre-Cooler | 0.2556% | 0 | 1.7912 | Industrial_2040_Achievable_MW_After Competition Groups_Dairy Pre-Cooler
Industrial | Ind ¦ Dairy Pre-Cooler | 2040 | Technical | MW | After Competition Groups | 2.3637 | 0 | 0 | 931.0399 | 0.0025388 | 30 | Industrial_2040_Technical_MW_After Competition Groups_30 | Dairy Pre-Cooler | 0.2539% | 0 | 2.3637 | Industrial_2040_Technical_MW_After Competition Groups_Dairy Pre-Cooler
Industrial | Ind ¦ Process Heat Recovery | 2040 | Technical | MW | After Competition Groups | 2.3216 | 0 | 0 | 931.0399 | 0.0024936 | 31 | Industrial_2040_Technical_MW_After Competition Groups_31 | Process Heat Recovery | 0.2494% | 0 | 2.3216 | Industrial_2040_Technical_MW_After Competition Groups_Process Heat Recovery
Industrial | Ind ¦ Refrigeration Compressor VFD | 2040 | Achievable | MW | After Competition Groups | 1.724 | 0 | 0 | 700.8895 | 0.0024597 | 26 | Industrial_2040_Achievable_MW_After Competition Groups_26 | Refrigeration Compressor VFD | 0.246% | 0 | 1.724 | Industrial_2040_Achievable_MW_After Competition Groups_Refrigeration Compressor VFD
Industrial | Ind ¦ Refrigeration Compressor VFD | 2040 | Economic | MW | After Competition Groups | 2.0548 | 0 | 0 | 874.4985 | 0.0023496 | 27 | Industrial_2040_Economic_MW_After Competition Groups_27 | Refrigeration Compressor VFD | 0.235% | 0 | 2.0548 | Industrial_2040_Economic_MW_After Competition Groups_Refrigeration Compressor VFD
Industrial | Ind ¦ Refrigeration Compressor VFD | 2040 | Technical | MW | After Competition Groups | 2.0548 | 0 | 0 | 931.0399 | 0.002207 | 32 | Industrial_2040_Technical_MW_After Competition Groups_32 | Refrigeration Compressor VFD | 0.2207% | 0 | 2.0548 | Industrial_2040_Technical_MW_After Competition Groups_Refrigeration Compressor VFD
Industrial | Ind ¦ Process Improvements | 2040 | Economic | MW | After Competition Groups | 1.8732 | 0 | 0 | 874.4985 | 0.002142 | 28 | Industrial_2040_Economic_MW_After Competition Groups_28 | Process Improvements | 0.2142% | 0 | 1.8732 | Industrial_2040_Economic_MW_After Competition Groups_Process Improvements
Industrial | Ind ¦ Process Improvements | 2040 | Technical | MW | After Competition Groups | 1.8732 | 0 | 0 | 931.0399 | 0.0020119 | 33 | Industrial_2040_Technical_MW_After Competition Groups_33 | Process Improvements | 0.2012% | 0 | 1.8732 | Industrial_2040_Technical_MW_After Competition Groups_Process Improvements
Industrial | Ind ¦ Synchronous Belts | 2040 | Achievable | MW | After Competition Groups | 1.2707 | 0 | 0 | 700.8895 | 0.001813 | 27 | Industrial_2040_Achievable_MW_After Competition Groups_27 | Synchronous Belts | 0.1813% | 0 | 1.2707 | Industrial_2040_Achievable_MW_After Competition Groups_Synchronous Belts
Industrial | Ind ¦ Improved Controls - Process Heating | 2040 | Achievable | MW | After Competition Groups | 1.1917 | 0 | 0 | 700.8895 | 0.0017003 | 28 | Industrial_2040_Achievable_MW_After Competition Groups_28 | Improved Controls - Process Heating | 0.17% | 0 | 1.1917 | Industrial_2040_Achievable_MW_After Competition Groups_Improved Controls - Process Heating
Industrial | Ind ¦ Efficient Transformer | 2040 | Technical | MW | After Competition Groups | 1.5443 | 0 | 0 | 931.0399 | 0.0016586 | 34 | Industrial_2040_Technical_MW_After Competition Groups_34 | Efficient Transformer | 0.1659% | 0 | 1.5443 | Industrial_2040_Technical_MW_After Competition Groups_Efficient Transformer
Industrial | Ind ¦ High Efficiency Welders | 2040 | Technical | MW | After Competition Groups | 1.4867 | 0 | 0 | 931.0399 | 0.0015968 | 35 | Industrial_2040_Technical_MW_After Competition Groups_35 | High Efficiency Welders | 0.1597% | 0 | 1.4867 | Industrial_2040_Technical_MW_After Competition Groups_High Efficiency Welders
Industrial | Ind ¦ HVLS Fans | 2040 | Achievable | MW | After Competition Groups | 1.1073 | 0 | 0 | 700.8895 | 0.0015799 | 29 | Industrial_2040_Achievable_MW_After Competition Groups_29 | HVLS Fans | 0.158% | 0 | 1.1073 | Industrial_2040_Achievable_MW_After Competition Groups_HVLS Fans
Industrial | Ind ¦ Improved Controls - Process Heating | 2040 | Economic | MW | After Competition Groups | 1.2546 | 0 | 0 | 874.4985 | 0.0014346 | 29 | Industrial_2040_Economic_MW_After Competition Groups_29 | Improved Controls - Process Heating | 0.1435% | 0 | 1.2546 | Industrial_2040_Economic_MW_After Competition Groups_Improved Controls - Process Heating
Industrial | Ind ¦ Improved Controls - Process Heating | 2040 | Technical | MW | After Competition Groups | 1.2546 | 0 | 0 | 931.0399 | 0.0013475 | 36 | Industrial_2040_Technical_MW_After Competition Groups_36 | Improved Controls - Process Heating | 0.1348% | 0 | 1.2546 | Industrial_2040_Technical_MW_After Competition Groups_Improved Controls - Process Heating
Industrial | Ind ¦ Engine Block Heater Timer | 2040 | Achievable | MW | After Competition Groups | 0.72725 | 0 | 0 | 700.8895 | 0.0010376 | 30 | Industrial_2040_Achievable_MW_After Competition Groups_30 | Engine Block Heater Timer | 0.1038% | 0 | 0.72725 | Industrial_2040_Achievable_MW_After Competition Groups_Engine Block Heater Timer
Industrial | Ind ¦ Engine Block Heater Timer | 2040 | Economic | MW | After Competition Groups | 0.73811 | 0 | 0 | 874.4985 | 0.00084404 | 30 | Industrial_2040_Economic_MW_After Competition Groups_30 | Engine Block Heater Timer | 0.0844% | 0 | 0.73811 | Industrial_2040_Economic_MW_After Competition Groups_Engine Block Heater Timer
Industrial | Ind ¦ Engine Block Heater Timer | 2040 | Technical | MW | After Competition Groups | 0.73811 | 0 | 0 | 931.0399 | 0.00079278 | 37 | Industrial_2040_Technical_MW_After Competition Groups_37 | Engine Block Heater Timer | 0.07928% | 0 | 0.73811 | Industrial_2040_Technical_MW_After Competition Groups_Engine Block Heater Timer
Industrial | Ind ¦ Premium Efficient Motors | 2040 | Achievable | MW | After Competition Groups | 0.49999 | 0 | 0 | 700.8895 | 0.00071337 | 31 | Industrial_2040_Achievable_MW_After Competition Groups_31 | Premium Efficient Motors | 0.07134% | 0 | 0.49999 | Industrial_2040_Achievable_MW_After Competition Groups_Premium Efficient Motors
Industrial | Ind ¦ Efficient Refrigeration Compressor | 2040 | Achievable | MW | After Competition Groups | 0.43468 | 0 | 0 | 700.8895 | 0.00062018 | 32 | Industrial_2040_Achievable_MW_After Competition Groups_32 | Efficient Refrigeration Compressor | 0.06202% | 0 | 0.43468 | Industrial_2040_Achievable_MW_After Competition Groups_Efficient Refrigeration Compressor
Industrial | Ind ¦ Efficient Refrigeration Compressor | 2040 | Economic | MW | After Competition Groups | 0.48119 | 0 | 0 | 874.4985 | 0.00055025 | 31 | Industrial_2040_Economic_MW_After Competition Groups_31 | Efficient Refrigeration Compressor | 0.05502% | 0 | 0.48119 | Industrial_2040_Economic_MW_After Competition Groups_Efficient Refrigeration Compressor
Industrial | Ind ¦ Efficient Refrigeration Compressor | 2040 | Technical | MW | After Competition Groups | 0.48119 | 0 | 0 | 931.0399 | 0.00051683 | 38 | Industrial_2040_Technical_MW_After Competition Groups_38 | Efficient Refrigeration Compressor | 0.05168% | 0 | 0.48119 | Industrial_2040_Technical_MW_After Competition Groups_Efficient Refrigeration Compressor
Industrial | Ind ¦ Heat Lamps/Heat Pad | 2040 | Technical | MW | After Competition Groups | 0.463 | 0 | 0 | 931.0399 | 0.00049729 | 39 | Industrial_2040_Technical_MW_After Competition Groups_39 | Heat Lamps/Heat Pad | 0.04973% | 0 | 0.463 | Industrial_2040_Technical_MW_After Competition Groups_Heat Lamps/Heat Pad
Industrial | Ind ¦ Air Compressor Heat Recovery | 2040 | Achievable | MW | After Competition Groups | 0.31326 | 0 | 0 | 700.8895 | 0.00044695 | 33 | Industrial_2040_Achievable_MW_After Competition Groups_33 | Air Compressor Heat Recovery | 0.0447% | 0 | 0.31326 | Industrial_2040_Achievable_MW_After Competition Groups_Air Compressor Heat Recovery
Industrial | Ind ¦ Efficient Transformer | 2040 | Achievable | MW | After Competition Groups | 0.26643 | 0 | 0 | 700.8895 | 0.00038013 | 34 | Industrial_2040_Achievable_MW_After Competition Groups_34 | Efficient Transformer | 0.03801% | 0 | 0.26643 | Industrial_2040_Achievable_MW_After Competition Groups_Efficient Transformer
Industrial | Ind ¦ Air Compressor Heat Recovery | 2040 | Economic | MW | After Competition Groups | 0.33138 | 0 | 0 | 874.4985 | 0.00037893 | 32 | Industrial_2040_Economic_MW_After Competition Groups_32 | Air Compressor Heat Recovery | 0.03789% | 0 | 0.33138 | Industrial_2040_Economic_MW_After Competition Groups_Air Compressor Heat Recovery
Industrial | Ind ¦ Air Compressor Heat Recovery | 2040 | Technical | MW | After Competition Groups | 0.33138 | 0 | 0 | 931.0399 | 0.00035592 | 40 | Industrial_2040_Technical_MW_After Competition Groups_40 | Air Compressor Heat Recovery | 0.03559% | 0 | 0.33138 | Industrial_2040_Technical_MW_After Competition Groups_Air Compressor Heat Recovery
Industrial | Ind ¦ High Efficiency Welders | 2040 | Achievable | MW | After Competition Groups | 0.23244 | 0 | 0 | 700.8895 | 0.00033164 | 35 | Industrial_2040_Achievable_MW_After Competition Groups_35 | High Efficiency Welders | 0.03316% | 0 | 0.23244 | Industrial_2040_Achievable_MW_After Competition Groups_High Efficiency Welders
Industrial | Ind ¦ Creep Heat Controller | 2040 | Economic | MW | After Competition Groups | 0.2875 | 0 | 0 | 874.4985 | 0.00032876 | 33 | Industrial_2040_Economic_MW_After Competition Groups_33 | Creep Heat Controller | 0.03288% | 0 | 0.2875 | Industrial_2040_Economic_MW_After Competition Groups_Creep Heat Controller
Industrial | Ind ¦ Heat Lamps/Heat Pad | 2040 | Achievable | MW | After Competition Groups | 0.22622 | 0 | 0 | 700.8895 | 0.00032276 | 36 | Industrial_2040_Achievable_MW_After Competition Groups_36 | Heat Lamps/Heat Pad | 0.03228% | 0 | 0.22622 | Industrial_2040_Achievable_MW_After Competition Groups_Heat Lamps/Heat Pad
Industrial | Ind ¦ Creep Heat Controller | 2040 | Technical | MW | After Competition Groups | 0.2875 | 0 | 0 | 931.0399 | 0.00030879 | 41 | Industrial_2040_Technical_MW_After Competition Groups_41 | Creep Heat Controller | 0.03088% | 0 | 0.2875 | Industrial_2040_Technical_MW_After Competition Groups_Creep Heat Controller
Industrial | Ind ¦ Optimize Compressed Air Dryer | 2040 | Economic | MW | After Competition Groups | 0.2391 | 0 | 0 | 874.4985 | 0.00027342 | 34 | Industrial_2040_Economic_MW_After Competition Groups_34 | Optimize Compressed Air Dryer | 0.02734% | 0 | 0.2391 | Industrial_2040_Economic_MW_After Competition Groups_Optimize Compressed Air Dryer
Industrial | Ind ¦ HVLS Fans | 2040 | Economic | MW | After Competition Groups | 0.23467 | 0 | 0 | 874.4985 | 0.00026834 | 35 | Industrial_2040_Economic_MW_After Competition Groups_35 | HVLS Fans | 0.02683% | 0 | 0.23467 | Industrial_2040_Economic_MW_After Competition Groups_HVLS Fans
Industrial | Ind ¦ Optimize Compressed Air Dryer | 2040 | Technical | MW | After Competition Groups | 0.2391 | 0 | 0 | 931.0399 | 0.00025681 | 42 | Industrial_2040_Technical_MW_After Competition Groups_42 | Optimize Compressed Air Dryer | 0.02568% | 0 | 0.2391 | Industrial_2040_Technical_MW_After Competition Groups_Optimize Compressed Air Dryer
Industrial | Ind ¦ Efficient Transformer | 2040 | Economic | MW | After Competition Groups | 0.18813 | 0 | 0 | 874.4985 | 0.00021513 | 36 | Industrial_2040_Economic_MW_After Competition Groups_36 | Efficient Transformer | 0.02151% | 0 | 0.18813 | Industrial_2040_Economic_MW_After Competition Groups_Efficient Transformer
Industrial | Ind ¦ Heat Lamps/Heat Pad | 2040 | Economic | MW | After Competition Groups | 0.16237 | 0 | 0 | 874.4985 | 0.00018568 | 37 | Industrial_2040_Economic_MW_After Competition Groups_37 | Heat Lamps/Heat Pad | 0.01857% | 0 | 0.16237 | Industrial_2040_Economic_MW_After Competition Groups_Heat Lamps/Heat Pad
Industrial | Ind ¦ High Efficiency Welders | 2040 | Economic | MW | After Competition Groups | 0.14604 | 0 | 0 | 874.4985 | 0.000167 | 38 | Industrial_2040_Economic_MW_After Competition Groups_38 | High Efficiency Welders | 0.0167% | 0 | 0.14604 | Industrial_2040_Economic_MW_After Competition Groups_High Efficiency Welders
Industrial | Ind ¦ Optimize Compressed Air Dryer | 2040 | Achievable | MW | After Competition Groups | 0.083112 | 0 | 0 | 700.8895 | 0.00011858 | 37 | Industrial_2040_Achievable_MW_After Competition Groups_37 | Optimize Compressed Air Dryer | 0.01186% | 0 | 0.083112 | Industrial_2040_Achievable_MW_After Competition Groups_Optimize Compressed Air Dryer
Industrial | Ind ¦ Creep Heat Controller | 2040 | Achievable | MW | After Competition Groups | 0.05453 | 0 | 0 | 700.8895 | 7.7801e-05 | 38 | Industrial_2040_Achievable_MW_After Competition Groups_38 | Creep Heat Controller | 0.00778% | 0 | 0.05453 | Industrial_2040_Achievable_MW_After Competition Groups_Creep Heat Controller
Industrial | Ind ¦ Pump System Optimization | 2041 | Economic | MW | After Competition Groups | 135.8744 | 0 | 0 | 877.2515 | 0.15489 | 1 | Industrial_2041_Economic_MW_After Competition Groups_1 | Pump System Optimization | 15.49% | 0 | 135.8744 | Industrial_2041_Economic_MW_After Competition Groups_Pump System Optimization
Industrial | Ind ¦ Pump System Optimization | 2041 | Achievable | MW | After Competition Groups | 108.6969 | 0 | 0 | 722.6143 | 0.15042 | 1 | Industrial_2041_Achievable_MW_After Competition Groups_1 | Pump System Optimization | 15.04% | 0 | 108.6969 | Industrial_2041_Achievable_MW_After Competition Groups_Pump System Optimization
Industrial | Ind ¦ Pump System Optimization | 2041 | Technical | MW | After Competition Groups | 138.1921 | 0 | 0 | 933.6098 | 0.14802 | 1 | Industrial_2041_Technical_MW_After Competition Groups_1 | Pump System Optimization | 14.8% | 0 | 138.1921 | Industrial_2041_Technical_MW_After Competition Groups_Pump System Optimization
Industrial | Ind ¦ HE Lighting | 2041 | Economic | MW | After Competition Groups | 102.8039 | 0 | 0 | 877.2515 | 0.11719 | 2 | Industrial_2041_Economic_MW_After Competition Groups_2 | HE Lighting | 11.72% | 0 | 102.8039 | Industrial_2041_Economic_MW_After Competition Groups_HE Lighting
Industrial | Ind ¦ HE Lighting | 2041 | Technical | MW | After Competition Groups | 109.3706 | 0 | 0 | 933.6098 | 0.11715 | 2 | Industrial_2041_Technical_MW_After Competition Groups_2 | HE Lighting | 11.71% | 0 | 109.3706 | Industrial_2041_Technical_MW_After Competition Groups_HE Lighting
Industrial | Ind ¦ HE Lighting | 2041 | Achievable | MW | After Competition Groups | 72.6281 | 0 | 0 | 722.6143 | 0.10051 | 2 | Industrial_2041_Achievable_MW_After Competition Groups_2 | HE Lighting | 10.05% | 0 | 72.6281 | Industrial_2041_Achievable_MW_After Competition Groups_HE Lighting
Industrial | Ind ¦ Air Leak Survey and Repair | 2041 | Achievable | MW | After Competition Groups | 67.9067 | 0 | 0 | 722.6143 | 0.093974 | 3 | Industrial_2041_Achievable_MW_After Competition Groups_3 | Air Leak Survey and Repair | 9.397% | 0 | 67.9067 | Industrial_2041_Achievable_MW_After Competition Groups_Air Leak Survey and Repair
Industrial | Ind ¦ Greenhouse Grow Lights | 2041 | Achievable | MW | After Competition Groups | 67.4566 | 0 | 0 | 722.6143 | 0.093351 | 4 | Industrial_2041_Achievable_MW_After Competition Groups_4 | Greenhouse Grow Lights | 9.335% | 0 | 67.4566 | Industrial_2041_Achievable_MW_After Competition Groups_Greenhouse Grow Lights
Industrial | Ind ¦ Greenhouse Grow Lights | 2041 | Economic | MW | After Competition Groups | 81.5636 | 0 | 0 | 877.2515 | 0.092976 | 3 | Industrial_2041_Economic_MW_After Competition Groups_3 | Greenhouse Grow Lights | 9.298% | 0 | 81.5636 | Industrial_2041_Economic_MW_After Competition Groups_Greenhouse Grow Lights
Industrial | Ind ¦ Greenhouse Grow Lights | 2041 | Technical | MW | After Competition Groups | 81.5636 | 0 | 0 | 933.6098 | 0.087364 | 3 | Industrial_2041_Technical_MW_After Competition Groups_3 | Greenhouse Grow Lights | 8.736% | 0 | 81.5636 | Industrial_2041_Technical_MW_After Competition Groups_Greenhouse Grow Lights
Industrial | Ind ¦ Air Compressor Optimization | 2041 | Achievable | MW | After Competition Groups | 59.9373 | 0 | 0 | 722.6143 | 0.082945 | 5 | Industrial_2041_Achievable_MW_After Competition Groups_5 | Air Compressor Optimization | 8.295% | 0 | 59.9373 | Industrial_2041_Achievable_MW_After Competition Groups_Air Compressor Optimization
Industrial | Ind ¦ Air Leak Survey and Repair | 2041 | Economic | MW | After Competition Groups | 70.3078 | 0 | 0 | 877.2515 | 0.080145 | 4 | Industrial_2041_Economic_MW_After Competition Groups_4 | Air Leak Survey and Repair | 8.015% | 0 | 70.3078 | Industrial_2041_Economic_MW_After Competition Groups_Air Leak Survey and Repair
Industrial | Ind ¦ Air Compressor Optimization | 2041 | Economic | MW | After Competition Groups | 69.9034 | 0 | 0 | 877.2515 | 0.079685 | 5 | Industrial_2041_Economic_MW_After Competition Groups_5 | Air Compressor Optimization | 7.968% | 0 | 69.9034 | Industrial_2041_Economic_MW_After Competition Groups_Air Compressor Optimization
Industrial | Ind ¦ Pump Equipment Upgrade | 2041 | Achievable | MW | After Competition Groups | 55.3891 | 0 | 0 | 722.6143 | 0.076651 | 6 | Industrial_2041_Achievable_MW_After Competition Groups_6 | Pump Equipment Upgrade | 7.665% | 0 | 55.3891 | Industrial_2041_Achievable_MW_After Competition Groups_Pump Equipment Upgrade
Industrial | Ind ¦ Air Leak Survey and Repair | 2041 | Technical | MW | After Competition Groups | 70.3078 | 0 | 0 | 933.6098 | 0.075307 | 4 | Industrial_2041_Technical_MW_After Competition Groups_4 | Air Leak Survey and Repair | 7.531% | 0 | 70.3078 | Industrial_2041_Technical_MW_After Competition Groups_Air Leak Survey and Repair
Industrial | Ind ¦ Air Compressor Optimization | 2041 | Technical | MW | After Competition Groups | 69.9034 | 0 | 0 | 933.6098 | 0.074874 | 5 | Industrial_2041_Technical_MW_After Competition Groups_5 | Air Compressor Optimization | 7.487% | 0 | 69.9034 | Industrial_2041_Technical_MW_After Competition Groups_Air Compressor Optimization
Industrial | Ind ¦ Pump Equipment Upgrade | 2041 | Economic | MW | After Competition Groups | 64.7351 | 0 | 0 | 877.2515 | 0.073793 | 6 | Industrial_2041_Economic_MW_After Competition Groups_6 | Pump Equipment Upgrade | 7.379% | 0 | 64.7351 | Industrial_2041_Economic_MW_After Competition Groups_Pump Equipment Upgrade
Industrial | Ind ¦ Recommissioning | 2041 | Achievable | MW | After Competition Groups | 52.0269 | 0 | 0 | 722.6143 | 0.071998 | 7 | Industrial_2041_Achievable_MW_After Competition Groups_7 | Recommissioning | 7.2% | 0 | 52.0269 | Industrial_2041_Achievable_MW_After Competition Groups_Recommissioning
Industrial | Ind ¦ SEM | 2041 | Achievable | MW | After Competition Groups | 52.0269 | 0 | 0 | 722.6143 | 0.071998 | 8 | Industrial_2041_Achievable_MW_After Competition Groups_8 | SEM | 7.2% | 0 | 52.0269 | Industrial_2041_Achievable_MW_After Competition Groups_SEM
Industrial | Ind ¦ Pump Equipment Upgrade | 2041 | Technical | MW | After Competition Groups | 64.7351 | 0 | 0 | 933.6098 | 0.069338 | 6 | Industrial_2041_Technical_MW_After Competition Groups_6 | Pump Equipment Upgrade | 6.934% | 0 | 64.7351 | Industrial_2041_Technical_MW_After Competition Groups_Pump Equipment Upgrade
Industrial | Ind ¦ Efficient Compressed Air Nozzles | 2041 | Economic | MW | After Competition Groups | 60.1199 | 0 | 0 | 877.2515 | 0.068532 | 7 | Industrial_2041_Economic_MW_After Competition Groups_7 | Efficient Compressed Air Nozzles | 6.853% | 0 | 60.1199 | Industrial_2041_Economic_MW_After Competition Groups_Efficient Compressed Air Nozzles
Industrial | Ind ¦ Efficient Compressed Air Nozzles | 2041 | Achievable | MW | After Competition Groups | 47.1717 | 0 | 0 | 722.6143 | 0.065279 | 9 | Industrial_2041_Achievable_MW_After Competition Groups_9 | Efficient Compressed Air Nozzles | 6.528% | 0 | 47.1717 | Industrial_2041_Achievable_MW_After Competition Groups_Efficient Compressed Air Nozzles
Industrial | Ind ¦ Efficient Compressed Air Nozzles | 2041 | Technical | MW | After Competition Groups | 60.1199 | 0 | 0 | 933.6098 | 0.064395 | 7 | Industrial_2041_Technical_MW_After Competition Groups_7 | Efficient Compressed Air Nozzles | 6.44% | 0 | 60.1199 | Industrial_2041_Technical_MW_After Competition Groups_Efficient Compressed Air Nozzles
Industrial | Ind ¦ Recommissioning | 2041 | Economic | MW | After Competition Groups | 52.7333 | 0 | 0 | 877.2515 | 0.060112 | 8 | Industrial_2041_Economic_MW_After Competition Groups_8 | Recommissioning | 6.011% | 0 | 52.7333 | Industrial_2041_Economic_MW_After Competition Groups_Recommissioning
Industrial | Ind ¦ SEM | 2041 | Economic | MW | After Competition Groups | 52.7333 | 0 | 0 | 877.2515 | 0.060112 | 9 | Industrial_2041_Economic_MW_After Competition Groups_9 | SEM | 6.011% | 0 | 52.7333 | Industrial_2041_Economic_MW_After Competition Groups_SEM
Industrial | Ind ¦ Recommissioning | 2041 | Technical | MW | After Competition Groups | 52.7333 | 0 | 0 | 933.6098 | 0.056483 | 8 | Industrial_2041_Technical_MW_After Competition Groups_8 | Recommissioning | 5.648% | 0 | 52.7333 | Industrial_2041_Technical_MW_After Competition Groups_Recommissioning
Industrial | Ind ¦ SEM | 2041 | Technical | MW | After Competition Groups | 52.7333 | 0 | 0 | 933.6098 | 0.056483 | 9 | Industrial_2041_Technical_MW_After Competition Groups_9 | SEM | 5.648% | 0 | 52.7333 | Industrial_2041_Technical_MW_After Competition Groups_SEM
Industrial | Ind ¦ High Efficiency HVAC Fans | 2041 | Economic | MW | After Competition Groups | 43.1429 | 0 | 0 | 877.2515 | 0.04918 | 10 | Industrial_2041_Economic_MW_After Competition Groups_10 | High Efficiency HVAC Fans | 4.918% | 0 | 43.1429 | Industrial_2041_Economic_MW_After Competition Groups_High Efficiency HVAC Fans
Industrial | Ind ¦ High Efficiency HVAC Fans | 2041 | Achievable | MW | After Competition Groups | 35.1058 | 0 | 0 | 722.6143 | 0.048582 | 10 | Industrial_2041_Achievable_MW_After Competition Groups_10 | High Efficiency HVAC Fans | 4.858% | 0 | 35.1058 | Industrial_2041_Achievable_MW_After Competition Groups_High Efficiency HVAC Fans
Industrial | Ind ¦ High Efficiency HVAC Fans | 2041 | Technical | MW | After Competition Groups | 43.1429 | 0 | 0 | 933.6098 | 0.046211 | 10 | Industrial_2041_Technical_MW_After Competition Groups_10 | High Efficiency HVAC Fans | 4.621% | 0 | 43.1429 | Industrial_2041_Technical_MW_After Competition Groups_High Efficiency HVAC Fans
Industrial | Ind ¦ Fan System Optimization | 2041 | Achievable | MW | After Competition Groups | 19.9445 | 0 | 0 | 722.6143 | 0.0276 | 11 | Industrial_2041_Achievable_MW_After Competition Groups_11 | Fan System Optimization | 2.76% | 0 | 19.9445 | Industrial_2041_Achievable_MW_After Competition Groups_Fan System Optimization
Industrial | Ind ¦ Fan System Optimization | 2041 | Economic | MW | After Competition Groups | 22.0776 | 0 | 0 | 877.2515 | 0.025167 | 11 | Industrial_2041_Economic_MW_After Competition Groups_11 | Fan System Optimization | 2.517% | 0 | 22.0776 | Industrial_2041_Economic_MW_After Competition Groups_Fan System Optimization
Industrial | Ind ¦ Fan System Optimization | 2041 | Technical | MW | After Competition Groups | 22.0776 | 0 | 0 | 933.6098 | 0.023648 | 11 | Industrial_2041_Technical_MW_After Competition Groups_11 | Fan System Optimization | 2.365% | 0 | 22.0776 | Industrial_2041_Technical_MW_After Competition Groups_Fan System Optimization
Industrial | Ind ¦ Process Optimization (Elec) | 2041 | Economic | MW | After Competition Groups | 19.3313 | 0 | 0 | 877.2515 | 0.022036 | 12 | Industrial_2041_Economic_MW_After Competition Groups_12 | Process Optimization (Elec) | 2.204% | 0 | 19.3313 | Industrial_2041_Economic_MW_After Competition Groups_Process Optimization (Elec)
Industrial | Ind ¦ Premium Efficient Motors | 2041 | Technical | MW | After Competition Groups | 19.7848 | 0 | 0 | 933.6098 | 0.021192 | 12 | Industrial_2041_Technical_MW_After Competition Groups_12 | Premium Efficient Motors | 2.119% | 0 | 19.7848 | Industrial_2041_Technical_MW_After Competition Groups_Premium Efficient Motors
Industrial | Ind ¦ Process Optimization (Elec) | 2041 | Technical | MW | After Competition Groups | 19.3313 | 0 | 0 | 933.6098 | 0.020706 | 13 | Industrial_2041_Technical_MW_After Competition Groups_13 | Process Optimization (Elec) | 2.071% | 0 | 19.3313 | Industrial_2041_Technical_MW_After Competition Groups_Process Optimization (Elec)
Industrial | Ind ¦ Improved Controls - Process Cooling | 2041 | Achievable | MW | After Competition Groups | 14.8082 | 0 | 0 | 722.6143 | 0.020493 | 12 | Industrial_2041_Achievable_MW_After Competition Groups_12 | Improved Controls - Process Cooling | 2.049% | 0 | 14.8082 | Industrial_2041_Achievable_MW_After Competition Groups_Improved Controls - Process Cooling
Industrial | Ind ¦ Improved Controls - Process Cooling | 2041 | Economic | MW | After Competition Groups | 15.0939 | 0 | 0 | 877.2515 | 0.017206 | 13 | Industrial_2041_Economic_MW_After Competition Groups_13 | Improved Controls - Process Cooling | 1.721% | 0 | 15.0939 | Industrial_2041_Economic_MW_After Competition Groups_Improved Controls - Process Cooling
Industrial | Ind ¦ Improved Controls - Process Cooling | 2041 | Technical | MW | After Competition Groups | 15.0939 | 0 | 0 | 933.6098 | 0.016167 | 14 | Industrial_2041_Technical_MW_After Competition Groups_14 | Improved Controls - Process Cooling | 1.617% | 0 | 15.0939 | Industrial_2041_Technical_MW_After Competition Groups_Improved Controls - Process Cooling
Industrial | Ind ¦ Premium Efficient Motors | 2041 | Economic | MW | After Competition Groups | 11.8229 | 0 | 0 | 877.2515 | 0.013477 | 14 | Industrial_2041_Economic_MW_After Competition Groups_14 | Premium Efficient Motors | 1.348% | 0 | 11.8229 | Industrial_2041_Economic_MW_After Competition Groups_Premium Efficient Motors
Industrial | Ind ¦ Ventilation Optimization | 2041 | Economic | MW | After Competition Groups | 11.0426 | 0 | 0 | 877.2515 | 0.012588 | 15 | Industrial_2041_Economic_MW_After Competition Groups_15 | Ventilation Optimization | 1.259% | 0 | 11.0426 | Industrial_2041_Economic_MW_After Competition Groups_Ventilation Optimization
Industrial | Ind ¦ Ventilation Optimization | 2041 | Technical | MW | After Competition Groups | 11.0426 | 0 | 0 | 933.6098 | 0.011828 | 15 | Industrial_2041_Technical_MW_After Competition Groups_15 | Ventilation Optimization | 1.183% | 0 | 11.0426 | Industrial_2041_Technical_MW_After Competition Groups_Ventilation Optimization
Industrial | Ind ¦ HVLS Fans | 2041 | Technical | MW | After Competition Groups | 10.615 | 0 | 0 | 933.6098 | 0.01137 | 16 | Industrial_2041_Technical_MW_After Competition Groups_16 | HVLS Fans | 1.137% | 0 | 10.615 | Industrial_2041_Technical_MW_After Competition Groups_HVLS Fans
Industrial | Ind ¦ Ventilation Optimization | 2041 | Achievable | MW | After Competition Groups | 7.5011 | 0 | 0 | 722.6143 | 0.010381 | 13 | Industrial_2041_Achievable_MW_After Competition Groups_13 | Ventilation Optimization | 1.038% | 0 | 7.5011 | Industrial_2041_Achievable_MW_After Competition Groups_Ventilation Optimization
Industrial | Ind ¦ Efficient Irrigation | 2041 | Economic | MW | After Competition Groups | 8.991 | 0 | 0 | 877.2515 | 0.010249 | 16 | Industrial_2041_Economic_MW_After Competition Groups_16 | Efficient Irrigation | 1.025% | 0 | 8.991 | Industrial_2041_Economic_MW_After Competition Groups_Efficient Irrigation
Industrial | Ind ¦ Pulp and Paper Process Improvements | 2041 | Achievable | MW | After Competition Groups | 7.1372 | 0 | 0 | 722.6143 | 0.0098769 | 14 | Industrial_2041_Achievable_MW_After Competition Groups_14 | Pulp and Paper Process Improvements | 0.9877% | 0 | 7.1372 | Industrial_2041_Achievable_MW_After Competition Groups_Pulp and Paper Process Improvements
Industrial | Ind ¦ Efficient Irrigation | 2041 | Technical | MW | After Competition Groups | 8.991 | 0 | 0 | 933.6098 | 0.0096303 | 17 | Industrial_2041_Technical_MW_After Competition Groups_17 | Efficient Irrigation | 0.963% | 0 | 8.991 | Industrial_2041_Technical_MW_After Competition Groups_Efficient Irrigation
Industrial | Ind ¦ Material Handling Improvements | 2041 | Achievable | MW | After Competition Groups | 6.7678 | 0 | 0 | 722.6143 | 0.0093657 | 15 | Industrial_2041_Achievable_MW_After Competition Groups_15 | Material Handling Improvements | 0.9366% | 0 | 6.7678 | Industrial_2041_Achievable_MW_After Competition Groups_Material Handling Improvements
Industrial | Ind ¦ Material Handling Improvements | 2041 | Economic | MW | After Competition Groups | 7.9849 | 0 | 0 | 877.2515 | 0.0091022 | 17 | Industrial_2041_Economic_MW_After Competition Groups_17 | Material Handling Improvements | 0.9102% | 0 | 7.9849 | Industrial_2041_Economic_MW_After Competition Groups_Material Handling Improvements
Industrial | Ind ¦ Efficient Irrigation | 2041 | Achievable | MW | After Competition Groups | 6.3904 | 0 | 0 | 722.6143 | 0.0088434 | 16 | Industrial_2041_Achievable_MW_After Competition Groups_16 | Efficient Irrigation | 0.8843% | 0 | 6.3904 | Industrial_2041_Achievable_MW_After Competition Groups_Efficient Irrigation
Industrial | Ind ¦ Process Optimization (Elec) | 2041 | Achievable | MW | After Competition Groups | 6.3458 | 0 | 0 | 722.6143 | 0.0087817 | 17 | Industrial_2041_Achievable_MW_After Competition Groups_17 | Process Optimization (Elec) | 0.8782% | 0 | 6.3458 | Industrial_2041_Achievable_MW_After Competition Groups_Process Optimization (Elec)
Industrial | Ind ¦ HE HVAC Units | 2041 | Technical | MW | After Competition Groups | 8.1335 | 0 | 0 | 933.6098 | 0.0087119 | 18 | Industrial_2041_Technical_MW_After Competition Groups_18 | HE HVAC Units | 0.8712% | 0 | 8.1335 | Industrial_2041_Technical_MW_After Competition Groups_HE HVAC Units
Industrial | Ind ¦ HE HVAC Controls | 2041 | Technical | MW | After Competition Groups | 8.0472 | 0 | 0 | 933.6098 | 0.0086194 | 19 | Industrial_2041_Technical_MW_After Competition Groups_19 | HE HVAC Controls | 0.8619% | 0 | 8.0472 | Industrial_2041_Technical_MW_After Competition Groups_HE HVAC Controls
Industrial | Ind ¦ Material Handling Improvements | 2041 | Technical | MW | After Competition Groups | 7.9849 | 0 | 0 | 933.6098 | 0.0085527 | 20 | Industrial_2041_Technical_MW_After Competition Groups_20 | Material Handling Improvements | 0.8553% | 0 | 7.9849 | Industrial_2041_Technical_MW_After Competition Groups_Material Handling Improvements
Industrial | Ind ¦ Pulp and Paper Process Improvements | 2041 | Economic | MW | After Competition Groups | 7.3103 | 0 | 0 | 877.2515 | 0.0083332 | 18 | Industrial_2041_Economic_MW_After Competition Groups_18 | Pulp and Paper Process Improvements | 0.8333% | 0 | 7.3103 | Industrial_2041_Economic_MW_After Competition Groups_Pulp and Paper Process Improvements
Industrial | Ind ¦ Refiner Plate Improvements | 2041 | Economic | MW | After Competition Groups | 6.8691 | 0 | 0 | 877.2515 | 0.0078302 | 19 | Industrial_2041_Economic_MW_After Competition Groups_19 | Refiner Plate Improvements | 0.783% | 0 | 6.8691 | Industrial_2041_Economic_MW_After Competition Groups_Refiner Plate Improvements
Industrial | Ind ¦ Pulp and Paper Process Improvements | 2041 | Technical | MW | After Competition Groups | 7.3103 | 0 | 0 | 933.6098 | 0.0078302 | 21 | Industrial_2041_Technical_MW_After Competition Groups_21 | Pulp and Paper Process Improvements | 0.783% | 0 | 7.3103 | Industrial_2041_Technical_MW_After Competition Groups_Pulp and Paper Process Improvements
Industrial | Ind ¦ Free Cooling | 2041 | Economic | MW | After Competition Groups | 6.7125 | 0 | 0 | 877.2515 | 0.0076518 | 20 | Industrial_2041_Economic_MW_After Competition Groups_20 | Free Cooling | 0.7652% | 0 | 6.7125 | Industrial_2041_Economic_MW_After Competition Groups_Free Cooling
Industrial | Ind ¦ Free Cooling | 2041 | Achievable | MW | After Competition Groups | 5.3967 | 0 | 0 | 722.6143 | 0.0074682 | 18 | Industrial_2041_Achievable_MW_After Competition Groups_18 | Free Cooling | 0.7468% | 0 | 5.3967 | Industrial_2041_Achievable_MW_After Competition Groups_Free Cooling
Industrial | Ind ¦ Refiner Plate Improvements | 2041 | Technical | MW | After Competition Groups | 6.8691 | 0 | 0 | 933.6098 | 0.0073575 | 22 | Industrial_2041_Technical_MW_After Competition Groups_22 | Refiner Plate Improvements | 0.7358% | 0 | 6.8691 | Industrial_2041_Technical_MW_After Competition Groups_Refiner Plate Improvements
Industrial | Ind ¦ Refiner Plate Improvements | 2041 | Achievable | MW | After Competition Groups | 5.2865 | 0 | 0 | 722.6143 | 0.0073158 | 19 | Industrial_2041_Achievable_MW_After Competition Groups_19 | Refiner Plate Improvements | 0.7316% | 0 | 5.2865 | Industrial_2041_Achievable_MW_After Competition Groups_Refiner Plate Improvements
Industrial | Ind ¦ Free Cooling | 2041 | Technical | MW | After Competition Groups | 6.7125 | 0 | 0 | 933.6098 | 0.0071899 | 23 | Industrial_2041_Technical_MW_After Competition Groups_23 | Free Cooling | 0.719% | 0 | 6.7125 | Industrial_2041_Technical_MW_After Competition Groups_Free Cooling
Industrial | Ind ¦ Chiller Optimization | 2041 | Technical | MW | After Competition Groups | 5.3137 | 0 | 0 | 933.6098 | 0.0056915 | 24 | Industrial_2041_Technical_MW_After Competition Groups_24 | Chiller Optimization | 0.5692% | 0 | 5.3137 | Industrial_2041_Technical_MW_After Competition Groups_Chiller Optimization
Industrial | Ind ¦ Cold Storage Retrofit | 2041 | Technical | MW | After Competition Groups | 4.7791 | 0 | 0 | 933.6098 | 0.005119 | 25 | Industrial_2041_Technical_MW_After Competition Groups_25 | Cold Storage Retrofit | 0.5119% | 0 | 4.7791 | Industrial_2041_Technical_MW_After Competition Groups_Cold Storage Retrofit
Industrial | Ind ¦ VAV Conversion Project | 2041 | Achievable | MW | After Competition Groups | 3.6507 | 0 | 0 | 722.6143 | 0.0050521 | 20 | Industrial_2041_Achievable_MW_After Competition Groups_20 | VAV Conversion Project | 0.5052% | 0 | 3.6507 | Industrial_2041_Achievable_MW_After Competition Groups_VAV Conversion Project
Industrial | Ind ¦ Cooling Tower Optimization | 2041 | Economic | MW | After Competition Groups | 4.0228 | 0 | 0 | 877.2515 | 0.0045857 | 21 | Industrial_2041_Economic_MW_After Competition Groups_21 | Cooling Tower Optimization | 0.4586% | 0 | 4.0228 | Industrial_2041_Economic_MW_After Competition Groups_Cooling Tower Optimization
Industrial | Ind ¦ Cooling Tower Optimization | 2041 | Technical | MW | After Competition Groups | 4.0228 | 0 | 0 | 933.6098 | 0.0043089 | 26 | Industrial_2041_Technical_MW_After Competition Groups_26 | Cooling Tower Optimization | 0.4309% | 0 | 4.0228 | Industrial_2041_Technical_MW_After Competition Groups_Cooling Tower Optimization
Industrial | Ind ¦ VAV Conversion Project | 2041 | Economic | MW | After Competition Groups | 3.6395 | 0 | 0 | 877.2515 | 0.0041488 | 22 | Industrial_2041_Economic_MW_After Competition Groups_22 | VAV Conversion Project | 0.4149% | 0 | 3.6395 | Industrial_2041_Economic_MW_After Competition Groups_VAV Conversion Project
Industrial | Ind ¦ Cooling Tower Optimization | 2041 | Achievable | MW | After Competition Groups | 2.8862 | 0 | 0 | 722.6143 | 0.0039942 | 21 | Industrial_2041_Achievable_MW_After Competition Groups_21 | Cooling Tower Optimization | 0.3994% | 0 | 2.8862 | Industrial_2041_Achievable_MW_After Competition Groups_Cooling Tower Optimization
Industrial | Ind ¦ VAV Conversion Project | 2041 | Technical | MW | After Competition Groups | 3.6395 | 0 | 0 | 933.6098 | 0.0038983 | 27 | Industrial_2041_Technical_MW_After Competition Groups_27 | VAV Conversion Project | 0.3898% | 0 | 3.6395 | Industrial_2041_Technical_MW_After Competition Groups_VAV Conversion Project
Industrial | Ind ¦ High Efficiency Battery Charger | 2041 | Economic | MW | After Competition Groups | 3.1195 | 0 | 0 | 877.2515 | 0.003556 | 23 | Industrial_2041_Economic_MW_After Competition Groups_23 | High Efficiency Battery Charger | 0.3556% | 0 | 3.1195 | Industrial_2041_Economic_MW_After Competition Groups_High Efficiency Battery Charger
Industrial | Ind ¦ High Efficiency Battery Charger | 2041 | Achievable | MW | After Competition Groups | 2.5083 | 0 | 0 | 722.6143 | 0.0034711 | 22 | Industrial_2041_Achievable_MW_After Competition Groups_22 | High Efficiency Battery Charger | 0.3471% | 0 | 2.5083 | Industrial_2041_Achievable_MW_After Competition Groups_High Efficiency Battery Charger
Industrial | Ind ¦ High Efficiency Battery Charger | 2041 | Technical | MW | After Competition Groups | 3.1195 | 0 | 0 | 933.6098 | 0.0033413 | 28 | Industrial_2041_Technical_MW_After Competition Groups_28 | High Efficiency Battery Charger | 0.3341% | 0 | 3.1195 | Industrial_2041_Technical_MW_After Competition Groups_High Efficiency Battery Charger
Industrial | Ind ¦ Process Heat Recovery | 2041 | Achievable | MW | After Competition Groups | 2.3025 | 0 | 0 | 722.6143 | 0.0031863 | 23 | Industrial_2041_Achievable_MW_After Competition Groups_23 | Process Heat Recovery | 0.3186% | 0 | 2.3025 | Industrial_2041_Achievable_MW_After Competition Groups_Process Heat Recovery
Industrial | Ind ¦ Synchronous Belts | 2041 | Economic | MW | After Competition Groups | 2.5021 | 0 | 0 | 877.2515 | 0.0028522 | 24 | Industrial_2041_Economic_MW_After Competition Groups_24 | Synchronous Belts | 0.2852% | 0 | 2.5021 | Industrial_2041_Economic_MW_After Competition Groups_Synchronous Belts
Industrial | Ind ¦ Dairy Pre-Cooler | 2041 | Economic | MW | After Competition Groups | 2.3707 | 0 | 0 | 877.2515 | 0.0027025 | 25 | Industrial_2041_Economic_MW_After Competition Groups_25 | Dairy Pre-Cooler | 0.2702% | 0 | 2.3707 | Industrial_2041_Economic_MW_After Competition Groups_Dairy Pre-Cooler
Industrial | Ind ¦ Synchronous Belts | 2041 | Technical | MW | After Competition Groups | 2.5021 | 0 | 0 | 933.6098 | 0.0026801 | 29 | Industrial_2041_Technical_MW_After Competition Groups_29 | Synchronous Belts | 0.268% | 0 | 2.5021 | Industrial_2041_Technical_MW_After Competition Groups_Synchronous Belts
Industrial | Ind ¦ Process Heat Recovery | 2041 | Economic | MW | After Competition Groups | 2.3084 | 0 | 0 | 877.2515 | 0.0026314 | 26 | Industrial_2041_Economic_MW_After Competition Groups_26 | Process Heat Recovery | 0.2631% | 0 | 2.3084 | Industrial_2041_Economic_MW_After Competition Groups_Process Heat Recovery
Industrial | Ind ¦ Process Improvements | 2041 | Achievable | MW | After Competition Groups | 1.8735 | 0 | 0 | 722.6143 | 0.0025926 | 24 | Industrial_2041_Achievable_MW_After Competition Groups_24 | Process Improvements | 0.2593% | 0 | 1.8735 | Industrial_2041_Achievable_MW_After Competition Groups_Process Improvements
Industrial | Ind ¦ Dairy Pre-Cooler | 2041 | Achievable | MW | After Competition Groups | 1.8646 | 0 | 0 | 722.6143 | 0.0025804 | 25 | Industrial_2041_Achievable_MW_After Competition Groups_25 | Dairy Pre-Cooler | 0.258% | 0 | 1.8646 | Industrial_2041_Achievable_MW_After Competition Groups_Dairy Pre-Cooler
Industrial | Ind ¦ Dairy Pre-Cooler | 2041 | Technical | MW | After Competition Groups | 2.3707 | 0 | 0 | 933.6098 | 0.0025393 | 30 | Industrial_2041_Technical_MW_After Competition Groups_30 | Dairy Pre-Cooler | 0.2539% | 0 | 2.3707 | Industrial_2041_Technical_MW_After Competition Groups_Dairy Pre-Cooler
Industrial | Ind ¦ Process Heat Recovery | 2041 | Technical | MW | After Competition Groups | 2.3084 | 0 | 0 | 933.6098 | 0.0024725 | 31 | Industrial_2041_Technical_MW_After Competition Groups_31 | Process Heat Recovery | 0.2473% | 0 | 2.3084 | Industrial_2041_Technical_MW_After Competition Groups_Process Heat Recovery
Industrial | Ind ¦ Refrigeration Compressor VFD | 2041 | Achievable | MW | After Competition Groups | 1.772 | 0 | 0 | 722.6143 | 0.0024522 | 26 | Industrial_2041_Achievable_MW_After Competition Groups_26 | Refrigeration Compressor VFD | 0.2452% | 0 | 1.772 | Industrial_2041_Achievable_MW_After Competition Groups_Refrigeration Compressor VFD
Industrial | Ind ¦ Refrigeration Compressor VFD | 2041 | Economic | MW | After Competition Groups | 2.0794 | 0 | 0 | 877.2515 | 0.0023703 | 27 | Industrial_2041_Economic_MW_After Competition Groups_27 | Refrigeration Compressor VFD | 0.237% | 0 | 2.0794 | Industrial_2041_Economic_MW_After Competition Groups_Refrigeration Compressor VFD
Industrial | Ind ¦ HVLS Fans | 2041 | Achievable | MW | After Competition Groups | 1.6142 | 0 | 0 | 722.6143 | 0.0022339 | 27 | Industrial_2041_Achievable_MW_After Competition Groups_27 | HVLS Fans | 0.2234% | 0 | 1.6142 | Industrial_2041_Achievable_MW_After Competition Groups_HVLS Fans
Industrial | Ind ¦ Refrigeration Compressor VFD | 2041 | Technical | MW | After Competition Groups | 2.0794 | 0 | 0 | 933.6098 | 0.0022273 | 32 | Industrial_2041_Technical_MW_After Competition Groups_32 | Refrigeration Compressor VFD | 0.2227% | 0 | 2.0794 | Industrial_2041_Technical_MW_After Competition Groups_Refrigeration Compressor VFD
Industrial | Ind ¦ Process Improvements | 2041 | Economic | MW | After Competition Groups | 1.8519 | 0 | 0 | 877.2515 | 0.0021111 | 28 | Industrial_2041_Economic_MW_After Competition Groups_28 | Process Improvements | 0.2111% | 0 | 1.8519 | Industrial_2041_Economic_MW_After Competition Groups_Process Improvements
Industrial | Ind ¦ Synchronous Belts | 2041 | Achievable | MW | After Competition Groups | 1.4479 | 0 | 0 | 722.6143 | 0.0020037 | 28 | Industrial_2041_Achievable_MW_After Competition Groups_28 | Synchronous Belts | 0.2004% | 0 | 1.4479 | Industrial_2041_Achievable_MW_After Competition Groups_Synchronous Belts
Industrial | Ind ¦ Process Improvements | 2041 | Technical | MW | After Competition Groups | 1.8519 | 0 | 0 | 933.6098 | 0.0019836 | 33 | Industrial_2041_Technical_MW_After Competition Groups_33 | Process Improvements | 0.1984% | 0 | 1.8519 | Industrial_2041_Technical_MW_After Competition Groups_Process Improvements
Industrial | Ind ¦ Efficient Transformer | 2041 | Technical | MW | After Competition Groups | 1.565 | 0 | 0 | 933.6098 | 0.0016763 | 34 | Industrial_2041_Technical_MW_After Competition Groups_34 | Efficient Transformer | 0.1676% | 0 | 1.565 | Industrial_2041_Technical_MW_After Competition Groups_Efficient Transformer
Industrial | Ind ¦ Improved Controls - Process Heating | 2041 | Achievable | MW | After Competition Groups | 1.2067 | 0 | 0 | 722.6143 | 0.0016699 | 29 | Industrial_2041_Achievable_MW_After Competition Groups_29 | Improved Controls - Process Heating | 0.167% | 0 | 1.2067 | Industrial_2041_Achievable_MW_After Competition Groups_Improved Controls - Process Heating
Industrial | Ind ¦ High Efficiency Welders | 2041 | Technical | MW | After Competition Groups | 1.5032 | 0 | 0 | 933.6098 | 0.0016101 | 35 | Industrial_2041_Technical_MW_After Competition Groups_35 | High Efficiency Welders | 0.161% | 0 | 1.5032 | Industrial_2041_Technical_MW_After Competition Groups_High Efficiency Welders
Industrial | Ind ¦ Premium Efficient Motors | 2041 | Achievable | MW | After Competition Groups | 1.0739 | 0 | 0 | 722.6143 | 0.0014862 | 30 | Industrial_2041_Achievable_MW_After Competition Groups_30 | Premium Efficient Motors | 0.1486% | 0 | 1.0739 | Industrial_2041_Achievable_MW_After Competition Groups_Premium Efficient Motors
Industrial | Ind ¦ Improved Controls - Process Heating | 2041 | Economic | MW | After Competition Groups | 1.2299 | 0 | 0 | 877.2515 | 0.001402 | 29 | Industrial_2041_Economic_MW_After Competition Groups_29 | Improved Controls - Process Heating | 0.1402% | 0 | 1.2299 | Industrial_2041_Economic_MW_After Competition Groups_Improved Controls - Process Heating
Industrial | Ind ¦ Improved Controls - Process Heating | 2041 | Technical | MW | After Competition Groups | 1.2299 | 0 | 0 | 933.6098 | 0.0013174 | 36 | Industrial_2041_Technical_MW_After Competition Groups_36 | Improved Controls - Process Heating | 0.1317% | 0 | 1.2299 | Industrial_2041_Technical_MW_After Competition Groups_Improved Controls - Process Heating
Industrial | Ind ¦ Engine Block Heater Timer | 2041 | Achievable | MW | After Competition Groups | 0.73711 | 0 | 0 | 722.6143 | 0.0010201 | 31 | Industrial_2041_Achievable_MW_After Competition Groups_31 | Engine Block Heater Timer | 0.102% | 0 | 0.73711 | Industrial_2041_Achievable_MW_After Competition Groups_Engine Block Heater Timer
Industrial | Ind ¦ Engine Block Heater Timer | 2041 | Economic | MW | After Competition Groups | 0.7327 | 0 | 0 | 877.2515 | 0.00083523 | 30 | Industrial_2041_Economic_MW_After Competition Groups_30 | Engine Block Heater Timer | 0.08352% | 0 | 0.7327 | Industrial_2041_Economic_MW_After Competition Groups_Engine Block Heater Timer
Industrial | Ind ¦ Engine Block Heater Timer | 2041 | Technical | MW | After Competition Groups | 0.7327 | 0 | 0 | 933.6098 | 0.00078481 | 37 | Industrial_2041_Technical_MW_After Competition Groups_37 | Engine Block Heater Timer | 0.07848% | 0 | 0.7327 | Industrial_2041_Technical_MW_After Competition Groups_Engine Block Heater Timer
Industrial | Ind ¦ Efficient Refrigeration Compressor | 2041 | Achievable | MW | After Competition Groups | 0.44024 | 0 | 0 | 722.6143 | 0.00060923 | 32 | Industrial_2041_Achievable_MW_After Competition Groups_32 | Efficient Refrigeration Compressor | 0.06092% | 0 | 0.44024 | Industrial_2041_Achievable_MW_After Competition Groups_Efficient Refrigeration Compressor
Industrial | Ind ¦ Efficient Refrigeration Compressor | 2041 | Economic | MW | After Competition Groups | 0.48324 | 0 | 0 | 877.2515 | 0.00055086 | 31 | Industrial_2041_Economic_MW_After Competition Groups_31 | Efficient Refrigeration Compressor | 0.05509% | 0 | 0.48324 | Industrial_2041_Economic_MW_After Competition Groups_Efficient Refrigeration Compressor
Industrial | Ind ¦ Efficient Refrigeration Compressor | 2041 | Technical | MW | After Competition Groups | 0.48324 | 0 | 0 | 933.6098 | 0.00051761 | 38 | Industrial_2041_Technical_MW_After Competition Groups_38 | Efficient Refrigeration Compressor | 0.05176% | 0 | 0.48324 | Industrial_2041_Technical_MW_After Competition Groups_Efficient Refrigeration Compressor
Industrial | Ind ¦ Heat Lamps/Heat Pad | 2041 | Technical | MW | After Competition Groups | 0.46211 | 0 | 0 | 933.6098 | 0.00049497 | 39 | Industrial_2041_Technical_MW_After Competition Groups_39 | Heat Lamps/Heat Pad | 0.0495% | 0 | 0.46211 | Industrial_2041_Technical_MW_After Competition Groups_Heat Lamps/Heat Pad
Industrial | Ind ¦ Air Compressor Heat Recovery | 2041 | Achievable | MW | After Competition Groups | 0.31749 | 0 | 0 | 722.6143 | 0.00043936 | 33 | Industrial_2041_Achievable_MW_After Competition Groups_33 | Air Compressor Heat Recovery | 0.04394% | 0 | 0.31749 | Industrial_2041_Achievable_MW_After Competition Groups_Air Compressor Heat Recovery
Industrial | Ind ¦ Efficient Transformer | 2041 | Achievable | MW | After Competition Groups | 0.30192 | 0 | 0 | 722.6143 | 0.00041781 | 34 | Industrial_2041_Achievable_MW_After Competition Groups_34 | Efficient Transformer | 0.04178% | 0 | 0.30192 | Industrial_2041_Achievable_MW_After Competition Groups_Efficient Transformer
Industrial | Ind ¦ HVLS Fans | 2041 | Economic | MW | After Competition Groups | 0.36012 | 0 | 0 | 877.2515 | 0.00041051 | 32 | Industrial_2041_Economic_MW_After Competition Groups_32 | HVLS Fans | 0.04105% | 0 | 0.36012 | Industrial_2041_Economic_MW_After Competition Groups_HVLS Fans
Industrial | Ind ¦ High Efficiency Welders | 2041 | Achievable | MW | After Competition Groups | 0.27098 | 0 | 0 | 722.6143 | 0.000375 | 35 | Industrial_2041_Achievable_MW_After Competition Groups_35 | High Efficiency Welders | 0.0375% | 0 | 0.27098 | Industrial_2041_Achievable_MW_After Competition Groups_High Efficiency Welders
Industrial | Ind ¦ Air Compressor Heat Recovery | 2041 | Economic | MW | After Competition Groups | 0.32784 | 0 | 0 | 877.2515 | 0.00037371 | 33 | Industrial_2041_Economic_MW_After Competition Groups_33 | Air Compressor Heat Recovery | 0.03737% | 0 | 0.32784 | Industrial_2041_Economic_MW_After Competition Groups_Air Compressor Heat Recovery
Industrial | Ind ¦ Air Compressor Heat Recovery | 2041 | Technical | MW | After Competition Groups | 0.32784 | 0 | 0 | 933.6098 | 0.00035115 | 40 | Industrial_2041_Technical_MW_After Competition Groups_40 | Air Compressor Heat Recovery | 0.03512% | 0 | 0.32784 | Industrial_2041_Technical_MW_After Competition Groups_Air Compressor Heat Recovery
Industrial | Ind ¦ Heat Lamps/Heat Pad | 2041 | Achievable | MW | After Competition Groups | 0.24505 | 0 | 0 | 722.6143 | 0.00033912 | 36 | Industrial_2041_Achievable_MW_After Competition Groups_36 | Heat Lamps/Heat Pad | 0.03391% | 0 | 0.24505 | Industrial_2041_Achievable_MW_After Competition Groups_Heat Lamps/Heat Pad
Industrial | Ind ¦ Creep Heat Controller | 2041 | Economic | MW | After Competition Groups | 0.28518 | 0 | 0 | 877.2515 | 0.00032509 | 34 | Industrial_2041_Economic_MW_After Competition Groups_34 | Creep Heat Controller | 0.03251% | 0 | 0.28518 | Industrial_2041_Economic_MW_After Competition Groups_Creep Heat Controller
Industrial | Ind ¦ Creep Heat Controller | 2041 | Technical | MW | After Competition Groups | 0.28518 | 0 | 0 | 933.6098 | 0.00030546 | 41 | Industrial_2041_Technical_MW_After Competition Groups_41 | Creep Heat Controller | 0.03055% | 0 | 0.28518 | Industrial_2041_Technical_MW_After Competition Groups_Creep Heat Controller
Industrial | Ind ¦ Optimize Compressed Air Dryer | 2041 | Economic | MW | After Competition Groups | 0.23796 | 0 | 0 | 877.2515 | 0.00027126 | 35 | Industrial_2041_Economic_MW_After Competition Groups_35 | Optimize Compressed Air Dryer | 0.02713% | 0 | 0.23796 | Industrial_2041_Economic_MW_After Competition Groups_Optimize Compressed Air Dryer
Industrial | Ind ¦ Optimize Compressed Air Dryer | 2041 | Technical | MW | After Competition Groups | 0.23796 | 0 | 0 | 933.6098 | 0.00025488 | 42 | Industrial_2041_Technical_MW_After Competition Groups_42 | Optimize Compressed Air Dryer | 0.02549% | 0 | 0.23796 | Industrial_2041_Technical_MW_After Competition Groups_Optimize Compressed Air Dryer
Industrial | Ind ¦ Efficient Transformer | 2041 | Economic | MW | After Competition Groups | 0.21429 | 0 | 0 | 877.2515 | 0.00024428 | 36 | Industrial_2041_Economic_MW_After Competition Groups_36 | Efficient Transformer | 0.02443% | 0 | 0.21429 | Industrial_2041_Economic_MW_After Competition Groups_Efficient Transformer
Industrial | Ind ¦ High Efficiency Welders | 2041 | Economic | MW | After Competition Groups | 0.17084 | 0 | 0 | 877.2515 | 0.00019475 | 37 | Industrial_2041_Economic_MW_After Competition Groups_37 | High Efficiency Welders | 0.01948% | 0 | 0.17084 | Industrial_2041_Economic_MW_After Competition Groups_High Efficiency Welders
Industrial | Ind ¦ Heat Lamps/Heat Pad | 2041 | Economic | MW | After Competition Groups | 0.16148 | 0 | 0 | 877.2515 | 0.00018408 | 38 | Industrial_2041_Economic_MW_After Competition Groups_38 | Heat Lamps/Heat Pad | 0.01841% | 0 | 0.16148 | Industrial_2041_Economic_MW_After Competition Groups_Heat Lamps/Heat Pad
Industrial | Ind ¦ Optimize Compressed Air Dryer | 2041 | Achievable | MW | After Competition Groups | 0.10059 | 0 | 0 | 722.6143 | 0.00013921 | 37 | Industrial_2041_Achievable_MW_After Competition Groups_37 | Optimize Compressed Air Dryer | 0.01392% | 0 | 0.10059 | Industrial_2041_Achievable_MW_After Competition Groups_Optimize Compressed Air Dryer
Industrial | Ind ¦ Creep Heat Controller | 2041 | Achievable | MW | After Competition Groups | 0.076248 | 0 | 0 | 722.6143 | 0.00010552 | 38 | Industrial_2041_Achievable_MW_After Competition Groups_38 | Creep Heat Controller | 0.01055% | 0 | 0.076248 | Industrial_2041_Achievable_MW_After Competition Groups_Creep Heat Controller
Industrial | Ind ¦ Pump System Optimization | 2042 | Economic | MW | After Competition Groups | 137.302 | 0 | 0 | 883.5444 | 0.1554 | 1 | Industrial_2042_Economic_MW_After Competition Groups_1 | Pump System Optimization | 15.54% | 0 | 137.302 | Industrial_2042_Economic_MW_After Competition Groups_Pump System Optimization
Industrial | Ind ¦ Pump System Optimization | 2042 | Achievable | MW | After Competition Groups | 111.4538 | 0 | 0 | 740.801 | 0.15045 | 1 | Industrial_2042_Achievable_MW_After Competition Groups_1 | Pump System Optimization | 15.05% | 0 | 111.4538 | Industrial_2042_Achievable_MW_After Competition Groups_Pump System Optimization
Industrial | Ind ¦ Pump System Optimization | 2042 | Technical | MW | After Competition Groups | 139.6198 | 0 | 0 | 940.1161 | 0.14851 | 1 | Industrial_2042_Technical_MW_After Competition Groups_1 | Pump System Optimization | 14.85% | 0 | 139.6198 | Industrial_2042_Technical_MW_After Competition Groups_Pump System Optimization
Industrial | Ind ¦ HE Lighting | 2042 | Economic | MW | After Competition Groups | 104.0079 | 0 | 0 | 883.5444 | 0.11772 | 2 | Industrial_2042_Economic_MW_After Competition Groups_2 | HE Lighting | 11.77% | 0 | 104.0079 | Industrial_2042_Economic_MW_After Competition Groups_HE Lighting
Industrial | Ind ¦ HE Lighting | 2042 | Technical | MW | After Competition Groups | 110.5746 | 0 | 0 | 940.1161 | 0.11762 | 2 | Industrial_2042_Technical_MW_After Competition Groups_2 | HE Lighting | 11.76% | 0 | 110.5746 | Industrial_2042_Technical_MW_After Competition Groups_HE Lighting
Industrial | Ind ¦ HE Lighting | 2042 | Achievable | MW | After Competition Groups | 76.3019 | 0 | 0 | 740.801 | 0.103 | 2 | Industrial_2042_Achievable_MW_After Competition Groups_2 | HE Lighting | 10.3% | 0 | 76.3019 | Industrial_2042_Achievable_MW_After Competition Groups_HE Lighting
Industrial | Ind ¦ Greenhouse Grow Lights | 2042 | Economic | MW | After Competition Groups | 82.0469 | 0 | 0 | 883.5444 | 0.092861 | 3 | Industrial_2042_Economic_MW_After Competition Groups_3 | Greenhouse Grow Lights | 9.286% | 0 | 82.0469 | Industrial_2042_Economic_MW_After Competition Groups_Greenhouse Grow Lights
Industrial | Ind ¦ Greenhouse Grow Lights | 2042 | Achievable | MW | After Competition Groups | 68.7194 | 0 | 0 | 740.801 | 0.092764 | 3 | Industrial_2042_Achievable_MW_After Competition Groups_3 | Greenhouse Grow Lights | 9.276% | 0 | 68.7194 | Industrial_2042_Achievable_MW_After Competition Groups_Greenhouse Grow Lights
Industrial | Ind ¦ Air Leak Survey and Repair | 2042 | Achievable | MW | After Competition Groups | 68.6184 | 0 | 0 | 740.801 | 0.092627 | 4 | Industrial_2042_Achievable_MW_After Competition Groups_4 | Air Leak Survey and Repair | 9.263% | 0 | 68.6184 | Industrial_2042_Achievable_MW_After Competition Groups_Air Leak Survey and Repair
Industrial | Ind ¦ Greenhouse Grow Lights | 2042 | Technical | MW | After Competition Groups | 82.0469 | 0 | 0 | 940.1161 | 0.087273 | 3 | Industrial_2042_Technical_MW_After Competition Groups_3 | Greenhouse Grow Lights | 8.727% | 0 | 82.0469 | Industrial_2042_Technical_MW_After Competition Groups_Greenhouse Grow Lights
Industrial | Ind ¦ Air Compressor Optimization | 2042 | Achievable | MW | After Competition Groups | 61.1255 | 0 | 0 | 740.801 | 0.082513 | 5 | Industrial_2042_Achievable_MW_After Competition Groups_5 | Air Compressor Optimization | 8.251% | 0 | 61.1255 | Industrial_2042_Achievable_MW_After Competition Groups_Air Compressor Optimization
Industrial | Ind ¦ Air Compressor Optimization | 2042 | Economic | MW | After Competition Groups | 70.7651 | 0 | 0 | 883.5444 | 0.080092 | 4 | Industrial_2042_Economic_MW_After Competition Groups_4 | Air Compressor Optimization | 8.009% | 0 | 70.7651 | Industrial_2042_Economic_MW_After Competition Groups_Air Compressor Optimization
Industrial | Ind ¦ Air Leak Survey and Repair | 2042 | Economic | MW | After Competition Groups | 70.2985 | 0 | 0 | 883.5444 | 0.079564 | 5 | Industrial_2042_Economic_MW_After Competition Groups_5 | Air Leak Survey and Repair | 7.956% | 0 | 70.2985 | Industrial_2042_Economic_MW_After Competition Groups_Air Leak Survey and Repair
Industrial | Ind ¦ Pump Equipment Upgrade | 2042 | Achievable | MW | After Competition Groups | 56.708 | 0 | 0 | 740.801 | 0.07655 | 6 | Industrial_2042_Achievable_MW_After Competition Groups_6 | Pump Equipment Upgrade | 7.655% | 0 | 56.708 | Industrial_2042_Achievable_MW_After Competition Groups_Pump Equipment Upgrade
Industrial | Ind ¦ Air Compressor Optimization | 2042 | Technical | MW | After Competition Groups | 70.7651 | 0 | 0 | 940.1161 | 0.075273 | 4 | Industrial_2042_Technical_MW_After Competition Groups_4 | Air Compressor Optimization | 7.527% | 0 | 70.7651 | Industrial_2042_Technical_MW_After Competition Groups_Air Compressor Optimization
Industrial | Ind ¦ Air Leak Survey and Repair | 2042 | Technical | MW | After Competition Groups | 70.2985 | 0 | 0 | 940.1161 | 0.074776 | 5 | Industrial_2042_Technical_MW_After Competition Groups_5 | Air Leak Survey and Repair | 7.478% | 0 | 70.2985 | Industrial_2042_Technical_MW_After Competition Groups_Air Leak Survey and Repair
Industrial | Ind ¦ Pump Equipment Upgrade | 2042 | Economic | MW | After Competition Groups | 65.3976 | 0 | 0 | 883.5444 | 0.074017 | 6 | Industrial_2042_Economic_MW_After Competition Groups_6 | Pump Equipment Upgrade | 7.402% | 0 | 65.3976 | Industrial_2042_Economic_MW_After Competition Groups_Pump Equipment Upgrade
Industrial | Ind ¦ Recommissioning | 2042 | Achievable | MW | After Competition Groups | 52.549 | 0 | 0 | 740.801 | 0.070935 | 7 | Industrial_2042_Achievable_MW_After Competition Groups_7 | Recommissioning | 7.094% | 0 | 52.549 | Industrial_2042_Achievable_MW_After Competition Groups_Recommissioning
Industrial | Ind ¦ SEM | 2042 | Achievable | MW | After Competition Groups | 52.549 | 0 | 0 | 740.801 | 0.070935 | 8 | Industrial_2042_Achievable_MW_After Competition Groups_8 | SEM | 7.094% | 0 | 52.549 | Industrial_2042_Achievable_MW_After Competition Groups_SEM
Industrial | Ind ¦ Pump Equipment Upgrade | 2042 | Technical | MW | After Competition Groups | 65.3976 | 0 | 0 | 940.1161 | 0.069563 | 6 | Industrial_2042_Technical_MW_After Competition Groups_6 | Pump Equipment Upgrade | 6.956% | 0 | 65.3976 | Industrial_2042_Technical_MW_After Competition Groups_Pump Equipment Upgrade
Industrial | Ind ¦ Efficient Compressed Air Nozzles | 2042 | Economic | MW | After Competition Groups | 60.7238 | 0 | 0 | 883.5444 | 0.068728 | 7 | Industrial_2042_Economic_MW_After Competition Groups_7 | Efficient Compressed Air Nozzles | 6.873% | 0 | 60.7238 | Industrial_2042_Economic_MW_After Competition Groups_Efficient Compressed Air Nozzles
Industrial | Ind ¦ Efficient Compressed Air Nozzles | 2042 | Achievable | MW | After Competition Groups | 48.4669 | 0 | 0 | 740.801 | 0.065425 | 9 | Industrial_2042_Achievable_MW_After Competition Groups_9 | Efficient Compressed Air Nozzles | 6.542% | 0 | 48.4669 | Industrial_2042_Achievable_MW_After Competition Groups_Efficient Compressed Air Nozzles
Industrial | Ind ¦ Efficient Compressed Air Nozzles | 2042 | Technical | MW | After Competition Groups | 60.7238 | 0 | 0 | 940.1161 | 0.064592 | 7 | Industrial_2042_Technical_MW_After Competition Groups_7 | Efficient Compressed Air Nozzles | 6.459% | 0 | 60.7238 | Industrial_2042_Technical_MW_After Competition Groups_Efficient Compressed Air Nozzles
Industrial | Ind ¦ Recommissioning | 2042 | Economic | MW | After Competition Groups | 52.7177 | 0 | 0 | 883.5444 | 0.059666 | 8 | Industrial_2042_Economic_MW_After Competition Groups_8 | Recommissioning | 5.967% | 0 | 52.7177 | Industrial_2042_Economic_MW_After Competition Groups_Recommissioning
Industrial | Ind ¦ SEM | 2042 | Economic | MW | After Competition Groups | 52.7177 | 0 | 0 | 883.5444 | 0.059666 | 9 | Industrial_2042_Economic_MW_After Competition Groups_9 | SEM | 5.967% | 0 | 52.7177 | Industrial_2042_Economic_MW_After Competition Groups_SEM
Industrial | Ind ¦ Recommissioning | 2042 | Technical | MW | After Competition Groups | 52.7177 | 0 | 0 | 940.1161 | 0.056076 | 8 | Industrial_2042_Technical_MW_After Competition Groups_8 | Recommissioning | 5.608% | 0 | 52.7177 | Industrial_2042_Technical_MW_After Competition Groups_Recommissioning
Industrial | Ind ¦ SEM | 2042 | Technical | MW | After Competition Groups | 52.7177 | 0 | 0 | 940.1161 | 0.056076 | 9 | Industrial_2042_Technical_MW_After Competition Groups_9 | SEM | 5.608% | 0 | 52.7177 | Industrial_2042_Technical_MW_After Competition Groups_SEM
Industrial | Ind ¦ High Efficiency HVAC Fans | 2042 | Economic | MW | After Competition Groups | 43.5141 | 0 | 0 | 883.5444 | 0.049249 | 10 | Industrial_2042_Economic_MW_After Competition Groups_10 | High Efficiency HVAC Fans | 4.925% | 0 | 43.5141 | Industrial_2042_Economic_MW_After Competition Groups_High Efficiency HVAC Fans
Industrial | Ind ¦ High Efficiency HVAC Fans | 2042 | Achievable | MW | After Competition Groups | 35.7756 | 0 | 0 | 740.801 | 0.048293 | 10 | Industrial_2042_Achievable_MW_After Competition Groups_10 | High Efficiency HVAC Fans | 4.829% | 0 | 35.7756 | Industrial_2042_Achievable_MW_After Competition Groups_High Efficiency HVAC Fans
Industrial | Ind ¦ High Efficiency HVAC Fans | 2042 | Technical | MW | After Competition Groups | 43.5141 | 0 | 0 | 940.1161 | 0.046286 | 10 | Industrial_2042_Technical_MW_After Competition Groups_10 | High Efficiency HVAC Fans | 4.629% | 0 | 43.5141 | Industrial_2042_Technical_MW_After Competition Groups_High Efficiency HVAC Fans
Industrial | Ind ¦ Fan System Optimization | 2042 | Achievable | MW | After Competition Groups | 20.2398 | 0 | 0 | 740.801 | 0.027322 | 11 | Industrial_2042_Achievable_MW_After Competition Groups_11 | Fan System Optimization | 2.732% | 0 | 20.2398 | Industrial_2042_Achievable_MW_After Competition Groups_Fan System Optimization
Industrial | Ind ¦ Fan System Optimization | 2042 | Economic | MW | After Competition Groups | 22.2264 | 0 | 0 | 883.5444 | 0.025156 | 11 | Industrial_2042_Economic_MW_After Competition Groups_11 | Fan System Optimization | 2.516% | 0 | 22.2264 | Industrial_2042_Economic_MW_After Competition Groups_Fan System Optimization
Industrial | Ind ¦ Fan System Optimization | 2042 | Technical | MW | After Competition Groups | 22.2264 | 0 | 0 | 940.1161 | 0.023642 | 11 | Industrial_2042_Technical_MW_After Competition Groups_11 | Fan System Optimization | 2.364% | 0 | 22.2264 | Industrial_2042_Technical_MW_After Competition Groups_Fan System Optimization
Industrial | Ind ¦ Process Optimization (Elec) | 2042 | Economic | MW | After Competition Groups | 19.3268 | 0 | 0 | 883.5444 | 0.021874 | 12 | Industrial_2042_Economic_MW_After Competition Groups_12 | Process Optimization (Elec) | 2.187% | 0 | 19.3268 | Industrial_2042_Economic_MW_After Competition Groups_Process Optimization (Elec)
Industrial | Ind ¦ Premium Efficient Motors | 2042 | Technical | MW | After Competition Groups | 19.9322 | 0 | 0 | 940.1161 | 0.021202 | 12 | Industrial_2042_Technical_MW_After Competition Groups_12 | Premium Efficient Motors | 2.12% | 0 | 19.9322 | Industrial_2042_Technical_MW_After Competition Groups_Premium Efficient Motors
Industrial | Ind ¦ Process Optimization (Elec) | 2042 | Technical | MW | After Competition Groups | 19.3268 | 0 | 0 | 940.1161 | 0.020558 | 13 | Industrial_2042_Technical_MW_After Competition Groups_13 | Process Optimization (Elec) | 2.056% | 0 | 19.3268 | Industrial_2042_Technical_MW_After Competition Groups_Process Optimization (Elec)
Industrial | Ind ¦ Improved Controls - Process Cooling | 2042 | Achievable | MW | After Competition Groups | 14.9557 | 0 | 0 | 740.801 | 0.020188 | 12 | Industrial_2042_Achievable_MW_After Competition Groups_12 | Improved Controls - Process Cooling | 2.019% | 0 | 14.9557 | Industrial_2042_Achievable_MW_After Competition Groups_Improved Controls - Process Cooling
Industrial | Ind ¦ Improved Controls - Process Cooling | 2042 | Economic | MW | After Competition Groups | 15.0888 | 0 | 0 | 883.5444 | 0.017078 | 13 | Industrial_2042_Economic_MW_After Competition Groups_13 | Improved Controls - Process Cooling | 1.708% | 0 | 15.0888 | Industrial_2042_Economic_MW_After Competition Groups_Improved Controls - Process Cooling
Industrial | Ind ¦ Improved Controls - Process Cooling | 2042 | Technical | MW | After Competition Groups | 15.0888 | 0 | 0 | 940.1161 | 0.01605 | 14 | Industrial_2042_Technical_MW_After Competition Groups_14 | Improved Controls - Process Cooling | 1.605% | 0 | 15.0888 | Industrial_2042_Technical_MW_After Competition Groups_Improved Controls - Process Cooling
Industrial | Ind ¦ Premium Efficient Motors | 2042 | Economic | MW | After Competition Groups | 11.8147 | 0 | 0 | 883.5444 | 0.013372 | 14 | Industrial_2042_Economic_MW_After Competition Groups_14 | Premium Efficient Motors | 1.337% | 0 | 11.8147 | Industrial_2042_Economic_MW_After Competition Groups_Premium Efficient Motors
Industrial | Ind ¦ Ventilation Optimization | 2042 | Economic | MW | After Competition Groups | 11.1991 | 0 | 0 | 883.5444 | 0.012675 | 15 | Industrial_2042_Economic_MW_After Competition Groups_15 | Ventilation Optimization | 1.268% | 0 | 11.1991 | Industrial_2042_Economic_MW_After Competition Groups_Ventilation Optimization
Industrial | Ind ¦ Ventilation Optimization | 2042 | Technical | MW | After Competition Groups | 11.1991 | 0 | 0 | 940.1161 | 0.011912 | 15 | Industrial_2042_Technical_MW_After Competition Groups_15 | Ventilation Optimization | 1.191% | 0 | 11.1991 | Industrial_2042_Technical_MW_After Competition Groups_Ventilation Optimization
Industrial | Ind ¦ HVLS Fans | 2042 | Technical | MW | After Competition Groups | 10.699 | 0 | 0 | 940.1161 | 0.011381 | 16 | Industrial_2042_Technical_MW_After Competition Groups_16 | HVLS Fans | 1.138% | 0 | 10.699 | Industrial_2042_Technical_MW_After Competition Groups_HVLS Fans
Industrial | Ind ¦ Ventilation Optimization | 2042 | Achievable | MW | After Competition Groups | 8.0405 | 0 | 0 | 740.801 | 0.010854 | 13 | Industrial_2042_Achievable_MW_After Competition Groups_13 | Ventilation Optimization | 1.085% | 0 | 8.0405 | Industrial_2042_Achievable_MW_After Competition Groups_Ventilation Optimization
Industrial | Ind ¦ Efficient Irrigation | 2042 | Economic | MW | After Competition Groups | 9.047 | 0 | 0 | 883.5444 | 0.010239 | 16 | Industrial_2042_Economic_MW_After Competition Groups_16 | Efficient Irrigation | 1.024% | 0 | 9.047 | Industrial_2042_Economic_MW_After Competition Groups_Efficient Irrigation
Industrial | Ind ¦ Pulp and Paper Process Improvements | 2042 | Achievable | MW | After Competition Groups | 7.2257 | 0 | 0 | 740.801 | 0.0097539 | 14 | Industrial_2042_Achievable_MW_After Competition Groups_14 | Pulp and Paper Process Improvements | 0.9754% | 0 | 7.2257 | Industrial_2042_Achievable_MW_After Competition Groups_Pulp and Paper Process Improvements
Industrial | Ind ¦ Efficient Irrigation | 2042 | Technical | MW | After Competition Groups | 9.047 | 0 | 0 | 940.1161 | 0.0096232 | 17 | Industrial_2042_Technical_MW_After Competition Groups_17 | Efficient Irrigation | 0.9623% | 0 | 9.047 | Industrial_2042_Technical_MW_After Competition Groups_Efficient Irrigation
Industrial | Ind ¦ Material Handling Improvements | 2042 | Achievable | MW | After Competition Groups | 6.8875 | 0 | 0 | 740.801 | 0.0092973 | 15 | Industrial_2042_Achievable_MW_After Competition Groups_15 | Material Handling Improvements | 0.9297% | 0 | 6.8875 | Industrial_2042_Achievable_MW_After Competition Groups_Material Handling Improvements
Industrial | Ind ¦ Process Optimization (Elec) | 2042 | Achievable | MW | After Competition Groups | 6.8757 | 0 | 0 | 740.801 | 0.0092815 | 16 | Industrial_2042_Achievable_MW_After Competition Groups_16 | Process Optimization (Elec) | 0.9281% | 0 | 6.8757 | Industrial_2042_Achievable_MW_After Competition Groups_Process Optimization (Elec)
Industrial | Ind ¦ Material Handling Improvements | 2042 | Economic | MW | After Competition Groups | 8.064 | 0 | 0 | 883.5444 | 0.0091269 | 17 | Industrial_2042_Economic_MW_After Competition Groups_17 | Material Handling Improvements | 0.9127% | 0 | 8.064 | Industrial_2042_Economic_MW_After Competition Groups_Material Handling Improvements
Industrial | Ind ¦ Efficient Irrigation | 2042 | Achievable | MW | After Competition Groups | 6.6246 | 0 | 0 | 740.801 | 0.0089425 | 17 | Industrial_2042_Achievable_MW_After Competition Groups_17 | Efficient Irrigation | 0.8942% | 0 | 6.6246 | Industrial_2042_Achievable_MW_After Competition Groups_Efficient Irrigation
Industrial | Ind ¦ HE HVAC Units | 2042 | Technical | MW | After Competition Groups | 8.1965 | 0 | 0 | 940.1161 | 0.0087186 | 18 | Industrial_2042_Technical_MW_After Competition Groups_18 | HE HVAC Units | 0.8719% | 0 | 8.1965 | Industrial_2042_Technical_MW_After Competition Groups_HE HVAC Units
Industrial | Ind ¦ Material Handling Improvements | 2042 | Technical | MW | After Competition Groups | 8.064 | 0 | 0 | 940.1161 | 0.0085777 | 19 | Industrial_2042_Technical_MW_After Competition Groups_19 | Material Handling Improvements | 0.8578% | 0 | 8.064 | Industrial_2042_Technical_MW_After Competition Groups_Material Handling Improvements
Industrial | Ind ¦ HE HVAC Controls | 2042 | Technical | MW | After Competition Groups | 8.0465 | 0 | 0 | 940.1161 | 0.0085591 | 20 | Industrial_2042_Technical_MW_After Competition Groups_20 | HE HVAC Controls | 0.8559% | 0 | 8.0465 | Industrial_2042_Technical_MW_After Competition Groups_HE HVAC Controls
Industrial | Ind ¦ Pulp and Paper Process Improvements | 2042 | Economic | MW | After Competition Groups | 7.3102 | 0 | 0 | 883.5444 | 0.0082737 | 18 | Industrial_2042_Economic_MW_After Competition Groups_18 | Pulp and Paper Process Improvements | 0.8274% | 0 | 7.3102 | Industrial_2042_Economic_MW_After Competition Groups_Pulp and Paper Process Improvements
Industrial | Ind ¦ Refiner Plate Improvements | 2042 | Economic | MW | After Competition Groups | 6.9718 | 0 | 0 | 883.5444 | 0.0078907 | 19 | Industrial_2042_Economic_MW_After Competition Groups_19 | Refiner Plate Improvements | 0.7891% | 0 | 6.9718 | Industrial_2042_Economic_MW_After Competition Groups_Refiner Plate Improvements
Industrial | Ind ¦ Pulp and Paper Process Improvements | 2042 | Technical | MW | After Competition Groups | 7.3102 | 0 | 0 | 940.1161 | 0.0077759 | 21 | Industrial_2042_Technical_MW_After Competition Groups_21 | Pulp and Paper Process Improvements | 0.7776% | 0 | 7.3102 | Industrial_2042_Technical_MW_After Competition Groups_Pulp and Paper Process Improvements
Industrial | Ind ¦ Free Cooling | 2042 | Achievable | MW | After Competition Groups | 5.6937 | 0 | 0 | 740.801 | 0.0076859 | 18 | Industrial_2042_Achievable_MW_After Competition Groups_18 | Free Cooling | 0.7686% | 0 | 5.6937 | Industrial_2042_Achievable_MW_After Competition Groups_Free Cooling
Industrial | Ind ¦ Free Cooling | 2042 | Economic | MW | After Competition Groups | 6.7086 | 0 | 0 | 883.5444 | 0.0075928 | 20 | Industrial_2042_Economic_MW_After Competition Groups_20 | Free Cooling | 0.7593% | 0 | 6.7086 | Industrial_2042_Economic_MW_After Competition Groups_Free Cooling
Industrial | Ind ¦ Refiner Plate Improvements | 2042 | Technical | MW | After Competition Groups | 6.9718 | 0 | 0 | 940.1161 | 0.0074159 | 22 | Industrial_2042_Technical_MW_After Competition Groups_22 | Refiner Plate Improvements | 0.7416% | 0 | 6.9718 | Industrial_2042_Technical_MW_After Competition Groups_Refiner Plate Improvements
Industrial | Ind ¦ Refiner Plate Improvements | 2042 | Achievable | MW | After Competition Groups | 5.449 | 0 | 0 | 740.801 | 0.0073556 | 19 | Industrial_2042_Achievable_MW_After Competition Groups_19 | Refiner Plate Improvements | 0.7356% | 0 | 5.449 | Industrial_2042_Achievable_MW_After Competition Groups_Refiner Plate Improvements
Industrial | Ind ¦ Free Cooling | 2042 | Technical | MW | After Competition Groups | 6.7086 | 0 | 0 | 940.1161 | 0.0071359 | 23 | Industrial_2042_Technical_MW_After Competition Groups_23 | Free Cooling | 0.7136% | 0 | 6.7086 | Industrial_2042_Technical_MW_After Competition Groups_Free Cooling
Industrial | Ind ¦ Chiller Optimization | 2042 | Technical | MW | After Competition Groups | 5.3133 | 0 | 0 | 940.1161 | 0.0056517 | 24 | Industrial_2042_Technical_MW_After Competition Groups_24 | Chiller Optimization | 0.5652% | 0 | 5.3133 | Industrial_2042_Technical_MW_After Competition Groups_Chiller Optimization
Industrial | Ind ¦ Cold Storage Retrofit | 2042 | Technical | MW | After Competition Groups | 4.7768 | 0 | 0 | 940.1161 | 0.0050811 | 25 | Industrial_2042_Technical_MW_After Competition Groups_25 | Cold Storage Retrofit | 0.5081% | 0 | 4.7768 | Industrial_2042_Technical_MW_After Competition Groups_Cold Storage Retrofit
Industrial | Ind ¦ VAV Conversion Project | 2042 | Achievable | MW | After Competition Groups | 3.6848 | 0 | 0 | 740.801 | 0.0049741 | 20 | Industrial_2042_Achievable_MW_After Competition Groups_20 | VAV Conversion Project | 0.4974% | 0 | 3.6848 | Industrial_2042_Achievable_MW_After Competition Groups_VAV Conversion Project
Industrial | Ind ¦ Cooling Tower Optimization | 2042 | Economic | MW | After Competition Groups | 4.0227 | 0 | 0 | 883.5444 | 0.0045529 | 21 | Industrial_2042_Economic_MW_After Competition Groups_21 | Cooling Tower Optimization | 0.4553% | 0 | 4.0227 | Industrial_2042_Economic_MW_After Competition Groups_Cooling Tower Optimization
Industrial | Ind ¦ Cooling Tower Optimization | 2042 | Technical | MW | After Competition Groups | 4.0227 | 0 | 0 | 940.1161 | 0.0042789 | 26 | Industrial_2042_Technical_MW_After Competition Groups_26 | Cooling Tower Optimization | 0.4279% | 0 | 4.0227 | Industrial_2042_Technical_MW_After Competition Groups_Cooling Tower Optimization
Industrial | Ind ¦ Cooling Tower Optimization | 2042 | Achievable | MW | After Competition Groups | 3.0993 | 0 | 0 | 740.801 | 0.0041838 | 21 | Industrial_2042_Achievable_MW_After Competition Groups_21 | Cooling Tower Optimization | 0.4184% | 0 | 3.0993 | Industrial_2042_Achievable_MW_After Competition Groups_Cooling Tower Optimization
Industrial | Ind ¦ VAV Conversion Project | 2042 | Economic | MW | After Competition Groups | 3.6376 | 0 | 0 | 883.5444 | 0.0041171 | 22 | Industrial_2042_Economic_MW_After Competition Groups_22 | VAV Conversion Project | 0.4117% | 0 | 3.6376 | Industrial_2042_Economic_MW_After Competition Groups_VAV Conversion Project
Industrial | Ind ¦ VAV Conversion Project | 2042 | Technical | MW | After Competition Groups | 3.6376 | 0 | 0 | 940.1161 | 0.0038693 | 27 | Industrial_2042_Technical_MW_After Competition Groups_27 | VAV Conversion Project | 0.3869% | 0 | 3.6376 | Industrial_2042_Technical_MW_After Competition Groups_VAV Conversion Project
Industrial | Ind ¦ High Efficiency Battery Charger | 2042 | Economic | MW | After Competition Groups | 3.1588 | 0 | 0 | 883.5444 | 0.0035752 | 23 | Industrial_2042_Economic_MW_After Competition Groups_23 | High Efficiency Battery Charger | 0.3575% | 0 | 3.1588 | Industrial_2042_Economic_MW_After Competition Groups_High Efficiency Battery Charger
Industrial | Ind ¦ High Efficiency Battery Charger | 2042 | Achievable | MW | After Competition Groups | 2.5646 | 0 | 0 | 740.801 | 0.0034619 | 22 | Industrial_2042_Achievable_MW_After Competition Groups_22 | High Efficiency Battery Charger | 0.3462% | 0 | 2.5646 | Industrial_2042_Achievable_MW_After Competition Groups_High Efficiency Battery Charger
Industrial | Ind ¦ High Efficiency Battery Charger | 2042 | Technical | MW | After Competition Groups | 3.1588 | 0 | 0 | 940.1161 | 0.00336 | 28 | Industrial_2042_Technical_MW_After Competition Groups_28 | High Efficiency Battery Charger | 0.336% | 0 | 3.1588 | Industrial_2042_Technical_MW_After Competition Groups_High Efficiency Battery Charger
Industrial | Ind ¦ Process Heat Recovery | 2042 | Achievable | MW | After Competition Groups | 2.3282 | 0 | 0 | 740.801 | 0.0031428 | 23 | Industrial_2042_Achievable_MW_After Competition Groups_23 | Process Heat Recovery | 0.3143% | 0 | 2.3282 | Industrial_2042_Achievable_MW_After Competition Groups_Process Heat Recovery
Industrial | Ind ¦ Synchronous Belts | 2042 | Economic | MW | After Competition Groups | 2.502 | 0 | 0 | 883.5444 | 0.0028318 | 24 | Industrial_2042_Economic_MW_After Competition Groups_24 | Synchronous Belts | 0.2832% | 0 | 2.502 | Industrial_2042_Economic_MW_After Competition Groups_Synchronous Belts
Industrial | Ind ¦ HVLS Fans | 2042 | Achievable | MW | After Competition Groups | 2.0504 | 0 | 0 | 740.801 | 0.0027679 | 24 | Industrial_2042_Achievable_MW_After Competition Groups_24 | HVLS Fans | 0.2768% | 0 | 2.0504 | Industrial_2042_Achievable_MW_After Competition Groups_HVLS Fans
Industrial | Ind ¦ Dairy Pre-Cooler | 2042 | Economic | MW | After Competition Groups | 2.3812 | 0 | 0 | 883.5444 | 0.002695 | 25 | Industrial_2042_Economic_MW_After Competition Groups_25 | Dairy Pre-Cooler | 0.2695% | 0 | 2.3812 | Industrial_2042_Economic_MW_After Competition Groups_Dairy Pre-Cooler
Industrial | Ind ¦ Synchronous Belts | 2042 | Technical | MW | After Competition Groups | 2.502 | 0 | 0 | 940.1161 | 0.0026614 | 29 | Industrial_2042_Technical_MW_After Competition Groups_29 | Synchronous Belts | 0.2661% | 0 | 2.502 | Industrial_2042_Technical_MW_After Competition Groups_Synchronous Belts
Industrial | Ind ¦ Process Heat Recovery | 2042 | Economic | MW | After Competition Groups | 2.3074 | 0 | 0 | 883.5444 | 0.0026116 | 26 | Industrial_2042_Economic_MW_After Competition Groups_26 | Process Heat Recovery | 0.2612% | 0 | 2.3074 | Industrial_2042_Economic_MW_After Competition Groups_Process Heat Recovery
Industrial | Ind ¦ Dairy Pre-Cooler | 2042 | Achievable | MW | After Competition Groups | 1.9276 | 0 | 0 | 740.801 | 0.0026021 | 25 | Industrial_2042_Achievable_MW_After Competition Groups_25 | Dairy Pre-Cooler | 0.2602% | 0 | 1.9276 | Industrial_2042_Achievable_MW_After Competition Groups_Dairy Pre-Cooler
Industrial | Ind ¦ Process Improvements | 2042 | Achievable | MW | After Competition Groups | 1.8923 | 0 | 0 | 740.801 | 0.0025544 | 26 | Industrial_2042_Achievable_MW_After Competition Groups_26 | Process Improvements | 0.2554% | 0 | 1.8923 | Industrial_2042_Achievable_MW_After Competition Groups_Process Improvements
Industrial | Ind ¦ Dairy Pre-Cooler | 2042 | Technical | MW | After Competition Groups | 2.3812 | 0 | 0 | 940.1161 | 0.0025329 | 30 | Industrial_2042_Technical_MW_After Competition Groups_30 | Dairy Pre-Cooler | 0.2533% | 0 | 2.3812 | Industrial_2042_Technical_MW_After Competition Groups_Dairy Pre-Cooler
Industrial | Ind ¦ Process Heat Recovery | 2042 | Technical | MW | After Competition Groups | 2.3074 | 0 | 0 | 940.1161 | 0.0024544 | 31 | Industrial_2042_Technical_MW_After Competition Groups_31 | Process Heat Recovery | 0.2454% | 0 | 2.3074 | Industrial_2042_Technical_MW_After Competition Groups_Process Heat Recovery
Industrial | Ind ¦ Refrigeration Compressor VFD | 2042 | Achievable | MW | After Competition Groups | 1.8143 | 0 | 0 | 740.801 | 0.0024491 | 27 | Industrial_2042_Achievable_MW_After Competition Groups_27 | Refrigeration Compressor VFD | 0.2449% | 0 | 1.8143 | Industrial_2042_Achievable_MW_After Competition Groups_Refrigeration Compressor VFD
Industrial | Ind ¦ Refrigeration Compressor VFD | 2042 | Economic | MW | After Competition Groups | 2.1051 | 0 | 0 | 883.5444 | 0.0023826 | 27 | Industrial_2042_Economic_MW_After Competition Groups_27 | Refrigeration Compressor VFD | 0.2383% | 0 | 2.1051 | Industrial_2042_Economic_MW_After Competition Groups_Refrigeration Compressor VFD
Industrial | Ind ¦ Premium Efficient Motors | 2042 | Achievable | MW | After Competition Groups | 1.7223 | 0 | 0 | 740.801 | 0.002325 | 28 | Industrial_2042_Achievable_MW_After Competition Groups_28 | Premium Efficient Motors | 0.2325% | 0 | 1.7223 | Industrial_2042_Achievable_MW_After Competition Groups_Premium Efficient Motors
Industrial | Ind ¦ Refrigeration Compressor VFD | 2042 | Technical | MW | After Competition Groups | 2.1051 | 0 | 0 | 940.1161 | 0.0022392 | 32 | Industrial_2042_Technical_MW_After Competition Groups_32 | Refrigeration Compressor VFD | 0.2239% | 0 | 2.1051 | Industrial_2042_Technical_MW_After Competition Groups_Refrigeration Compressor VFD
Industrial | Ind ¦ Synchronous Belts | 2042 | Achievable | MW | After Competition Groups | 1.6138 | 0 | 0 | 740.801 | 0.0021784 | 29 | Industrial_2042_Achievable_MW_After Competition Groups_29 | Synchronous Belts | 0.2178% | 0 | 1.6138 | Industrial_2042_Achievable_MW_After Competition Groups_Synchronous Belts
Industrial | Ind ¦ Process Improvements | 2042 | Economic | MW | After Competition Groups | 1.8511 | 0 | 0 | 883.5444 | 0.0020951 | 28 | Industrial_2042_Economic_MW_After Competition Groups_28 | Process Improvements | 0.2095% | 0 | 1.8511 | Industrial_2042_Economic_MW_After Competition Groups_Process Improvements
Industrial | Ind ¦ Process Improvements | 2042 | Technical | MW | After Competition Groups | 1.8511 | 0 | 0 | 940.1161 | 0.001969 | 33 | Industrial_2042_Technical_MW_After Competition Groups_33 | Process Improvements | 0.1969% | 0 | 1.8511 | Industrial_2042_Technical_MW_After Competition Groups_Process Improvements
Industrial | Ind ¦ Efficient Transformer | 2042 | Technical | MW | After Competition Groups | 1.5847 | 0 | 0 | 940.1161 | 0.0016857 | 34 | Industrial_2042_Technical_MW_After Competition Groups_34 | Efficient Transformer | 0.1686% | 0 | 1.5847 | Industrial_2042_Technical_MW_After Competition Groups_Efficient Transformer
Industrial | Ind ¦ Improved Controls - Process Heating | 2042 | Achievable | MW | After Competition Groups | 1.2182 | 0 | 0 | 740.801 | 0.0016444 | 30 | Industrial_2042_Achievable_MW_After Competition Groups_30 | Improved Controls - Process Heating | 0.1644% | 0 | 1.2182 | Industrial_2042_Achievable_MW_After Competition Groups_Improved Controls - Process Heating
Industrial | Ind ¦ High Efficiency Welders | 2042 | Technical | MW | After Competition Groups | 1.521 | 0 | 0 | 940.1161 | 0.0016179 | 35 | Industrial_2042_Technical_MW_After Competition Groups_35 | High Efficiency Welders | 0.1618% | 0 | 1.521 | Industrial_2042_Technical_MW_After Competition Groups_High Efficiency Welders
Industrial | Ind ¦ Improved Controls - Process Heating | 2042 | Economic | MW | After Competition Groups | 1.2298 | 0 | 0 | 883.5444 | 0.0013919 | 29 | Industrial_2042_Economic_MW_After Competition Groups_29 | Improved Controls - Process Heating | 0.1392% | 0 | 1.2298 | Industrial_2042_Economic_MW_After Competition Groups_Improved Controls - Process Heating
Industrial | Ind ¦ Improved Controls - Process Heating | 2042 | Technical | MW | After Competition Groups | 1.2298 | 0 | 0 | 940.1161 | 0.0013082 | 36 | Industrial_2042_Technical_MW_After Competition Groups_36 | Improved Controls - Process Heating | 0.1308% | 0 | 1.2298 | Industrial_2042_Technical_MW_After Competition Groups_Improved Controls - Process Heating
Industrial | Ind ¦ Engine Block Heater Timer | 2042 | Achievable | MW | After Competition Groups | 0.74478 | 0 | 0 | 740.801 | 0.0010054 | 31 | Industrial_2042_Achievable_MW_After Competition Groups_31 | Engine Block Heater Timer | 0.1005% | 0 | 0.74478 | Industrial_2042_Achievable_MW_After Competition Groups_Engine Block Heater Timer
Industrial | Ind ¦ Engine Block Heater Timer | 2042 | Economic | MW | After Competition Groups | 0.73236 | 0 | 0 | 883.5444 | 0.00082888 | 30 | Industrial_2042_Economic_MW_After Competition Groups_30 | Engine Block Heater Timer | 0.08289% | 0 | 0.73236 | Industrial_2042_Economic_MW_After Competition Groups_Engine Block Heater Timer
Industrial | Ind ¦ Engine Block Heater Timer | 2042 | Technical | MW | After Competition Groups | 0.73236 | 0 | 0 | 940.1161 | 0.00077901 | 37 | Industrial_2042_Technical_MW_After Competition Groups_37 | Engine Block Heater Timer | 0.0779% | 0 | 0.73236 | Industrial_2042_Technical_MW_After Competition Groups_Engine Block Heater Timer
Industrial | Ind ¦ Efficient Refrigeration Compressor | 2042 | Achievable | MW | After Competition Groups | 0.44503 | 0 | 0 | 740.801 | 0.00060074 | 32 | Industrial_2042_Achievable_MW_After Competition Groups_32 | Efficient Refrigeration Compressor | 0.06007% | 0 | 0.44503 | Industrial_2042_Achievable_MW_After Competition Groups_Efficient Refrigeration Compressor
Industrial | Ind ¦ Efficient Refrigeration Compressor | 2042 | Economic | MW | After Competition Groups | 0.48617 | 0 | 0 | 883.5444 | 0.00055025 | 31 | Industrial_2042_Economic_MW_After Competition Groups_31 | Efficient Refrigeration Compressor | 0.05503% | 0 | 0.48617 | Industrial_2042_Economic_MW_After Competition Groups_Efficient Refrigeration Compressor
Industrial | Ind ¦ Efficient Refrigeration Compressor | 2042 | Technical | MW | After Competition Groups | 0.48617 | 0 | 0 | 940.1161 | 0.00051714 | 38 | Industrial_2042_Technical_MW_After Competition Groups_38 | Efficient Refrigeration Compressor | 0.05171% | 0 | 0.48617 | Industrial_2042_Technical_MW_After Competition Groups_Efficient Refrigeration Compressor
Industrial | Ind ¦ HVLS Fans | 2042 | Economic | MW | After Competition Groups | 0.44542 | 0 | 0 | 883.5444 | 0.00050413 | 32 | Industrial_2042_Economic_MW_After Competition Groups_32 | HVLS Fans | 0.05041% | 0 | 0.44542 | Industrial_2042_Economic_MW_After Competition Groups_HVLS Fans
Industrial | Ind ¦ Heat Lamps/Heat Pad | 2042 | Technical | MW | After Competition Groups | 0.46242 | 0 | 0 | 940.1161 | 0.00049188 | 39 | Industrial_2042_Technical_MW_After Competition Groups_39 | Heat Lamps/Heat Pad | 0.04919% | 0 | 0.46242 | Industrial_2042_Technical_MW_After Competition Groups_Heat Lamps/Heat Pad
Industrial | Ind ¦ Efficient Transformer | 2042 | Achievable | MW | After Competition Groups | 0.33194 | 0 | 0 | 740.801 | 0.00044808 | 33 | Industrial_2042_Achievable_MW_After Competition Groups_33 | Efficient Transformer | 0.04481% | 0 | 0.33194 | Industrial_2042_Achievable_MW_After Competition Groups_Efficient Transformer
Industrial | Ind ¦ Air Compressor Heat Recovery | 2042 | Achievable | MW | After Competition Groups | 0.32075 | 0 | 0 | 740.801 | 0.00043298 | 34 | Industrial_2042_Achievable_MW_After Competition Groups_34 | Air Compressor Heat Recovery | 0.0433% | 0 | 0.32075 | Industrial_2042_Achievable_MW_After Competition Groups_Air Compressor Heat Recovery
Industrial | Ind ¦ High Efficiency Welders | 2042 | Achievable | MW | After Competition Groups | 0.30352 | 0 | 0 | 740.801 | 0.00040972 | 35 | Industrial_2042_Achievable_MW_After Competition Groups_35 | High Efficiency Welders | 0.04097% | 0 | 0.30352 | Industrial_2042_Achievable_MW_After Competition Groups_High Efficiency Welders
Industrial | Ind ¦ Air Compressor Heat Recovery | 2042 | Economic | MW | After Competition Groups | 0.32783 | 0 | 0 | 883.5444 | 0.00037104 | 33 | Industrial_2042_Economic_MW_After Competition Groups_33 | Air Compressor Heat Recovery | 0.0371% | 0 | 0.32783 | Industrial_2042_Economic_MW_After Competition Groups_Air Compressor Heat Recovery
Industrial | Ind ¦ Heat Lamps/Heat Pad | 2042 | Achievable | MW | After Competition Groups | 0.26235 | 0 | 0 | 740.801 | 0.00035415 | 36 | Industrial_2042_Achievable_MW_After Competition Groups_36 | Heat Lamps/Heat Pad | 0.03541% | 0 | 0.26235 | Industrial_2042_Achievable_MW_After Competition Groups_Heat Lamps/Heat Pad
Industrial | Ind ¦ Air Compressor Heat Recovery | 2042 | Technical | MW | After Competition Groups | 0.32783 | 0 | 0 | 940.1161 | 0.00034871 | 40 | Industrial_2042_Technical_MW_After Competition Groups_40 | Air Compressor Heat Recovery | 0.03487% | 0 | 0.32783 | Industrial_2042_Technical_MW_After Competition Groups_Air Compressor Heat Recovery
Industrial | Ind ¦ Creep Heat Controller | 2042 | Economic | MW | After Competition Groups | 0.28497 | 0 | 0 | 883.5444 | 0.00032254 | 34 | Industrial_2042_Economic_MW_After Competition Groups_34 | Creep Heat Controller | 0.03225% | 0 | 0.28497 | Industrial_2042_Economic_MW_After Competition Groups_Creep Heat Controller
Industrial | Ind ¦ Creep Heat Controller | 2042 | Technical | MW | After Competition Groups | 0.28497 | 0 | 0 | 940.1161 | 0.00030313 | 41 | Industrial_2042_Technical_MW_After Competition Groups_41 | Creep Heat Controller | 0.03031% | 0 | 0.28497 | Industrial_2042_Technical_MW_After Competition Groups_Creep Heat Controller
Industrial | Ind ¦ Optimize Compressed Air Dryer | 2042 | Economic | MW | After Competition Groups | 0.23796 | 0 | 0 | 883.5444 | 0.00026932 | 35 | Industrial_2042_Economic_MW_After Competition Groups_35 | Optimize Compressed Air Dryer | 0.02693% | 0 | 0.23796 | Industrial_2042_Economic_MW_After Competition Groups_Optimize Compressed Air Dryer
Industrial | Ind ¦ Efficient Transformer | 2042 | Economic | MW | After Competition Groups | 0.23437 | 0 | 0 | 883.5444 | 0.00026526 | 36 | Industrial_2042_Economic_MW_After Competition Groups_36 | Efficient Transformer | 0.02653% | 0 | 0.23437 | Industrial_2042_Economic_MW_After Competition Groups_Efficient Transformer
Industrial | Ind ¦ Optimize Compressed Air Dryer | 2042 | Technical | MW | After Competition Groups | 0.23796 | 0 | 0 | 940.1161 | 0.00025311 | 42 | Industrial_2042_Technical_MW_After Competition Groups_42 | Optimize Compressed Air Dryer | 0.02531% | 0 | 0.23796 | Industrial_2042_Technical_MW_After Competition Groups_Optimize Compressed Air Dryer
Industrial | Ind ¦ High Efficiency Welders | 2042 | Economic | MW | After Competition Groups | 0.18895 | 0 | 0 | 883.5444 | 0.00021385 | 37 | Industrial_2042_Economic_MW_After Competition Groups_37 | High Efficiency Welders | 0.02139% | 0 | 0.18895 | Industrial_2042_Economic_MW_After Competition Groups_High Efficiency Welders
Industrial | Ind ¦ Heat Lamps/Heat Pad | 2042 | Economic | MW | After Competition Groups | 0.1618 | 0 | 0 | 883.5444 | 0.00018313 | 38 | Industrial_2042_Economic_MW_After Competition Groups_38 | Heat Lamps/Heat Pad | 0.01831% | 0 | 0.1618 | Industrial_2042_Economic_MW_After Competition Groups_Heat Lamps/Heat Pad
Industrial | Ind ¦ Optimize Compressed Air Dryer | 2042 | Achievable | MW | After Competition Groups | 0.11812 | 0 | 0 | 740.801 | 0.00015945 | 37 | Industrial_2042_Achievable_MW_After Competition Groups_37 | Optimize Compressed Air Dryer | 0.01595% | 0 | 0.11812 | Industrial_2042_Achievable_MW_After Competition Groups_Optimize Compressed Air Dryer
Industrial | Ind ¦ Creep Heat Controller | 2042 | Achievable | MW | After Competition Groups | 0.09898 | 0 | 0 | 740.801 | 0.00013361 | 38 | Industrial_2042_Achievable_MW_After Competition Groups_38 | Creep Heat Controller | 0.01336% | 0 | 0.09898 | Industrial_2042_Achievable_MW_After Competition Groups_Creep Heat Controller
Residential | Res ¦ Smart Power Bar | 2023 | Technical | GWh | After Competition Groups | 1724.8804 | 0 | 0 | 9409.2683 | 0.18332 | 1 | Residential_2023_Technical_GWh_After Competition Groups_1 | Smart Power Bar | 18.33% | 0 | 1724.8804 | Residential_2023_Technical_GWh_After Competition Groups_Smart Power Bar
Residential | Res ¦ Adaptive Thermostat | 2023 | Economic | GWh | After Competition Groups | 664.8736 | 3014374.9438 | 3.0144 | 4740.5067 | 0.14025 | 1 | Residential_2023_Economic_GWh_After Competition Groups_1 | Adaptive Thermostat | 14.03% | 3.0144 | 664.8736 | Residential_2023_Economic_GWh_After Competition Groups_Adaptive Thermostat
Residential | Res ¦ Air Sealing | 2023 | Economic | GWh | After Competition Groups | 611.2615 | 2014781.6296 | 2.0148 | 4740.5067 | 0.12894 | 2 | Residential_2023_Economic_GWh_After Competition Groups_2 | Air Sealing | 12.89% | 2.0148 | 611.2615 | Residential_2023_Economic_GWh_After Competition Groups_Air Sealing
Residential | Res ¦ Energy Star Clothes Washer | 2023 | Achievable | GWh | After Competition Groups | 31.4225 | 11897817.9029 | 11.8978 | 283.2446 | 0.11094 | 1 | Residential_2023_Achievable_GWh_After Competition Groups_1 | Energy Star Clothes Washer | 11.09% | 11.8978 | 31.4225 | Residential_2023_Achievable_GWh_After Competition Groups_Energy Star Clothes Washer
Residential | Res ¦ Energy Star LED Bulbs General Purpose LEDs | 2023 | Achievable | GWh | After Competition Groups | 30.4141 | 844953.2313 | 0.84495 | 283.2446 | 0.10738 | 2 | Residential_2023_Achievable_GWh_After Competition Groups_2 | Energy Star LED Bulbs General Purpose LEDs | 10.74% | 0.84495 | 30.4141 | Residential_2023_Achievable_GWh_After Competition Groups_Energy Star LED Bulbs General Purpose LEDs
Residential | Res ¦ Variable Speed Pool Pump Motor | 2023 | Economic | GWh | After Competition Groups | 458.6487 | 6259535.5953 | 6.2595 | 4740.5067 | 0.096751 | 3 | Residential_2023_Economic_GWh_After Competition Groups_3 | Variable Speed Pool Pump Motor | 9.675% | 6.2595 | 458.6487 | Residential_2023_Economic_GWh_After Competition Groups_Variable Speed Pool Pump Motor
Residential | Res ¦ Energy Star LED Specialty Bulbs | 2023 | Achievable | GWh | After Competition Groups | 25.5367 | 526433.985 | 0.52643 | 283.2446 | 0.090158 | 3 | Residential_2023_Achievable_GWh_After Competition Groups_3 | Energy Star LED Specialty Bulbs | 9.016% | 0.52643 | 25.5367 | Residential_2023_Achievable_GWh_After Competition Groups_Energy Star LED Specialty Bulbs
Residential | Res ¦ Variable Speed Pool Pump Motor | 2023 | Achievable | GWh | After Competition Groups | 24.8251 | 6259535.5953 | 6.2595 | 283.2446 | 0.087645 | 4 | Residential_2023_Achievable_GWh_After Competition Groups_4 | Variable Speed Pool Pump Motor | 8.765% | 6.2595 | 24.8251 | Residential_2023_Achievable_GWh_After Competition Groups_Variable Speed Pool Pump Motor
Residential | Res ¦ Building Recommissioning, Operations and Maintenance (O&M) Improvements | 2023 | Economic | GWh | After Competition Groups | 360.1828 | 189386.0615 | 0.18939 | 4740.5067 | 0.07598 | 4 | Residential_2023_Economic_GWh_After Competition Groups_4 | Building Recommissioning, Operations and Maintenance (O&M) Improvements | 7.598% | 0.18939 | 360.1828 | Residential_2023_Economic_GWh_After Competition Groups_Building Recommissioning, Operations and Maintenance (O&M) Improvements
Residential | Res ¦ Energy Star A Line, PAR, MR Lamps | 2023 | Economic | GWh | After Competition Groups | 339.6577 | 148346.3199 | 0.14835 | 4740.5067 | 0.07165 | 5 | Residential_2023_Economic_GWh_After Competition Groups_5 | Energy Star A Line, PAR, MR Lamps | 7.165% | 0.14835 | 339.6577 | Residential_2023_Economic_GWh_After Competition Groups_Energy Star A Line, PAR, MR Lamps
Residential | Res ¦ Adaptive Thermostat | 2023 | Technical | GWh | After Competition Groups | 664.8736 | 3014374.9438 | 3.0144 | 9409.2683 | 0.070662 | 2 | Residential_2023_Technical_GWh_After Competition Groups_2 | Adaptive Thermostat | 7.066% | 3.0144 | 664.8736 | Residential_2023_Technical_GWh_After Competition Groups_Adaptive Thermostat
Residential | Res ¦ Car Block Heater Timer | 2023 | Economic | GWh | After Competition Groups | 334.3988 | 364980.1371 | 0.36498 | 4740.5067 | 0.070541 | 6 | Residential_2023_Economic_GWh_After Competition Groups_6 | Car Block Heater Timer | 7.054% | 0.36498 | 334.3988 | Residential_2023_Economic_GWh_After Competition Groups_Car Block Heater Timer
Residential | Res ¦ Car Block Heater Timer | 2023 | Achievable | GWh | After Competition Groups | 19.5576 | 364980.1371 | 0.36498 | 283.2446 | 0.069048 | 5 | Residential_2023_Achievable_GWh_After Competition Groups_5 | Car Block Heater Timer | 6.905% | 0.36498 | 19.5576 | Residential_2023_Achievable_GWh_After Competition Groups_Car Block Heater Timer
Residential | Res ¦ Building Recommissioning, Operations and Maintenance (O&M) Improvements | 2023 | Achievable | GWh | After Competition Groups | 19.4968 | 189386.0615 | 0.18939 | 283.2446 | 0.068834 | 6 | Residential_2023_Achievable_GWh_After Competition Groups_6 | Building Recommissioning, Operations and Maintenance (O&M) Improvements | 6.883% | 0.18939 | 19.4968 | Residential_2023_Achievable_GWh_After Competition Groups_Building Recommissioning, Operations and Maintenance (O&M) Improvements
Residential | Res ¦ Basement Wall Insulation | 2023 | Economic | GWh | After Competition Groups | 320.16 | 860180.6653 | 0.86018 | 4740.5067 | 0.067537 | 7 | Residential_2023_Economic_GWh_After Competition Groups_7 | Basement Wall Insulation | 6.754% | 0.86018 | 320.16 | Residential_2023_Economic_GWh_After Competition Groups_Basement Wall Insulation
Residential | Res ¦ Air Sealing | 2023 | Technical | GWh | After Competition Groups | 611.2615 | 2014781.6296 | 2.0148 | 9409.2683 | 0.064964 | 3 | Residential_2023_Technical_GWh_After Competition Groups_3 | Air Sealing | 6.496% | 2.0148 | 611.2615 | Residential_2023_Technical_GWh_After Competition Groups_Air Sealing
Residential | Res ¦ Attic Insulation | 2023 | Economic | GWh | After Competition Groups | 247.1248 | 1504040.7902 | 1.504 | 4740.5067 | 0.05213 | 8 | Residential_2023_Economic_GWh_After Competition Groups_8 | Attic Insulation | 5.213% | 1.504 | 247.1248 | Residential_2023_Economic_GWh_After Competition Groups_Attic Insulation
Residential | Res ¦ Energy Star A Line, PAR, MR Lamps | 2023 | Achievable | GWh | After Competition Groups | 14.0535 | 148346.3199 | 0.14835 | 283.2446 | 0.049616 | 7 | Residential_2023_Achievable_GWh_After Competition Groups_7 | Energy Star A Line, PAR, MR Lamps | 4.962% | 0.14835 | 14.0535 | Residential_2023_Achievable_GWh_After Competition Groups_Energy Star A Line, PAR, MR Lamps
Residential | Res ¦ Variable Speed Pool Pump Motor | 2023 | Technical | GWh | After Competition Groups | 458.6487 | 6259535.5953 | 6.2595 | 9409.2683 | 0.048744 | 4 | Residential_2023_Technical_GWh_After Competition Groups_4 | Variable Speed Pool Pump Motor | 4.874% | 6.2595 | 458.6487 | Residential_2023_Technical_GWh_After Competition Groups_Variable Speed Pool Pump Motor
Residential | Res ¦ LED Parking Lot Fixture | 2023 | Achievable | GWh | After Competition Groups | 12.8183 | 1090590.3916 | 1.0906 | 283.2446 | 0.045255 | 8 | Residential_2023_Achievable_GWh_After Competition Groups_8 | LED Parking Lot Fixture | 4.526% | 1.0906 | 12.8183 | Residential_2023_Achievable_GWh_After Competition Groups_LED Parking Lot Fixture
Residential | Res ¦ Adaptive Thermostat | 2023 | Achievable | GWh | After Competition Groups | 12.2366 | 3014374.9438 | 3.0144 | 283.2446 | 0.043201 | 9 | Residential_2023_Achievable_GWh_After Competition Groups_9 | Adaptive Thermostat | 4.32% | 3.0144 | 12.2366 | Residential_2023_Achievable_GWh_After Competition Groups_Adaptive Thermostat
Residential | Res ¦ Energy Star Central Air Conditioner | 2023 | Technical | GWh | After Competition Groups | 392.8042 | 0 | 0 | 9409.2683 | 0.041747 | 5 | Residential_2023_Technical_GWh_After Competition Groups_5 | Energy Star Central Air Conditioner | 4.175% | 0 | 392.8042 | Residential_2023_Technical_GWh_After Competition Groups_Energy Star Central Air Conditioner
Residential | Res ¦ Ductless Mini-Split Heat Pump | 2023 | Achievable | GWh | After Competition Groups | 11.4825 | 1553796.9706 | 1.5538 | 283.2446 | 0.040539 | 10 | Residential_2023_Achievable_GWh_After Competition Groups_10 | Ductless Mini-Split Heat Pump | 4.054% | 1.5538 | 11.4825 | Residential_2023_Achievable_GWh_After Competition Groups_Ductless Mini-Split Heat Pump
Residential | Res ¦ Passive Attic Ventilation | 2023 | Technical | GWh | After Competition Groups | 366.4772 | 0 | 0 | 9409.2683 | 0.038949 | 6 | Residential_2023_Technical_GWh_After Competition Groups_6 | Passive Attic Ventilation | 3.895% | 0 | 366.4772 | Residential_2023_Technical_GWh_After Competition Groups_Passive Attic Ventilation
Residential | Res ¦ Building Recommissioning, Operations and Maintenance (O&M) Improvements | 2023 | Technical | GWh | After Competition Groups | 360.1828 | 189386.0615 | 0.18939 | 9409.2683 | 0.03828 | 7 | Residential_2023_Technical_GWh_After Competition Groups_7 | Building Recommissioning, Operations and Maintenance (O&M) Improvements | 3.828% | 0.18939 | 360.1828 | Residential_2023_Technical_GWh_After Competition Groups_Building Recommissioning, Operations and Maintenance (O&M) Improvements
Residential | Res ¦ Comprehensive Draft Proofing | 2023 | Economic | GWh | After Competition Groups | 180.8845 | 0 | 0 | 4740.5067 | 0.038157 | 9 | Residential_2023_Economic_GWh_After Competition Groups_9 | Comprehensive Draft Proofing | 3.816% | 0 | 180.8845 | Residential_2023_Economic_GWh_After Competition Groups_Comprehensive Draft Proofing
Residential | Res ¦ Energy Star A Line, PAR, MR Lamps | 2023 | Technical | GWh | After Competition Groups | 339.6577 | 148346.3199 | 0.14835 | 9409.2683 | 0.036098 | 8 | Residential_2023_Technical_GWh_After Competition Groups_8 | Energy Star A Line, PAR, MR Lamps | 3.61% | 0.14835 | 339.6577 | Residential_2023_Technical_GWh_After Competition Groups_Energy Star A Line, PAR, MR Lamps
Residential | Res ¦ Car Block Heater Timer | 2023 | Technical | GWh | After Competition Groups | 334.3988 | 364980.1371 | 0.36498 | 9409.2683 | 0.035539 | 9 | Residential_2023_Technical_GWh_After Competition Groups_9 | Car Block Heater Timer | 3.554% | 0.36498 | 334.3988 | Residential_2023_Technical_GWh_After Competition Groups_Car Block Heater Timer
Residential | Res ¦ Energy Star Windows | 2023 | Technical | GWh | After Competition Groups | 331.7907 | 0 | 0 | 9409.2683 | 0.035262 | 10 | Residential_2023_Technical_GWh_After Competition Groups_10 | Energy Star Windows | 3.526% | 0 | 331.7907 | Residential_2023_Technical_GWh_After Competition Groups_Energy Star Windows
Residential | Res ¦ Comprehensive Draft Proofing | 2023 | Achievable | GWh | After Competition Groups | 9.7914 | 0 | 0 | 283.2446 | 0.034569 | 11 | Residential_2023_Achievable_GWh_After Competition Groups_11 | Comprehensive Draft Proofing | 3.457% | 0 | 9.7914 | Residential_2023_Achievable_GWh_After Competition Groups_Comprehensive Draft Proofing
Residential | Res ¦ Basement Wall Insulation | 2023 | Technical | GWh | After Competition Groups | 320.16 | 860180.6653 | 0.86018 | 9409.2683 | 0.034026 | 11 | Residential_2023_Technical_GWh_After Competition Groups_11 | Basement Wall Insulation | 3.403% | 0.86018 | 320.16 | Residential_2023_Technical_GWh_After Competition Groups_Basement Wall Insulation
Residential | Res ¦ Basement or Crawlspace Insulation | 2023 | Technical | GWh | After Competition Groups | 266.4136 | 0 | 0 | 9409.2683 | 0.028314 | 12 | Residential_2023_Technical_GWh_After Competition Groups_12 | Basement or Crawlspace Insulation | 2.831% | 0 | 266.4136 | Residential_2023_Technical_GWh_After Competition Groups_Basement or Crawlspace Insulation
Residential | Res ¦ Occupancy Sensors MF | 2023 | Economic | GWh | After Competition Groups | 127.716 | 23527.1002 | 0.023527 | 4740.5067 | 0.026941 | 10 | Residential_2023_Economic_GWh_After Competition Groups_10 | Occupancy Sensors MF | 2.694% | 0.023527 | 127.716 | Residential_2023_Economic_GWh_After Competition Groups_Occupancy Sensors MF
Residential | Res ¦ Attic Insulation | 2023 | Technical | GWh | After Competition Groups | 247.1248 | 1504040.7902 | 1.504 | 9409.2683 | 0.026264 | 13 | Residential_2023_Technical_GWh_After Competition Groups_13 | Attic Insulation | 2.626% | 1.504 | 247.1248 | Residential_2023_Technical_GWh_After Competition Groups_Attic Insulation
Residential | Res ¦ Occupancy Sensors MF | 2023 | Achievable | GWh | After Competition Groups | 6.9134 | 23527.1002 | 0.023527 | 283.2446 | 0.024408 | 12 | Residential_2023_Achievable_GWh_After Competition Groups_12 | Occupancy Sensors MF | 2.441% | 0.023527 | 6.9134 | Residential_2023_Achievable_GWh_After Competition Groups_Occupancy Sensors MF
Residential | Res ¦ Air Sealing | 2023 | Achievable | GWh | After Competition Groups | 6.0152 | 2014781.6296 | 2.0148 | 283.2446 | 0.021237 | 13 | Residential_2023_Achievable_GWh_After Competition Groups_13 | Air Sealing | 2.124% | 2.0148 | 6.0152 | Residential_2023_Achievable_GWh_After Competition Groups_Air Sealing
Residential | Res ¦ Wall Insulation | 2023 | Technical | GWh | After Competition Groups | 193.669 | 0 | 0 | 9409.2683 | 0.020583 | 14 | Residential_2023_Technical_GWh_After Competition Groups_14 | Wall Insulation | 2.058% | 0 | 193.669 | Residential_2023_Technical_GWh_After Competition Groups_Wall Insulation
Residential | Res ¦ Heavy Duty Outdoor/Holiday Plug-in Timers | 2023 | Technical | GWh | After Competition Groups | 192.4957 | 0 | 0 | 9409.2683 | 0.020458 | 15 | Residential_2023_Technical_GWh_After Competition Groups_15 | Heavy Duty Outdoor/Holiday Plug-in Timers | 2.046% | 0 | 192.4957 | Residential_2023_Technical_GWh_After Competition Groups_Heavy Duty Outdoor/Holiday Plug-in Timers
Residential | Res ¦ Refrigerator Recycling | 2023 | Economic | GWh | After Competition Groups | 92.5834 | 1581417.1342 | 1.5814 | 4740.5067 | 0.01953 | 11 | Residential_2023_Economic_GWh_After Competition Groups_11 | Refrigerator Recycling | 1.953% | 1.5814 | 92.5834 | Residential_2023_Economic_GWh_After Competition Groups_Refrigerator Recycling
Residential | Res ¦ Comprehensive Draft Proofing | 2023 | Technical | GWh | After Competition Groups | 180.8845 | 0 | 0 | 9409.2683 | 0.019224 | 16 | Residential_2023_Technical_GWh_After Competition Groups_16 | Comprehensive Draft Proofing | 1.922% | 0 | 180.8845 | Residential_2023_Technical_GWh_After Competition Groups_Comprehensive Draft Proofing
Residential | Res ¦ LED Exterior Area Lights - LED Fixture (200W) | 2023 | Achievable | GWh | After Competition Groups | 5.3553 | 1478345.7426 | 1.4783 | 283.2446 | 0.018907 | 14 | Residential_2023_Achievable_GWh_After Competition Groups_14 | LED Exterior Area Lights - LED Fixture (200W) | 1.891% | 1.4783 | 5.3553 | Residential_2023_Achievable_GWh_After Competition Groups_LED Exterior Area Lights - LED Fixture (200W)
Residential | Res ¦ Clothes Drying Racks | 2023 | Economic | GWh | After Competition Groups | 84.5331 | 6829454.6905 | 6.8295 | 4740.5067 | 0.017832 | 12 | Residential_2023_Economic_GWh_After Competition Groups_12 | Clothes Drying Racks | 1.783% | 6.8295 | 84.5331 | Residential_2023_Economic_GWh_After Competition Groups_Clothes Drying Racks
Residential | Res ¦ Refrigerator Recycling | 2023 | Achievable | GWh | After Competition Groups | 5.0112 | 1581417.1342 | 1.5814 | 283.2446 | 0.017692 | 15 | Residential_2023_Achievable_GWh_After Competition Groups_15 | Refrigerator Recycling | 1.769% | 1.5814 | 5.0112 | Residential_2023_Achievable_GWh_After Competition Groups_Refrigerator Recycling
Residential | Res ¦ Energy Star Torchiere | 2023 | Achievable | GWh | After Competition Groups | 4.9559 | 346799.8829 | 0.3468 | 283.2446 | 0.017497 | 16 | Residential_2023_Achievable_GWh_After Competition Groups_16 | Energy Star Torchiere | 1.75% | 0.3468 | 4.9559 | Residential_2023_Achievable_GWh_After Competition Groups_Energy Star Torchiere
Residential | Res ¦ Freezer Recycling | 2023 | Economic | GWh | After Competition Groups | 81.2283 | 33984464.5202 | 33.9845 | 4740.5067 | 0.017135 | 13 | Residential_2023_Economic_GWh_After Competition Groups_13 | Freezer Recycling | 1.713% | 33.9845 | 81.2283 | Residential_2023_Economic_GWh_After Competition Groups_Freezer Recycling
Residential | Res ¦ Clothes Drying Racks | 2023 | Achievable | GWh | After Competition Groups | 4.5738 | 6829454.6905 | 6.8295 | 283.2446 | 0.016148 | 17 | Residential_2023_Achievable_GWh_After Competition Groups_17 | Clothes Drying Racks | 1.615% | 6.8295 | 4.5738 | Residential_2023_Achievable_GWh_After Competition Groups_Clothes Drying Racks
Residential | Res ¦ Energy Star Light Fixture | 2023 | Achievable | GWh | After Competition Groups | 4.5644 | 1847815.6926 | 1.8478 | 283.2446 | 0.016115 | 18 | Residential_2023_Achievable_GWh_After Competition Groups_18 | Energy Star Light Fixture | 1.611% | 1.8478 | 4.5644 | Residential_2023_Achievable_GWh_After Competition Groups_Energy Star Light Fixture
Residential | Res ¦ Energy Star Clothes Washer | 2023 | Economic | GWh | After Competition Groups | 75.3918 | 11897817.9029 | 11.8978 | 4740.5067 | 0.015904 | 14 | Residential_2023_Economic_GWh_After Competition Groups_14 | Energy Star Clothes Washer | 1.59% | 11.8978 | 75.3918 | Residential_2023_Economic_GWh_After Competition Groups_Energy Star Clothes Washer
Residential | Res ¦ Duct Insulation | 2023 | Economic | GWh | After Competition Groups | 74.9368 | 522076.8826 | 0.52208 | 4740.5067 | 0.015808 | 15 | Residential_2023_Economic_GWh_After Competition Groups_15 | Duct Insulation | 1.581% | 0.52208 | 74.9368 | Residential_2023_Economic_GWh_After Competition Groups_Duct Insulation
Residential | Res ¦ Freezer Recycling | 2023 | Achievable | GWh | After Competition Groups | 4.3867 | 33984464.5202 | 33.9845 | 283.2446 | 0.015487 | 19 | Residential_2023_Achievable_GWh_After Competition Groups_19 | Freezer Recycling | 1.549% | 33.9845 | 4.3867 | Residential_2023_Achievable_GWh_After Competition Groups_Freezer Recycling
Residential | Res ¦ Furnace with ECM | 2023 | Technical | GWh | After Competition Groups | 134.0709 | 0 | 0 | 9409.2683 | 0.014249 | 17 | Residential_2023_Technical_GWh_After Competition Groups_17 | Furnace with ECM | 1.425% | 0 | 134.0709 | Residential_2023_Technical_GWh_After Competition Groups_Furnace with ECM
Residential | Res ¦ Floor Insulation | 2023 | Economic | GWh | After Competition Groups | 64.8839 | 615440.3043 | 0.61544 | 4740.5067 | 0.013687 | 16 | Residential_2023_Economic_GWh_After Competition Groups_16 | Floor Insulation | 1.369% | 0.61544 | 64.8839 | Residential_2023_Economic_GWh_After Competition Groups_Floor Insulation
Residential | Res ¦ ENERGY STAR LED LAMPS (REFLECTOR LAMPs/MR16/PAR 16) | 2023 | Achievable | GWh | After Competition Groups | 3.871 | 485759.2429 | 0.48576 | 283.2446 | 0.013667 | 20 | Residential_2023_Achievable_GWh_After Competition Groups_20 | ENERGY STAR LED LAMPS (REFLECTOR LAMPs/MR16/PAR 16) | 1.367% | 0.48576 | 3.871 | Residential_2023_Achievable_GWh_After Competition Groups_ENERGY STAR LED LAMPS (REFLECTOR LAMPs/MR16/PAR 16)
Residential | Res ¦ Occupancy Sensors MF | 2023 | Technical | GWh | After Competition Groups | 127.716 | 23527.1002 | 0.023527 | 9409.2683 | 0.013573 | 18 | Residential_2023_Technical_GWh_After Competition Groups_18 | Occupancy Sensors MF | 1.357% | 0.023527 | 127.716 | Residential_2023_Technical_GWh_After Competition Groups_Occupancy Sensors MF
Residential | Res ¦ Radiant Barrier | 2023 | Technical | GWh | After Competition Groups | 123.4664 | 0 | 0 | 9409.2683 | 0.013122 | 19 | Residential_2023_Technical_GWh_After Competition Groups_19 | Radiant Barrier | 1.312% | 0 | 123.4664 | Residential_2023_Technical_GWh_After Competition Groups_Radiant Barrier
Residential | Res ¦ LED Parking Lot Fixture | 2023 | Economic | GWh | After Competition Groups | 61.8526 | 1090590.3916 | 1.0906 | 4740.5067 | 0.013048 | 17 | Residential_2023_Economic_GWh_After Competition Groups_17 | LED Parking Lot Fixture | 1.305% | 1.0906 | 61.8526 | Residential_2023_Economic_GWh_After Competition Groups_LED Parking Lot Fixture
Residential | Res ¦ Ductless Mini-Split Heat Pump | 2023 | Economic | GWh | After Competition Groups | 61.2922 | 1553796.9706 | 1.5538 | 4740.5067 | 0.012929 | 18 | Residential_2023_Economic_GWh_After Competition Groups_18 | Ductless Mini-Split Heat Pump | 1.293% | 1.5538 | 61.2922 | Residential_2023_Economic_GWh_After Competition Groups_Ductless Mini-Split Heat Pump
Residential | Res ¦ Basement Wall Insulation | 2023 | Achievable | GWh | After Competition Groups | 3.1507 | 860180.6653 | 0.86018 | 283.2446 | 0.011124 | 21 | Residential_2023_Achievable_GWh_After Competition Groups_21 | Basement Wall Insulation | 1.112% | 0.86018 | 3.1507 | Residential_2023_Achievable_GWh_After Competition Groups_Basement Wall Insulation
Residential | Res ¦ Advanced BAS/Controllers | 2023 | Economic | GWh | After Competition Groups | 52.614 | 945295.5325 | 0.9453 | 4740.5067 | 0.011099 | 19 | Residential_2023_Economic_GWh_After Competition Groups_19 | Advanced BAS/Controllers | 1.11% | 0.9453 | 52.614 | Residential_2023_Economic_GWh_After Competition Groups_Advanced BAS/Controllers
Residential | Res ¦ Ceiling Insulation | 2023 | Technical | GWh | After Competition Groups | 96.4686 | 0 | 0 | 9409.2683 | 0.010253 | 20 | Residential_2023_Technical_GWh_After Competition Groups_20 | Ceiling Insulation | 1.025% | 0 | 96.4686 | Residential_2023_Technical_GWh_After Competition Groups_Ceiling Insulation
Residential | Res ¦ Window Film | 2023 | Technical | GWh | After Competition Groups | 96.179 | 0 | 0 | 9409.2683 | 0.010222 | 21 | Residential_2023_Technical_GWh_After Competition Groups_21 | Window Film | 1.022% | 0 | 96.179 | Residential_2023_Technical_GWh_After Competition Groups_Window Film
Residential | Res ¦ Advanced BAS/Controllers | 2023 | Achievable | GWh | After Competition Groups | 2.8477 | 945295.5325 | 0.9453 | 283.2446 | 0.010054 | 22 | Residential_2023_Achievable_GWh_After Competition Groups_22 | Advanced BAS/Controllers | 1.005% | 0.9453 | 2.8477 | Residential_2023_Achievable_GWh_After Competition Groups_Advanced BAS/Controllers
Residential | Res ¦ Refrigerator Recycling | 2023 | Technical | GWh | After Competition Groups | 92.5834 | 1581417.1342 | 1.5814 | 9409.2683 | 0.0098396 | 22 | Residential_2023_Technical_GWh_After Competition Groups_22 | Refrigerator Recycling | 0.984% | 1.5814 | 92.5834 | Residential_2023_Technical_GWh_After Competition Groups_Refrigerator Recycling
Residential | Res ¦ Energy Star Torchiere | 2023 | Economic | GWh | After Competition Groups | 45.0671 | 346799.8829 | 0.3468 | 4740.5067 | 0.0095068 | 20 | Residential_2023_Economic_GWh_After Competition Groups_20 | Energy Star Torchiere | 0.9507% | 0.3468 | 45.0671 | Residential_2023_Economic_GWh_After Competition Groups_Energy Star Torchiere
Residential | Res ¦ Minimize Hot and Warm Clothes Wash | 2023 | Economic | GWh | After Competition Groups | 45.0198 | 0 | 0 | 4740.5067 | 0.0094968 | 21 | Residential_2023_Economic_GWh_After Competition Groups_21 | Minimize Hot and Warm Clothes Wash | 0.9497% | 0 | 45.0198 | Residential_2023_Economic_GWh_After Competition Groups_Minimize Hot and Warm Clothes Wash
Residential | Res ¦ Furnace Whistle | 2023 | Economic | GWh | After Competition Groups | 44.0895 | 36789.853 | 0.03679 | 4740.5067 | 0.0093006 | 22 | Residential_2023_Economic_GWh_After Competition Groups_22 | Furnace Whistle | 0.9301% | 0.03679 | 44.0895 | Residential_2023_Economic_GWh_After Competition Groups_Furnace Whistle
Residential | Res ¦ Clothes Drying Racks | 2023 | Technical | GWh | After Competition Groups | 84.5331 | 6829454.6905 | 6.8295 | 9409.2683 | 0.008984 | 23 | Residential_2023_Technical_GWh_After Competition Groups_23 | Clothes Drying Racks | 0.8984% | 6.8295 | 84.5331 | Residential_2023_Technical_GWh_After Competition Groups_Clothes Drying Racks
Residential | Res ¦ Energy Star Refrigerator | 2023 | Technical | GWh | After Competition Groups | 84.1006 | 0 | 0 | 9409.2683 | 0.0089381 | 24 | Residential_2023_Technical_GWh_After Competition Groups_24 | Energy Star Refrigerator | 0.8938% | 0 | 84.1006 | Residential_2023_Technical_GWh_After Competition Groups_Energy Star Refrigerator
Residential | Res ¦ Wall Insulation | 2023 | Economic | GWh | After Competition Groups | 42.3237 | 0 | 0 | 4740.5067 | 0.0089281 | 23 | Residential_2023_Economic_GWh_After Competition Groups_23 | Wall Insulation | 0.8928% | 0 | 42.3237 | Residential_2023_Economic_GWh_After Competition Groups_Wall Insulation
Residential | Res ¦ Freezer Recycling | 2023 | Technical | GWh | After Competition Groups | 81.2283 | 33984464.5202 | 33.9845 | 9409.2683 | 0.0086328 | 25 | Residential_2023_Technical_GWh_After Competition Groups_25 | Freezer Recycling | 0.8633% | 33.9845 | 81.2283 | Residential_2023_Technical_GWh_After Competition Groups_Freezer Recycling
Residential | Res ¦ Energy Star Light Fixture | 2023 | Technical | GWh | After Competition Groups | 80.9982 | 1847815.6926 | 1.8478 | 9409.2683 | 0.0086083 | 26 | Residential_2023_Technical_GWh_After Competition Groups_26 | Energy Star Light Fixture | 0.8608% | 1.8478 | 80.9982 | Residential_2023_Technical_GWh_After Competition Groups_Energy Star Light Fixture
Residential | Res ¦ Attic Insulation | 2023 | Achievable | GWh | After Competition Groups | 2.4317 | 1504040.7902 | 1.504 | 283.2446 | 0.0085851 | 23 | Residential_2023_Achievable_GWh_After Competition Groups_23 | Attic Insulation | 0.8585% | 1.504 | 2.4317 | Residential_2023_Achievable_GWh_After Competition Groups_Attic Insulation
Residential | Res ¦ Duct Insulation | 2023 | Technical | GWh | After Competition Groups | 80.4359 | 522076.8826 | 0.52208 | 9409.2683 | 0.0085486 | 27 | Residential_2023_Technical_GWh_After Competition Groups_27 | Duct Insulation | 0.8549% | 0.52208 | 80.4359 | Residential_2023_Technical_GWh_After Competition Groups_Duct Insulation
Residential | Res ¦ Furnace Whistle | 2023 | Achievable | GWh | After Competition Groups | 2.3866 | 36789.853 | 0.03679 | 283.2446 | 0.0084259 | 24 | Residential_2023_Achievable_GWh_After Competition Groups_24 | Furnace Whistle | 0.8426% | 0.03679 | 2.3866 | Residential_2023_Achievable_GWh_After Competition Groups_Furnace Whistle
Residential | Res ¦ Energy Star Clothes Washer | 2023 | Technical | GWh | After Competition Groups | 75.3918 | 11897817.9029 | 11.8978 | 9409.2683 | 0.0080125 | 28 | Residential_2023_Technical_GWh_After Competition Groups_28 | Energy Star Clothes Washer | 0.8013% | 11.8978 | 75.3918 | Residential_2023_Technical_GWh_After Competition Groups_Energy Star Clothes Washer
Residential | Res ¦ Outside Air Economizer | 2023 | Achievable | GWh | After Competition Groups | 2.179 | 224072.7117 | 0.22407 | 283.2446 | 0.0076931 | 25 | Residential_2023_Achievable_GWh_After Competition Groups_25 | Outside Air Economizer | 0.7693% | 0.22407 | 2.179 | Residential_2023_Achievable_GWh_After Competition Groups_Outside Air Economizer
Residential | Res ¦ Variable Refrigerant Flow Heat Pump | 2023 | Technical | GWh | After Competition Groups | 70.1506 | 0 | 0 | 9409.2683 | 0.0074555 | 29 | Residential_2023_Technical_GWh_After Competition Groups_29 | Variable Refrigerant Flow Heat Pump | 0.7455% | 0 | 70.1506 | Residential_2023_Technical_GWh_After Competition Groups_Variable Refrigerant Flow Heat Pump
Residential | Res ¦ INTEGRAL LED TROFFERS | 2023 | Technical | GWh | After Competition Groups | 69.9556 | 0 | 0 | 9409.2683 | 0.0074348 | 30 | Residential_2023_Technical_GWh_After Competition Groups_30 | INTEGRAL LED TROFFERS | 0.7435% | 0 | 69.9556 | Residential_2023_Technical_GWh_After Competition Groups_INTEGRAL LED TROFFERS
Residential | Res ¦ Energy Star Air Source Heat Pump | 2023 | Economic | GWh | After Competition Groups | 34.4139 | 343982.2515 | 0.34398 | 4740.5067 | 0.0072595 | 24 | Residential_2023_Economic_GWh_After Competition Groups_24 | Energy Star Air Source Heat Pump | 0.726% | 0.34398 | 34.4139 | Residential_2023_Economic_GWh_After Competition Groups_Energy Star Air Source Heat Pump
Residential | Res ¦ Smart Burners | 2023 | Technical | GWh | After Competition Groups | 67.5452 | 0 | 0 | 9409.2683 | 0.0071786 | 31 | Residential_2023_Technical_GWh_After Competition Groups_31 | Smart Burners | 0.7179% | 0 | 67.5452 | Residential_2023_Technical_GWh_After Competition Groups_Smart Burners
Residential | Res ¦ Floor Insulation | 2023 | Technical | GWh | After Competition Groups | 64.8839 | 615440.3043 | 0.61544 | 9409.2683 | 0.0068957 | 32 | Residential_2023_Technical_GWh_After Competition Groups_32 | Floor Insulation | 0.6896% | 0.61544 | 64.8839 | Residential_2023_Technical_GWh_After Competition Groups_Floor Insulation
Residential | Res ¦ LED Parking Lot Fixture | 2023 | Technical | GWh | After Competition Groups | 61.8526 | 1090590.3916 | 1.0906 | 9409.2683 | 0.0065736 | 33 | Residential_2023_Technical_GWh_After Competition Groups_33 | LED Parking Lot Fixture | 0.6574% | 1.0906 | 61.8526 | Residential_2023_Technical_GWh_After Competition Groups_LED Parking Lot Fixture
Residential | Res ¦ Heat Pump Clothes Dryer | 2023 | Technical | GWh | After Competition Groups | 61.3636 | 0 | 0 | 9409.2683 | 0.0065216 | 34 | Residential_2023_Technical_GWh_After Competition Groups_34 | Heat Pump Clothes Dryer | 0.6522% | 0 | 61.3636 | Residential_2023_Technical_GWh_After Competition Groups_Heat Pump Clothes Dryer
Residential | Res ¦ Ductless Mini-Split Heat Pump | 2023 | Technical | GWh | After Competition Groups | 61.2922 | 1553796.9706 | 1.5538 | 9409.2683 | 0.006514 | 35 | Residential_2023_Technical_GWh_After Competition Groups_35 | Ductless Mini-Split Heat Pump | 0.6514% | 1.5538 | 61.2922 | Residential_2023_Technical_GWh_After Competition Groups_Ductless Mini-Split Heat Pump
Residential | Res ¦ Energy Star Ground Source Heat Pump | 2023 | Technical | GWh | After Competition Groups | 60.8611 | 0 | 0 | 9409.2683 | 0.0064682 | 36 | Residential_2023_Technical_GWh_After Competition Groups_36 | Energy Star Ground Source Heat Pump | 0.6468% | 0 | 60.8611 | Residential_2023_Technical_GWh_After Competition Groups_Energy Star Ground Source Heat Pump
Residential | Res ¦ Energy Star Light Fixture | 2023 | Economic | GWh | After Competition Groups | 28.9347 | 1847815.6926 | 1.8478 | 4740.5067 | 0.0061037 | 25 | Residential_2023_Economic_GWh_After Competition Groups_25 | Energy Star Light Fixture | 0.6104% | 1.8478 | 28.9347 | Residential_2023_Economic_GWh_After Competition Groups_Energy Star Light Fixture
Residential | Res ¦ LED Exterior Area Lights - LED Fixture (200W) | 2023 | Economic | GWh | After Competition Groups | 28.5231 | 1478345.7426 | 1.4783 | 4740.5067 | 0.0060169 | 26 | Residential_2023_Economic_GWh_After Competition Groups_26 | LED Exterior Area Lights - LED Fixture (200W) | 0.6017% | 1.4783 | 28.5231 | Residential_2023_Economic_GWh_After Competition Groups_LED Exterior Area Lights - LED Fixture (200W)
Residential | Res ¦ Duct Insulation MF | 2023 | Economic | GWh | After Competition Groups | 28.4372 | 391626.8547 | 0.39163 | 4740.5067 | 0.0059988 | 27 | Residential_2023_Economic_GWh_After Competition Groups_27 | Duct Insulation MF | 0.5999% | 0.39163 | 28.4372 | Residential_2023_Economic_GWh_After Competition Groups_Duct Insulation MF
Residential | Res ¦ Dehumidifier Recycling | 2023 | Technical | GWh | After Competition Groups | 55.7886 | 0 | 0 | 9409.2683 | 0.0059291 | 37 | Residential_2023_Technical_GWh_After Competition Groups_37 | Dehumidifier Recycling | 0.5929% | 0 | 55.7886 | Residential_2023_Technical_GWh_After Competition Groups_Dehumidifier Recycling
Residential | Res ¦ Minimize Hot and Warm Clothes Wash | 2023 | Achievable | GWh | After Competition Groups | 1.6633 | 0 | 0 | 283.2446 | 0.0058721 | 26 | Residential_2023_Achievable_GWh_After Competition Groups_26 | Minimize Hot and Warm Clothes Wash | 0.5872% | 0 | 1.6633 | Residential_2023_Achievable_GWh_After Competition Groups_Minimize Hot and Warm Clothes Wash
Residential | Res ¦ Advanced BAS/Controllers | 2023 | Technical | GWh | After Competition Groups | 52.614 | 945295.5325 | 0.9453 | 9409.2683 | 0.0055917 | 38 | Residential_2023_Technical_GWh_After Competition Groups_38 | Advanced BAS/Controllers | 0.5592% | 0.9453 | 52.614 | Residential_2023_Technical_GWh_After Competition Groups_Advanced BAS/Controllers
Residential | Res ¦ Outside Air Economizer | 2023 | Economic | GWh | After Competition Groups | 26.3015 | 224072.7117 | 0.22407 | 4740.5067 | 0.0055482 | 28 | Residential_2023_Economic_GWh_After Competition Groups_28 | Outside Air Economizer | 0.5548% | 0.22407 | 26.3015 | Residential_2023_Economic_GWh_After Competition Groups_Outside Air Economizer
Residential | Res ¦ Energy Star Air Source Heat Pump | 2023 | Achievable | GWh | After Competition Groups | 1.5289 | 343982.2515 | 0.34398 | 283.2446 | 0.0053977 | 27 | Residential_2023_Achievable_GWh_After Competition Groups_27 | Energy Star Air Source Heat Pump | 0.5398% | 0.34398 | 1.5289 | Residential_2023_Achievable_GWh_After Competition Groups_Energy Star Air Source Heat Pump
Residential | Res ¦ Energy Star Room Air Conditioner | 2023 | Achievable | GWh | After Competition Groups | 1.503 | 633032.0338 | 0.63303 | 283.2446 | 0.0053062 | 28 | Residential_2023_Achievable_GWh_After Competition Groups_28 | Energy Star Room Air Conditioner | 0.5306% | 0.63303 | 1.503 | Residential_2023_Achievable_GWh_After Competition Groups_Energy Star Room Air Conditioner
Residential | Res ¦ Demand Control Ventilation | 2023 | Economic | GWh | After Competition Groups | 24.1969 | 19207.8121 | 0.019208 | 4740.5067 | 0.0051043 | 29 | Residential_2023_Economic_GWh_After Competition Groups_29 | Demand Control Ventilation | 0.5104% | 0.019208 | 24.1969 | Residential_2023_Economic_GWh_After Competition Groups_Demand Control Ventilation
Residential | Res ¦ Energy Star Torchiere | 2023 | Technical | GWh | After Competition Groups | 45.0671 | 346799.8829 | 0.3468 | 9409.2683 | 0.0047896 | 39 | Residential_2023_Technical_GWh_After Competition Groups_39 | Energy Star Torchiere | 0.479% | 0.3468 | 45.0671 | Residential_2023_Technical_GWh_After Competition Groups_Energy Star Torchiere
Residential | Res ¦ Minimize Hot and Warm Clothes Wash | 2023 | Technical | GWh | After Competition Groups | 45.0198 | 0 | 0 | 9409.2683 | 0.0047846 | 40 | Residential_2023_Technical_GWh_After Competition Groups_40 | Minimize Hot and Warm Clothes Wash | 0.4785% | 0 | 45.0198 | Residential_2023_Technical_GWh_After Competition Groups_Minimize Hot and Warm Clothes Wash
Residential | Res ¦ Furnace Whistle | 2023 | Technical | GWh | After Competition Groups | 44.0895 | 36789.853 | 0.03679 | 9409.2683 | 0.0046858 | 41 | Residential_2023_Technical_GWh_After Competition Groups_41 | Furnace Whistle | 0.4686% | 0.03679 | 44.0895 | Residential_2023_Technical_GWh_After Competition Groups_Furnace Whistle
Residential | Res ¦ Early Hot Water Heater Replacement | 2023 | Technical | GWh | After Competition Groups | 40.0342 | 0 | 0 | 9409.2683 | 0.0042548 | 42 | Residential_2023_Technical_GWh_After Competition Groups_42 | Early Hot Water Heater Replacement | 0.4255% | 0 | 40.0342 | Residential_2023_Technical_GWh_After Competition Groups_Early Hot Water Heater Replacement
Residential | Res ¦ High Efficiency Chiller (avg of water and air cooled) | 2023 | Achievable | GWh | After Competition Groups | 1.1362 | 173513.2736 | 0.17351 | 283.2446 | 0.0040112 | 29 | Residential_2023_Achievable_GWh_After Competition Groups_29 | High Efficiency Chiller (avg of water and air cooled) | 0.4011% | 0.17351 | 1.1362 | Residential_2023_Achievable_GWh_After Competition Groups_High Efficiency Chiller (avg of water and air cooled)
Residential | Res ¦ Variable Frequency Drive (VFD) | 2023 | Economic | GWh | After Competition Groups | 19.0111 | 227021.104 | 0.22702 | 4740.5067 | 0.0040104 | 30 | Residential_2023_Economic_GWh_After Competition Groups_30 | Variable Frequency Drive (VFD) | 0.401% | 0.22702 | 19.0111 | Residential_2023_Economic_GWh_After Competition Groups_Variable Frequency Drive (VFD)
Residential | Res ¦ LED Downlight | 2023 | Technical | GWh | After Competition Groups | 37.4892 | 0 | 0 | 9409.2683 | 0.0039843 | 43 | Residential_2023_Technical_GWh_After Competition Groups_43 | LED Downlight | 0.3984% | 0 | 37.4892 | Residential_2023_Technical_GWh_After Competition Groups_LED Downlight
Residential | Res ¦ Ductless Mini-Split Air Conditioner | 2023 | Technical | GWh | After Competition Groups | 36.4202 | 0 | 0 | 9409.2683 | 0.0038707 | 44 | Residential_2023_Technical_GWh_After Competition Groups_44 | Ductless Mini-Split Air Conditioner | 0.3871% | 0 | 36.4202 | Residential_2023_Technical_GWh_After Competition Groups_Ductless Mini-Split Air Conditioner
Residential | Res ¦ Duct Insulation MF | 2023 | Technical | GWh | After Competition Groups | 36.2438 | 391626.8547 | 0.39163 | 9409.2683 | 0.0038519 | 45 | Residential_2023_Technical_GWh_After Competition Groups_45 | Duct Insulation MF | 0.3852% | 0.39163 | 36.2438 | Residential_2023_Technical_GWh_After Competition Groups_Duct Insulation MF
Residential | Res ¦ Variable Frequency Drive (VFD) | 2023 | Achievable | GWh | After Competition Groups | 1.029 | 227021.104 | 0.22702 | 283.2446 | 0.003633 | 30 | Residential_2023_Achievable_GWh_After Competition Groups_30 | Variable Frequency Drive (VFD) | 0.3633% | 0.22702 | 1.029 | Residential_2023_Achievable_GWh_After Competition Groups_Variable Frequency Drive (VFD)
Residential | Res ¦ Central Air Conditioner Maintenance | 2023 | Technical | GWh | After Competition Groups | 32.9585 | 0 | 0 | 9409.2683 | 0.0035028 | 46 | Residential_2023_Technical_GWh_After Competition Groups_46 | Central Air Conditioner Maintenance | 0.3503% | 0 | 32.9585 | Residential_2023_Technical_GWh_After Competition Groups_Central Air Conditioner Maintenance
Residential | Res ¦ CO Sensors for parking garage exhaust fans | 2023 | Economic | GWh | After Competition Groups | 16.5942 | 324007.8442 | 0.32401 | 4740.5067 | 0.0035005 | 31 | Residential_2023_Economic_GWh_After Competition Groups_31 | CO Sensors for parking garage exhaust fans | 0.3501% | 0.32401 | 16.5942 | Residential_2023_Economic_GWh_After Competition Groups_CO Sensors for parking garage exhaust fans
Residential | Res ¦ Energy Star Dehumidifier | 2023 | Technical | GWh | After Competition Groups | 32.7975 | 0 | 0 | 9409.2683 | 0.0034857 | 47 | Residential_2023_Technical_GWh_After Competition Groups_47 | Energy Star Dehumidifier | 0.3486% | 0 | 32.7975 | Residential_2023_Technical_GWh_After Competition Groups_Energy Star Dehumidifier
Residential | Res ¦ CO Sensors for parking garage exhaust fans | 2023 | Achievable | GWh | After Competition Groups | 0.92583 | 324007.8442 | 0.32401 | 283.2446 | 0.0032687 | 31 | Residential_2023_Achievable_GWh_After Competition Groups_31 | CO Sensors for parking garage exhaust fans | 0.3269% | 0.32401 | 0.92583 | Residential_2023_Achievable_GWh_After Competition Groups_CO Sensors for parking garage exhaust fans
Residential | Res ¦ LED Exterior Area Lights - LED Fixture (200W) | 2023 | Technical | GWh | After Competition Groups | 28.5231 | 1478345.7426 | 1.4783 | 9409.2683 | 0.0030314 | 48 | Residential_2023_Technical_GWh_After Competition Groups_48 | LED Exterior Area Lights - LED Fixture (200W) | 0.3031% | 1.4783 | 28.5231 | Residential_2023_Technical_GWh_After Competition Groups_LED Exterior Area Lights - LED Fixture (200W)
Residential | Res ¦ Water Heater Temperature Setback | 2023 | Economic | GWh | After Competition Groups | 14.0485 | 37233.1369 | 0.037233 | 4740.5067 | 0.0029635 | 32 | Residential_2023_Economic_GWh_After Competition Groups_32 | Water Heater Temperature Setback | 0.2963% | 0.037233 | 14.0485 | Residential_2023_Economic_GWh_After Competition Groups_Water Heater Temperature Setback
Residential | Res ¦ Energy Star Room Air Conditioner | 2023 | Economic | GWh | After Competition Groups | 13.8918 | 633032.0338 | 0.63303 | 4740.5067 | 0.0029304 | 33 | Residential_2023_Economic_GWh_After Competition Groups_33 | Energy Star Room Air Conditioner | 0.293% | 0.63303 | 13.8918 | Residential_2023_Economic_GWh_After Competition Groups_Energy Star Room Air Conditioner
Residential | Res ¦ Drain Water Heat Recovery | 2023 | Technical | GWh | After Competition Groups | 26.8733 | 0 | 0 | 9409.2683 | 0.002856 | 49 | Residential_2023_Technical_GWh_After Competition Groups_49 | Drain Water Heat Recovery | 0.2856% | 0 | 26.8733 | Residential_2023_Technical_GWh_After Competition Groups_Drain Water Heat Recovery
Residential | Res ¦ Outside Air Economizer | 2023 | Technical | GWh | After Competition Groups | 26.3015 | 224072.7117 | 0.22407 | 9409.2683 | 0.0027953 | 50 | Residential_2023_Technical_GWh_After Competition Groups_50 | Outside Air Economizer | 0.2795% | 0.22407 | 26.3015 | Residential_2023_Technical_GWh_After Competition Groups_Outside Air Economizer
Residential | Res ¦ ENERGY STAR LED LAMPS (REFLECTOR LAMPs/MR16/PAR 16) | 2023 | Economic | GWh | After Competition Groups | 13.2137 | 485759.2429 | 0.48576 | 4740.5067 | 0.0027874 | 34 | Residential_2023_Economic_GWh_After Competition Groups_34 | ENERGY STAR LED LAMPS (REFLECTOR LAMPs/MR16/PAR 16) | 0.2787% | 0.48576 | 13.2137 | Residential_2023_Economic_GWh_After Competition Groups_ENERGY STAR LED LAMPS (REFLECTOR LAMPs/MR16/PAR 16)
Residential | Res ¦ Water Heater Temperature Setback | 2023 | Achievable | GWh | After Competition Groups | 0.76045 | 37233.1369 | 0.037233 | 283.2446 | 0.0026848 | 32 | Residential_2023_Achievable_GWh_After Competition Groups_32 | Water Heater Temperature Setback | 0.2685% | 0.037233 | 0.76045 | Residential_2023_Achievable_GWh_After Competition Groups_Water Heater Temperature Setback
Residential | Res ¦ Demand Control Ventilation | 2023 | Achievable | GWh | After Competition Groups | 0.75304 | 19207.8121 | 0.019208 | 283.2446 | 0.0026586 | 33 | Residential_2023_Achievable_GWh_After Competition Groups_33 | Demand Control Ventilation | 0.2659% | 0.019208 | 0.75304 | Residential_2023_Achievable_GWh_After Competition Groups_Demand Control Ventilation
Residential | Res ¦ Duct Insulation | 2023 | Achievable | GWh | After Competition Groups | 0.73708 | 522076.8826 | 0.52208 | 283.2446 | 0.0026023 | 34 | Residential_2023_Achievable_GWh_After Competition Groups_34 | Duct Insulation | 0.2602% | 0.52208 | 0.73708 | Residential_2023_Achievable_GWh_After Competition Groups_Duct Insulation
Residential | Res ¦ Demand Control Ventilation | 2023 | Technical | GWh | After Competition Groups | 24.1969 | 19207.8121 | 0.019208 | 9409.2683 | 0.0025716 | 51 | Residential_2023_Technical_GWh_After Competition Groups_51 | Demand Control Ventilation | 0.2572% | 0.019208 | 24.1969 | Residential_2023_Technical_GWh_After Competition Groups_Demand Control Ventilation
Residential | Res ¦ Lighting Motion Sensors, Timers, Dimmers | 2023 | Technical | GWh | After Competition Groups | 21.2045 | 0 | 0 | 9409.2683 | 0.0022536 | 52 | Residential_2023_Technical_GWh_After Competition Groups_52 | Lighting Motion Sensors, Timers, Dimmers | 0.2254% | 0 | 21.2045 | Residential_2023_Technical_GWh_After Competition Groups_Lighting Motion Sensors, Timers, Dimmers
Residential | Res ¦ Floor Insulation | 2023 | Achievable | GWh | After Competition Groups | 0.63828 | 615440.3043 | 0.61544 | 283.2446 | 0.0022535 | 35 | Residential_2023_Achievable_GWh_After Competition Groups_35 | Floor Insulation | 0.2253% | 0.61544 | 0.63828 | Residential_2023_Achievable_GWh_After Competition Groups_Floor Insulation
Residential | Res ¦ ENERGY STAR LED Lamps (General Service Lamps) | 2023 | Achievable | GWh | After Competition Groups | 0.63003 | 109243.5079 | 0.10924 | 283.2446 | 0.0022243 | 36 | Residential_2023_Achievable_GWh_After Competition Groups_36 | ENERGY STAR LED Lamps (General Service Lamps) | 0.2224% | 0.10924 | 0.63003 | Residential_2023_Achievable_GWh_After Competition Groups_ENERGY STAR LED Lamps (General Service Lamps)
Residential | Res ¦ Variable Frequency Drive (VFD) | 2023 | Technical | GWh | After Competition Groups | 19.0111 | 227021.104 | 0.22702 | 9409.2683 | 0.0020205 | 53 | Residential_2023_Technical_GWh_After Competition Groups_53 | Variable Frequency Drive (VFD) | 0.202% | 0.22702 | 19.0111 | Residential_2023_Technical_GWh_After Competition Groups_Variable Frequency Drive (VFD)
Residential | Res ¦ CO Sensors for parking garage exhaust fans | 2023 | Technical | GWh | After Competition Groups | 16.5942 | 324007.8442 | 0.32401 | 9409.2683 | 0.0017636 | 54 | Residential_2023_Technical_GWh_After Competition Groups_54 | CO Sensors for parking garage exhaust fans | 0.1764% | 0.32401 | 16.5942 | Residential_2023_Technical_GWh_After Competition Groups_CO Sensors for parking garage exhaust fans
Residential | Res ¦ Water Heater Temperature Setback | 2023 | Technical | GWh | After Competition Groups | 14.0485 | 37233.1369 | 0.037233 | 9409.2683 | 0.001493 | 55 | Residential_2023_Technical_GWh_After Competition Groups_55 | Water Heater Temperature Setback | 0.1493% | 0.037233 | 14.0485 | Residential_2023_Technical_GWh_After Competition Groups_Water Heater Temperature Setback
Residential | Res ¦ Wall Insulation | 2023 | Achievable | GWh | After Competition Groups | 0.41621 | 0 | 0 | 283.2446 | 0.0014694 | 37 | Residential_2023_Achievable_GWh_After Competition Groups_37 | Wall Insulation | 0.1469% | 0 | 0.41621 | Residential_2023_Achievable_GWh_After Competition Groups_Wall Insulation
Residential | Res ¦ ENERGY STAR LED LAMPS (REFLECTOR LAMPs/MR16/PAR 16) | 2023 | Technical | GWh | After Competition Groups | 13.2137 | 485759.2429 | 0.48576 | 9409.2683 | 0.0014043 | 56 | Residential_2023_Technical_GWh_After Competition Groups_56 | ENERGY STAR LED LAMPS (REFLECTOR LAMPs/MR16/PAR 16) | 0.1404% | 0.48576 | 13.2137 | Residential_2023_Technical_GWh_After Competition Groups_ENERGY STAR LED LAMPS (REFLECTOR LAMPs/MR16/PAR 16)
Residential | Res ¦ DHW Recirculation Systems | 2023 | Technical | GWh | After Competition Groups | 12.6562 | 0 | 0 | 9409.2683 | 0.0013451 | 57 | Residential_2023_Technical_GWh_After Competition Groups_57 | DHW Recirculation Systems | 0.1345% | 0 | 12.6562 | Residential_2023_Technical_GWh_After Competition Groups_DHW Recirculation Systems
Residential | Res ¦ VFD on Pumps | 2023 | Economic | GWh | After Competition Groups | 5.8461 | 85038.2205 | 0.085038 | 4740.5067 | 0.0012332 | 35 | Residential_2023_Economic_GWh_After Competition Groups_35 | VFD on Pumps | 0.1233% | 0.085038 | 5.8461 | Residential_2023_Economic_GWh_After Competition Groups_VFD on Pumps
Residential | Res ¦ Air Source Heat Pump Maintenance | 2023 | Technical | GWh | After Competition Groups | 11.4212 | 0 | 0 | 9409.2683 | 0.0012138 | 58 | Residential_2023_Technical_GWh_After Competition Groups_58 | Air Source Heat Pump Maintenance | 0.1214% | 0 | 11.4212 | Residential_2023_Technical_GWh_After Competition Groups_Air Source Heat Pump Maintenance
Residential | Res ¦ VFD on Pumps | 2023 | Achievable | GWh | After Competition Groups | 0.31644 | 85038.2205 | 0.085038 | 283.2446 | 0.0011172 | 38 | Residential_2023_Achievable_GWh_After Competition Groups_38 | VFD on Pumps | 0.1117% | 0.085038 | 0.31644 | Residential_2023_Achievable_GWh_After Competition Groups_VFD on Pumps
Residential | Res ¦ Energy Star Ceiling Fan/Lighting | 2023 | Technical | GWh | After Competition Groups | 9.9125 | 0 | 0 | 9409.2683 | 0.0010535 | 59 | Residential_2023_Technical_GWh_After Competition Groups_59 | Energy Star Ceiling Fan/Lighting | 0.1053% | 0 | 9.9125 | Residential_2023_Technical_GWh_After Competition Groups_Energy Star Ceiling Fan/Lighting
Residential | Res ¦ Solar Powered Attic Fan | 2023 | Technical | GWh | After Competition Groups | 9.5715 | 0 | 0 | 9409.2683 | 0.0010172 | 60 | Residential_2023_Technical_GWh_After Competition Groups_60 | Solar Powered Attic Fan | 0.1017% | 0 | 9.5715 | Residential_2023_Technical_GWh_After Competition Groups_Solar Powered Attic Fan
Residential | Res ¦ Duct Insulation MF | 2023 | Achievable | GWh | After Competition Groups | 0.27974 | 391626.8547 | 0.39163 | 283.2446 | 0.00098763 | 39 | Residential_2023_Achievable_GWh_After Competition Groups_39 | Duct Insulation MF | 0.09876% | 0.39163 | 0.27974 | Residential_2023_Achievable_GWh_After Competition Groups_Duct Insulation MF
Residential | Res ¦ Energy Star Freezer | 2023 | Technical | GWh | After Competition Groups | 8.5599 | 0 | 0 | 9409.2683 | 0.00090973 | 61 | Residential_2023_Technical_GWh_After Competition Groups_61 | Energy Star Freezer | 0.09097% | 0 | 8.5599 | Residential_2023_Technical_GWh_After Competition Groups_Energy Star Freezer
Residential | Res ¦ Condensing Make Up Air Unit | 2023 | Achievable | GWh | After Competition Groups | 0.23358 | 218873.0543 | 0.21887 | 283.2446 | 0.00082465 | 40 | Residential_2023_Achievable_GWh_After Competition Groups_40 | Condensing Make Up Air Unit | 0.08246% | 0.21887 | 0.23358 | Residential_2023_Achievable_GWh_After Competition Groups_Condensing Make Up Air Unit
Residential | Res ¦ Home Energy Reports | 2023 | Technical | GWh | After Competition Groups | 6.851 | 0 | 0 | 9409.2683 | 0.00072812 | 62 | Residential_2023_Technical_GWh_After Competition Groups_62 | Home Energy Reports | 0.07281% | 0 | 6.851 | Residential_2023_Technical_GWh_After Competition Groups_Home Energy Reports
Residential | Res ¦ Heat Recovery Ventilator | 2023 | Economic | GWh | After Competition Groups | 3.2212 | 141228.8232 | 0.14123 | 4740.5067 | 0.0006795 | 36 | Residential_2023_Economic_GWh_After Competition Groups_36 | Heat Recovery Ventilator | 0.06795% | 0.14123 | 3.2212 | Residential_2023_Economic_GWh_After Competition Groups_Heat Recovery Ventilator
Residential | Res ¦ Heat Pump Water Heater | 2023 | Technical | GWh | After Competition Groups | 6.1579 | 0 | 0 | 9409.2683 | 0.00065445 | 63 | Residential_2023_Technical_GWh_After Competition Groups_63 | Heat Pump Water Heater | 0.06545% | 0 | 6.1579 | Residential_2023_Technical_GWh_After Competition Groups_Heat Pump Water Heater
Residential | Res ¦ Central Lighting Control System | 2023 | Technical | GWh | After Competition Groups | 6.1309 | 0 | 0 | 9409.2683 | 0.00065158 | 64 | Residential_2023_Technical_GWh_After Competition Groups_64 | Central Lighting Control System | 0.06516% | 0 | 6.1309 | Residential_2023_Technical_GWh_After Competition Groups_Central Lighting Control System
Residential | Res ¦ VFD on Pumps | 2023 | Technical | GWh | After Competition Groups | 5.8461 | 85038.2205 | 0.085038 | 9409.2683 | 0.00062132 | 65 | Residential_2023_Technical_GWh_After Competition Groups_65 | VFD on Pumps | 0.06213% | 0.085038 | 5.8461 | Residential_2023_Technical_GWh_After Competition Groups_VFD on Pumps
Residential | Res ¦ ECM MOTORS FOR HVAC APPLICATION (FAN-POWERED VAV BOX) | 2023 | Economic | GWh | After Competition Groups | 2.6857 | 35484.2656 | 0.035484 | 4740.5067 | 0.00056655 | 37 | Residential_2023_Economic_GWh_After Competition Groups_37 | ECM MOTORS FOR HVAC APPLICATION (FAN-POWERED VAV BOX) | 0.05666% | 0.035484 | 2.6857 | Residential_2023_Economic_GWh_After Competition Groups_ECM MOTORS FOR HVAC APPLICATION (FAN-POWERED VAV BOX)
Residential | Res ¦ LED Tube Re-Lamp | 2023 | Technical | GWh | After Competition Groups | 5.0321 | 0 | 0 | 9409.2683 | 0.0005348 | 66 | Residential_2023_Technical_GWh_After Competition Groups_66 | LED Tube Re-Lamp | 0.05348% | 0 | 5.0321 | Residential_2023_Technical_GWh_After Competition Groups_LED Tube Re-Lamp
Residential | Res ¦ ECM MOTORS FOR HVAC APPLICATION (FAN-POWERED VAV BOX) | 2023 | Achievable | GWh | After Competition Groups | 0.1456 | 35484.2656 | 0.035484 | 283.2446 | 0.00051405 | 41 | Residential_2023_Achievable_GWh_After Competition Groups_41 | ECM MOTORS FOR HVAC APPLICATION (FAN-POWERED VAV BOX) | 0.05141% | 0.035484 | 0.1456 | Residential_2023_Achievable_GWh_After Competition Groups_ECM MOTORS FOR HVAC APPLICATION (FAN-POWERED VAV BOX)
Residential | Res ¦ ENERGY STAR LED Lamps (General Service Lamps) | 2023 | Economic | GWh | After Competition Groups | 2.1506 | 109243.5079 | 0.10924 | 4740.5067 | 0.00045366 | 38 | Residential_2023_Economic_GWh_After Competition Groups_38 | ENERGY STAR LED Lamps (General Service Lamps) | 0.04537% | 0.10924 | 2.1506 | Residential_2023_Economic_GWh_After Competition Groups_ENERGY STAR LED Lamps (General Service Lamps)
Residential | Res ¦ Energy Star Windows | 2023 | Economic | GWh | After Competition Groups | 1.7819 | 0 | 0 | 4740.5067 | 0.00037588 | 39 | Residential_2023_Economic_GWh_After Competition Groups_39 | Energy Star Windows | 0.03759% | 0 | 1.7819 | Residential_2023_Economic_GWh_After Competition Groups_Energy Star Windows
Residential | Res ¦ Heat Recovery Ventilator | 2023 | Technical | GWh | After Competition Groups | 3.3296 | 141228.8232 | 0.14123 | 9409.2683 | 0.00035386 | 67 | Residential_2023_Technical_GWh_After Competition Groups_67 | Heat Recovery Ventilator | 0.03539% | 0.14123 | 3.3296 | Residential_2023_Technical_GWh_After Competition Groups_Heat Recovery Ventilator
Residential | Res ¦ Energy Star Windows | 2023 | Achievable | GWh | After Competition Groups | 0.096388 | 0 | 0 | 283.2446 | 0.0003403 | 42 | Residential_2023_Achievable_GWh_After Competition Groups_42 | Energy Star Windows | 0.03403% | 0 | 0.096388 | Residential_2023_Achievable_GWh_After Competition Groups_Energy Star Windows
Residential | Res ¦ Condensing Make Up Air Unit | 2023 | Economic | GWh | After Competition Groups | 1.5933 | 218873.0543 | 0.21887 | 4740.5067 | 0.0003361 | 40 | Residential_2023_Economic_GWh_After Competition Groups_40 | Condensing Make Up Air Unit | 0.03361% | 0.21887 | 1.5933 | Residential_2023_Economic_GWh_After Competition Groups_Condensing Make Up Air Unit
Residential | Res ¦ High Efficiency Chiller (avg of water and air cooled) | 2023 | Economic | GWh | After Competition Groups | 1.4633 | 173513.2736 | 0.17351 | 4740.5067 | 0.00030869 | 41 | Residential_2023_Economic_GWh_After Competition Groups_41 | High Efficiency Chiller (avg of water and air cooled) | 0.03087% | 0.17351 | 1.4633 | Residential_2023_Economic_GWh_After Competition Groups_High Efficiency Chiller (avg of water and air cooled)
Residential | Res ¦ ECM MOTORS FOR HVAC APPLICATION (FAN-POWERED VAV BOX) | 2023 | Technical | GWh | After Competition Groups | 2.6857 | 35484.2656 | 0.035484 | 9409.2683 | 0.00028544 | 68 | Residential_2023_Technical_GWh_After Competition Groups_68 | ECM MOTORS FOR HVAC APPLICATION (FAN-POWERED VAV BOX) | 0.02854% | 0.035484 | 2.6857 | Residential_2023_Technical_GWh_After Competition Groups_ECM MOTORS FOR HVAC APPLICATION (FAN-POWERED VAV BOX)
Residential | Res ¦ Energy Star Dishwasher | 2023 | Technical | GWh | After Competition Groups | 2.6571 | 0 | 0 | 9409.2683 | 0.00028239 | 69 | Residential_2023_Technical_GWh_After Competition Groups_69 | Energy Star Dishwasher | 0.02824% | 0 | 2.6571 | Residential_2023_Technical_GWh_After Competition Groups_Energy Star Dishwasher
Residential | Res ¦ Home Energy Reports | 2023 | Economic | GWh | After Competition Groups | 1.3368 | 0 | 0 | 4740.5067 | 0.00028199 | 42 | Residential_2023_Economic_GWh_After Competition Groups_42 | Home Energy Reports | 0.0282% | 0 | 1.3368 | Residential_2023_Economic_GWh_After Competition Groups_Home Energy Reports
Residential | Res ¦ Beverage Vending Machine Controls | 2023 | Economic | GWh | After Competition Groups | 1.3042 | 8210.3408 | 0.0082103 | 4740.5067 | 0.00027512 | 43 | Residential_2023_Economic_GWh_After Competition Groups_43 | Beverage Vending Machine Controls | 0.02751% | 0.0082103 | 1.3042 | Residential_2023_Economic_GWh_After Competition Groups_Beverage Vending Machine Controls
Residential | Res ¦ Home Energy Reports | 2023 | Achievable | GWh | After Competition Groups | 0.066838 | 0 | 0 | 283.2446 | 0.00023597 | 43 | Residential_2023_Achievable_GWh_After Competition Groups_43 | Home Energy Reports | 0.0236% | 0 | 0.066838 | Residential_2023_Achievable_GWh_After Competition Groups_Home Energy Reports
Residential | Res ¦ ENERGY STAR LED Lamps (General Service Lamps) | 2023 | Technical | GWh | After Competition Groups | 2.1506 | 109243.5079 | 0.10924 | 9409.2683 | 0.00022856 | 70 | Residential_2023_Technical_GWh_After Competition Groups_70 | ENERGY STAR LED Lamps (General Service Lamps) | 0.02286% | 0.10924 | 2.1506 | Residential_2023_Technical_GWh_After Competition Groups_ENERGY STAR LED Lamps (General Service Lamps)
Residential | Res ¦ Beverage Vending Machine Controls | 2023 | Achievable | GWh | After Competition Groups | 0.0598 | 8210.3408 | 0.0082103 | 283.2446 | 0.00021112 | 44 | Residential_2023_Achievable_GWh_After Competition Groups_44 | Beverage Vending Machine Controls | 0.02111% | 0.0082103 | 0.0598 | Residential_2023_Achievable_GWh_After Competition Groups_Beverage Vending Machine Controls
Residential | Res ¦ Condensing Make Up Air Unit | 2023 | Technical | GWh | After Competition Groups | 1.5933 | 218873.0543 | 0.21887 | 9409.2683 | 0.00016933 | 71 | Residential_2023_Technical_GWh_After Competition Groups_71 | Condensing Make Up Air Unit | 0.01693% | 0.21887 | 1.5933 | Residential_2023_Technical_GWh_After Competition Groups_Condensing Make Up Air Unit
Residential | Res ¦ High Efficiency Chiller (avg of water and air cooled) | 2023 | Technical | GWh | After Competition Groups | 1.4633 | 173513.2736 | 0.17351 | 9409.2683 | 0.00015552 | 72 | Residential_2023_Technical_GWh_After Competition Groups_72 | High Efficiency Chiller (avg of water and air cooled) | 0.01555% | 0.17351 | 1.4633 | Residential_2023_Technical_GWh_After Competition Groups_High Efficiency Chiller (avg of water and air cooled)
Residential | Res ¦ Basement or Crawlspace Insulation | 2023 | Economic | GWh | After Competition Groups | 0.73507 | 0 | 0 | 4740.5067 | 0.00015506 | 44 | Residential_2023_Economic_GWh_After Competition Groups_44 | Basement or Crawlspace Insulation | 0.01551% | 0 | 0.73507 | Residential_2023_Economic_GWh_After Competition Groups_Basement or Crawlspace Insulation
Residential | Res ¦ Beverage Vending Machine Controls | 2023 | Technical | GWh | After Competition Groups | 1.3042 | 8210.3408 | 0.0082103 | 9409.2683 | 0.00013861 | 73 | Residential_2023_Technical_GWh_After Competition Groups_73 | Beverage Vending Machine Controls | 0.01386% | 0.0082103 | 1.3042 | Residential_2023_Technical_GWh_After Competition Groups_Beverage Vending Machine Controls
Residential | Res ¦ Heat Recovery Ventilator | 2023 | Achievable | GWh | After Competition Groups | 0.033543 | 141228.8232 | 0.14123 | 283.2446 | 0.00011842 | 45 | Residential_2023_Achievable_GWh_After Competition Groups_45 | Heat Recovery Ventilator | 0.01184% | 0.14123 | 0.033543 | Residential_2023_Achievable_GWh_After Competition Groups_Heat Recovery Ventilator
Residential | Res ¦ HVAC Optimization | 2023 | Technical | GWh | After Competition Groups | 0.81677 | 0 | 0 | 9409.2683 | 8.6804e-05 | 74 | Residential_2023_Technical_GWh_After Competition Groups_74 | HVAC Optimization | 0.00868% | 0 | 0.81677 | Residential_2023_Technical_GWh_After Competition Groups_HVAC Optimization
Residential | Res ¦ Wall Insulation MF | 2023 | Technical | GWh | After Competition Groups | 0.71125 | 0 | 0 | 9409.2683 | 7.559e-05 | 75 | Residential_2023_Technical_GWh_After Competition Groups_75 | Wall Insulation MF | 0.007559% | 0 | 0.71125 | Residential_2023_Technical_GWh_After Competition Groups_Wall Insulation MF
Residential | Res ¦ Tankless Water Heater | 2023 | Technical | GWh | After Competition Groups | 0.38299 | 0 | 0 | 9409.2683 | 4.0704e-05 | 76 | Residential_2023_Technical_GWh_After Competition Groups_76 | Tankless Water Heater | 0.00407% | 0 | 0.38299 | Residential_2023_Technical_GWh_After Competition Groups_Tankless Water Heater
Residential | Res ¦ LED Recessed Downlights | 2023 | Technical | GWh | After Competition Groups | 0.37502 | 0 | 0 | 9409.2683 | 3.9856e-05 | 77 | Residential_2023_Technical_GWh_After Competition Groups_77 | LED Recessed Downlights | 0.003986% | 0 | 0.37502 | Residential_2023_Technical_GWh_After Competition Groups_LED Recessed Downlights
Residential | Res ¦ LED High Bay Fixture | 2023 | Technical | GWh | After Competition Groups | 0.32239 | 0 | 0 | 9409.2683 | 3.4263e-05 | 78 | Residential_2023_Technical_GWh_After Competition Groups_78 | LED High Bay Fixture | 0.003426% | 0 | 0.32239 | Residential_2023_Technical_GWh_After Competition Groups_LED High Bay Fixture
Residential | Res ¦ Basement or Crawlspace Insulation | 2023 | Achievable | GWh | After Competition Groups | 0.0072291 | 0 | 0 | 283.2446 | 2.5522e-05 | 46 | Residential_2023_Achievable_GWh_After Competition Groups_46 | Basement or Crawlspace Insulation | 0.002552% | 0 | 0.0072291 | Residential_2023_Achievable_GWh_After Competition Groups_Basement or Crawlspace Insulation
Residential | Res ¦ Chilled Water Optimization | 2023 | Achievable | GWh | After Competition Groups | 0.0061135 | 42.0654 | 4.2065e-05 | 283.2446 | 2.1584e-05 | 47 | Residential_2023_Achievable_GWh_After Competition Groups_47 | Chilled Water Optimization | 0.002158% | 4.2065e-05 | 0.0061135 | Residential_2023_Achievable_GWh_After Competition Groups_Chilled Water Optimization
Residential | Res ¦ Wall Insulation MF | 2023 | Economic | GWh | After Competition Groups | 0.058382 | 0 | 0 | 4740.5067 | 1.2315e-05 | 45 | Residential_2023_Economic_GWh_After Competition Groups_45 | Wall Insulation MF | 0.001232% | 0 | 0.058382 | Residential_2023_Economic_GWh_After Competition Groups_Wall Insulation MF
Residential | Res ¦ Chilled Water Optimization | 2023 | Economic | GWh | After Competition Groups | 0.038864 | 42.0654 | 4.2065e-05 | 4740.5067 | 8.1982e-06 | 46 | Residential_2023_Economic_GWh_After Competition Groups_46 | Chilled Water Optimization | 0.0008198% | 4.2065e-05 | 0.038864 | Residential_2023_Economic_GWh_After Competition Groups_Chilled Water Optimization
Residential | Res ¦ Chilled Water Optimization | 2023 | Technical | GWh | After Competition Groups | 0.038864 | 42.0654 | 4.2065e-05 | 9409.2683 | 4.1304e-06 | 79 | Residential_2023_Technical_GWh_After Competition Groups_79 | Chilled Water Optimization | 0.000413% | 4.2065e-05 | 0.038864 | Residential_2023_Technical_GWh_After Competition Groups_Chilled Water Optimization
Residential | Res ¦ Wall Insulation MF | 2023 | Achievable | GWh | After Competition Groups | 0.00057457 | 0 | 0 | 283.2446 | 2.0285e-06 | 48 | Residential_2023_Achievable_GWh_After Competition Groups_48 | Wall Insulation MF | 0.0002029% | 0 | 0.00057457 | Residential_2023_Achievable_GWh_After Competition Groups_Wall Insulation MF
Residential | Res ¦ Solar Water Preheat (Pools/DHW) | 2023 | Technical | GWh | After Competition Groups | 0.0079846 | 0 | 0 | 9409.2683 | 8.4859e-07 | 80 | Residential_2023_Technical_GWh_After Competition Groups_80 | Solar Water Preheat (Pools/DHW) | 8.486e-05% | 0 | 0.0079846 | Residential_2023_Technical_GWh_After Competition Groups_Solar Water Preheat (Pools/DHW)
Residential | Res ¦ Photocell Controls (Outdoor) | 2023 | Technical | GWh | After Competition Groups | 0.00039918 | 0 | 0 | 9409.2683 | 4.2424e-08 | 81 | Residential_2023_Technical_GWh_After Competition Groups_81 | Photocell Controls (Outdoor) | 4.242e-06% | 0 | 0.00039918 | Residential_2023_Technical_GWh_After Competition Groups_Photocell Controls (Outdoor)
Residential | Res ¦ Air Source Heat Pump | 2023 | Achievable | GWh | After Competition Groups | 0 | 0 | 0 | 283.2446 | 0 | 49 | Residential_2023_Achievable_GWh_After Competition Groups_49 | Air Source Heat Pump | 0% | 0 | 0 | Residential_2023_Achievable_GWh_After Competition Groups_Air Source Heat Pump
Residential | Res ¦ Ceiling Insulation | 2023 | Achievable | GWh | After Competition Groups | 0 | 0 | 0 | 283.2446 | 0 | 50 | Residential_2023_Achievable_GWh_After Competition Groups_50 | Ceiling Insulation | 0% | 0 | 0 | Residential_2023_Achievable_GWh_After Competition Groups_Ceiling Insulation
Residential | Res ¦ Ceiling Insulation | 2023 | Economic | GWh | After Competition Groups | 0 | 0 | 0 | 4740.5067 | 0 | 47 | Residential_2023_Economic_GWh_After Competition Groups_47 | Ceiling Insulation | 0% | 0 | 0 | Residential_2023_Economic_GWh_After Competition Groups_Ceiling Insulation
Residential | Res ¦ DHW Recirculation Systems | 2023 | Achievable | GWh | After Competition Groups | 0 | 0 | 0 | 283.2446 | 0 | 51 | Residential_2023_Achievable_GWh_After Competition Groups_51 | DHW Recirculation Systems | 0% | 0 | 0 | Residential_2023_Achievable_GWh_After Competition Groups_DHW Recirculation Systems
Residential | Res ¦ DHW Recirculation Systems | 2023 | Economic | GWh | After Competition Groups | 0 | 0 | 0 | 4740.5067 | 0 | 48 | Residential_2023_Economic_GWh_After Competition Groups_48 | DHW Recirculation Systems | 0% | 0 | 0 | Residential_2023_Economic_GWh_After Competition Groups_DHW Recirculation Systems
Residential | Res ¦ Drain Water Heat Recovery | 2023 | Achievable | GWh | After Competition Groups | 0 | 0 | 0 | 283.2446 | 0 | 52 | Residential_2023_Achievable_GWh_After Competition Groups_52 | Drain Water Heat Recovery | 0% | 0 | 0 | Residential_2023_Achievable_GWh_After Competition Groups_Drain Water Heat Recovery
Residential | Res ¦ Drain Water Heat Recovery | 2023 | Economic | GWh | After Competition Groups | 0 | 0 | 0 | 4740.5067 | 0 | 49 | Residential_2023_Economic_GWh_After Competition Groups_49 | Drain Water Heat Recovery | 0% | 0 | 0 | Residential_2023_Economic_GWh_After Competition Groups_Drain Water Heat Recovery
Residential | Res ¦ Early Hot Water Heater Replacement | 2023 | Achievable | GWh | After Competition Groups | 0 | 0 | 0 | 283.2446 | 0 | 53 | Residential_2023_Achievable_GWh_After Competition Groups_53 | Early Hot Water Heater Replacement | 0% | 0 | 0 | Residential_2023_Achievable_GWh_After Competition Groups_Early Hot Water Heater Replacement
Residential | Res ¦ Early Hot Water Heater Replacement | 2023 | Economic | GWh | After Competition Groups | 0 | 0 | 0 | 4740.5067 | 0 | 50 | Residential_2023_Economic_GWh_After Competition Groups_50 | Early Hot Water Heater Replacement | 0% | 0 | 0 | Residential_2023_Economic_GWh_After Competition Groups_Early Hot Water Heater Replacement
Residential | Res ¦ Energy Star Clothes Dryer | 2023 | Achievable | GWh | After Competition Groups | 0 | 0 | 0 | 283.2446 | 0 | 54 | Residential_2023_Achievable_GWh_After Competition Groups_54 | Energy Star Clothes Dryer | 0% | 0 | 0 | Residential_2023_Achievable_GWh_After Competition Groups_Energy Star Clothes Dryer
Residential | Res ¦ Energy Star Clothes Dryer | 2023 | Economic | GWh | After Competition Groups | 0 | 0 | 0 | 4740.5067 | 0 | 51 | Residential_2023_Economic_GWh_After Competition Groups_51 | Energy Star Clothes Dryer | 0% | 0 | 0 | Residential_2023_Economic_GWh_After Competition Groups_Energy Star Clothes Dryer
Residential | Res ¦ Energy Star Dehumidifier | 2023 | Achievable | GWh | After Competition Groups | 0 | 0 | 0 | 283.2446 | 0 | 55 | Residential_2023_Achievable_GWh_After Competition Groups_55 | Energy Star Dehumidifier | 0% | 0 | 0 | Residential_2023_Achievable_GWh_After Competition Groups_Energy Star Dehumidifier
Residential | Res ¦ Energy Star Dehumidifier | 2023 | Economic | GWh | After Competition Groups | 0 | 0 | 0 | 4740.5067 | 0 | 52 | Residential_2023_Economic_GWh_After Competition Groups_52 | Energy Star Dehumidifier | 0% | 0 | 0 | Residential_2023_Economic_GWh_After Competition Groups_Energy Star Dehumidifier
Residential | Res ¦ Energy Star Freezer | 2023 | Achievable | GWh | After Competition Groups | 0 | 0 | 0 | 283.2446 | 0 | 56 | Residential_2023_Achievable_GWh_After Competition Groups_56 | Energy Star Freezer | 0% | 0 | 0 | Residential_2023_Achievable_GWh_After Competition Groups_Energy Star Freezer
Residential | Res ¦ Energy Star Freezer | 2023 | Economic | GWh | After Competition Groups | 0 | 0 | 0 | 4740.5067 | 0 | 53 | Residential_2023_Economic_GWh_After Competition Groups_53 | Energy Star Freezer | 0% | 0 | 0 | Residential_2023_Economic_GWh_After Competition Groups_Energy Star Freezer
Residential | Res ¦ Furnace with ECM | 2023 | Achievable | GWh | After Competition Groups | 0 | 0 | 0 | 283.2446 | 0 | 57 | Residential_2023_Achievable_GWh_After Competition Groups_57 | Furnace with ECM | 0% | 0 | 0 | Residential_2023_Achievable_GWh_After Competition Groups_Furnace with ECM
Residential | Res ¦ Furnace with ECM | 2023 | Economic | GWh | After Competition Groups | 0 | 0 | 0 | 4740.5067 | 0 | 54 | Residential_2023_Economic_GWh_After Competition Groups_54 | Furnace with ECM | 0% | 0 | 0 | Residential_2023_Economic_GWh_After Competition Groups_Furnace with ECM
Residential | Res ¦ Heat Pump Water Heater | 2023 | Achievable | GWh | After Competition Groups | 0 | 0 | 0 | 283.2446 | 0 | 58 | Residential_2023_Achievable_GWh_After Competition Groups_58 | Heat Pump Water Heater | 0% | 0 | 0 | Residential_2023_Achievable_GWh_After Competition Groups_Heat Pump Water Heater
Residential | Res ¦ Heat Pump Water Heater | 2023 | Economic | GWh | After Competition Groups | 0 | 0 | 0 | 4740.5067 | 0 | 55 | Residential_2023_Economic_GWh_After Competition Groups_55 | Heat Pump Water Heater | 0% | 0 | 0 | Residential_2023_Economic_GWh_After Competition Groups_Heat Pump Water Heater
Residential | Res ¦ Heavy Duty Outdoor/Holiday Plug-in Timers | 2023 | Achievable | GWh | After Competition Groups | 0 | 0 | 0 | 283.2446 | 0 | 59 | Residential_2023_Achievable_GWh_After Competition Groups_59 | Heavy Duty Outdoor/Holiday Plug-in Timers | 0% | 0 | 0 | Residential_2023_Achievable_GWh_After Competition Groups_Heavy Duty Outdoor/Holiday Plug-in Timers
Residential | Res ¦ Heavy Duty Outdoor/Holiday Plug-in Timers | 2023 | Economic | GWh | After Competition Groups | 0 | 0 | 0 | 4740.5067 | 0 | 56 | Residential_2023_Economic_GWh_After Competition Groups_56 | Heavy Duty Outdoor/Holiday Plug-in Timers | 0% | 0 | 0 | Residential_2023_Economic_GWh_After Competition Groups_Heavy Duty Outdoor/Holiday Plug-in Timers
Residential | Res ¦ LED Downlight | 2023 | Achievable | GWh | After Competition Groups | 0 | 0 | 0 | 283.2446 | 0 | 60 | Residential_2023_Achievable_GWh_After Competition Groups_60 | LED Downlight | 0% | 0 | 0 | Residential_2023_Achievable_GWh_After Competition Groups_LED Downlight
Residential | Res ¦ LED Downlight | 2023 | Economic | GWh | After Competition Groups | 0 | 0 | 0 | 4740.5067 | 0 | 57 | Residential_2023_Economic_GWh_After Competition Groups_57 | LED Downlight | 0% | 0 | 0 | Residential_2023_Economic_GWh_After Competition Groups_LED Downlight
Residential | Res ¦ LED High Bay Fixture | 2023 | Achievable | GWh | After Competition Groups | 0 | 0 | 0 | 283.2446 | 0 | 61 | Residential_2023_Achievable_GWh_After Competition Groups_61 | LED High Bay Fixture | 0% | 0 | 0 | Residential_2023_Achievable_GWh_After Competition Groups_LED High Bay Fixture
Residential | Res ¦ LED High Bay Fixture | 2023 | Economic | GWh | After Competition Groups | 0 | 0 | 0 | 4740.5067 | 0 | 58 | Residential_2023_Economic_GWh_After Competition Groups_58 | LED High Bay Fixture | 0% | 0 | 0 | Residential_2023_Economic_GWh_After Competition Groups_LED High Bay Fixture
Residential | Res ¦ LED Tube Re-Lamp | 2023 | Achievable | GWh | After Competition Groups | 0 | 0 | 0 | 283.2446 | 0 | 62 | Residential_2023_Achievable_GWh_After Competition Groups_62 | LED Tube Re-Lamp | 0% | 0 | 0 | Residential_2023_Achievable_GWh_After Competition Groups_LED Tube Re-Lamp
Residential | Res ¦ LED Tube Re-Lamp | 2023 | Economic | GWh | After Competition Groups | 0 | 0 | 0 | 4740.5067 | 0 | 59 | Residential_2023_Economic_GWh_After Competition Groups_59 | LED Tube Re-Lamp | 0% | 0 | 0 | Residential_2023_Economic_GWh_After Competition Groups_LED Tube Re-Lamp
Residential | Res ¦ Lighting Motion Sensors, Timers, Dimmers | 2023 | Achievable | GWh | After Competition Groups | 0 | 0 | 0 | 283.2446 | 0 | 63 | Residential_2023_Achievable_GWh_After Competition Groups_63 | Lighting Motion Sensors, Timers, Dimmers | 0% | 0 | 0 | Residential_2023_Achievable_GWh_After Competition Groups_Lighting Motion Sensors, Timers, Dimmers
Residential | Res ¦ Lighting Motion Sensors, Timers, Dimmers | 2023 | Economic | GWh | After Competition Groups | 0 | 0 | 0 | 4740.5067 | 0 | 60 | Residential_2023_Economic_GWh_After Competition Groups_60 | Lighting Motion Sensors, Timers, Dimmers | 0% | 0 | 0 | Residential_2023_Economic_GWh_After Competition Groups_Lighting Motion Sensors, Timers, Dimmers
Residential | Res ¦ Networked/ Connected - Indoor LED Luminaire | 2023 | Achievable | GWh | After Competition Groups | 0 | 0 | 0 | 283.2446 | 0 | 64 | Residential_2023_Achievable_GWh_After Competition Groups_64 | Networked/ Connected - Indoor LED Luminaire | 0% | 0 | 0 | Residential_2023_Achievable_GWh_After Competition Groups_Networked/ Connected - Indoor LED Luminaire
Residential | Res ¦ Radiant Barrier | 2023 | Achievable | GWh | After Competition Groups | 0 | 0 | 0 | 283.2446 | 0 | 65 | Residential_2023_Achievable_GWh_After Competition Groups_65 | Radiant Barrier | 0% | 0 | 0 | Residential_2023_Achievable_GWh_After Competition Groups_Radiant Barrier
Residential | Res ¦ Radiant Barrier | 2023 | Economic | GWh | After Competition Groups | 0 | 0 | 0 | 4740.5067 | 0 | 61 | Residential_2023_Economic_GWh_After Competition Groups_61 | Radiant Barrier | 0% | 0 | 0 | Residential_2023_Economic_GWh_After Competition Groups_Radiant Barrier
Residential | Res ¦ Smart Burners | 2023 | Achievable | GWh | After Competition Groups | 0 | 0 | 0 | 283.2446 | 0 | 66 | Residential_2023_Achievable_GWh_After Competition Groups_66 | Smart Burners | 0% | 0 | 0 | Residential_2023_Achievable_GWh_After Competition Groups_Smart Burners
Residential | Res ¦ Smart Burners | 2023 | Economic | GWh | After Competition Groups | 0 | 0 | 0 | 4740.5067 | 0 | 62 | Residential_2023_Economic_GWh_After Competition Groups_62 | Smart Burners | 0% | 0 | 0 | Residential_2023_Economic_GWh_After Competition Groups_Smart Burners
Residential | Res ¦ Smart Power Bar | 2023 | Achievable | GWh | After Competition Groups | 0 | 0 | 0 | 283.2446 | 0 | 67 | Residential_2023_Achievable_GWh_After Competition Groups_67 | Smart Power Bar | 0% | 0 | 0 | Residential_2023_Achievable_GWh_After Competition Groups_Smart Power Bar
Residential | Res ¦ Smart Power Bar | 2023 | Economic | GWh | After Competition Groups | 0 | 0 | 0 | 4740.5067 | 0 | 63 | Residential_2023_Economic_GWh_After Competition Groups_63 | Smart Power Bar | 0% | 0 | 0 | Residential_2023_Economic_GWh_After Competition Groups_Smart Power Bar
Residential | Res ¦ Tankless Water Heater | 2023 | Achievable | GWh | After Competition Groups | 0 | 0 | 0 | 283.2446 | 0 | 68 | Residential_2023_Achievable_GWh_After Competition Groups_68 | Tankless Water Heater | 0% | 0 | 0 | Residential_2023_Achievable_GWh_After Competition Groups_Tankless Water Heater
Residential | Res ¦ Tankless Water Heater | 2023 | Economic | GWh | After Competition Groups | 0 | 0 | 0 | 4740.5067 | 0 | 64 | Residential_2023_Economic_GWh_After Competition Groups_64 | Tankless Water Heater | 0% | 0 | 0 | Residential_2023_Economic_GWh_After Competition Groups_Tankless Water Heater
Residential | Res ¦ Variable Refrigerant Flow Heat Pump | 2023 | Achievable | GWh | After Competition Groups | 0 | 0 | 0 | 283.2446 | 0 | 69 | Residential_2023_Achievable_GWh_After Competition Groups_69 | Variable Refrigerant Flow Heat Pump | 0% | 0 | 0 | Residential_2023_Achievable_GWh_After Competition Groups_Variable Refrigerant Flow Heat Pump
Residential | Res ¦ Variable Refrigerant Flow Heat Pump | 2023 | Economic | GWh | After Competition Groups | 0 | 0 | 0 | 4740.5067 | 0 | 65 | Residential_2023_Economic_GWh_After Competition Groups_65 | Variable Refrigerant Flow Heat Pump | 0% | 0 | 0 | Residential_2023_Economic_GWh_After Competition Groups_Variable Refrigerant Flow Heat Pump
Residential | Res ¦ Smart Power Bar | 2024 | Technical | GWh | After Competition Groups | 1697.6273 | 0 | 0 | 10225.6844 | 0.16602 | 1 | Residential_2024_Technical_GWh_After Competition Groups_1 | Smart Power Bar | 16.6% | 0 | 1697.6273 | Residential_2024_Technical_GWh_After Competition Groups_Smart Power Bar
Residential | Res ¦ Adaptive Thermostat | 2024 | Economic | GWh | After Competition Groups | 669.1789 | 3238544.4625 | 3.2385 | 5400.5166 | 0.12391 | 1 | Residential_2024_Economic_GWh_After Competition Groups_1 | Adaptive Thermostat | 12.39% | 3.2385 | 669.1789 | Residential_2024_Economic_GWh_After Competition Groups_Adaptive Thermostat
Residential | Res ¦ Energy Star A Line, PAR, MR Lamps | 2024 | Economic | GWh | After Competition Groups | 608.643 | 118426.5308 | 0.11843 | 5400.5166 | 0.1127 | 2 | Residential_2024_Economic_GWh_After Competition Groups_2 | Energy Star A Line, PAR, MR Lamps | 11.27% | 0.11843 | 608.643 | Residential_2024_Economic_GWh_After Competition Groups_Energy Star A Line, PAR, MR Lamps
Residential | Res ¦ Air Sealing | 2024 | Economic | GWh | After Competition Groups | 601.6036 | 2256656.4801 | 2.2567 | 5400.5166 | 0.1114 | 3 | Residential_2024_Economic_GWh_After Competition Groups_3 | Air Sealing | 11.14% | 2.2567 | 601.6036 | Residential_2024_Economic_GWh_After Competition Groups_Air Sealing
Residential | Res ¦ Energy Star Clothes Washer | 2024 | Achievable | GWh | After Competition Groups | 66.174 | 13421507.5742 | 13.4215 | 613.4628 | 0.10787 | 1 | Residential_2024_Achievable_GWh_After Competition Groups_1 | Energy Star Clothes Washer | 10.79% | 13.4215 | 66.174 | Residential_2024_Achievable_GWh_After Competition Groups_Energy Star Clothes Washer
Residential | Res ¦ Energy Star LED Bulbs General Purpose LEDs | 2024 | Achievable | GWh | After Competition Groups | 62.5019 | 327563.3437 | 0.32756 | 613.4628 | 0.10188 | 2 | Residential_2024_Achievable_GWh_After Competition Groups_2 | Energy Star LED Bulbs General Purpose LEDs | 10.19% | 0.32756 | 62.5019 | Residential_2024_Achievable_GWh_After Competition Groups_Energy Star LED Bulbs General Purpose LEDs
Residential | Res ¦ Variable Speed Pool Pump Motor | 2024 | Achievable | GWh | After Competition Groups | 53.8938 | 7476153.5053 | 7.4762 | 613.4628 | 0.087852 | 3 | Residential_2024_Achievable_GWh_After Competition Groups_3 | Variable Speed Pool Pump Motor | 8.785% | 7.4762 | 53.8938 | Residential_2024_Achievable_GWh_After Competition Groups_Variable Speed Pool Pump Motor
Residential | Res ¦ Energy Star LED Specialty Bulbs | 2024 | Achievable | GWh | After Competition Groups | 53.7013 | 277169.4871 | 0.27717 | 613.4628 | 0.087538 | 4 | Residential_2024_Achievable_GWh_After Competition Groups_4 | Energy Star LED Specialty Bulbs | 8.754% | 0.27717 | 53.7013 | Residential_2024_Achievable_GWh_After Competition Groups_Energy Star LED Specialty Bulbs
Residential | Res ¦ Variable Speed Pool Pump Motor | 2024 | Economic | GWh | After Competition Groups | 451.4021 | 7476153.5053 | 7.4762 | 5400.5166 | 0.083585 | 4 | Residential_2024_Economic_GWh_After Competition Groups_4 | Variable Speed Pool Pump Motor | 8.358% | 7.4762 | 451.4021 | Residential_2024_Economic_GWh_After Competition Groups_Variable Speed Pool Pump Motor
Residential | Res ¦ Building Recommissioning, Operations and Maintenance (O&M) Improvements | 2024 | Achievable | GWh | After Competition Groups | 42.3268 | 226197.6384 | 0.2262 | 613.4628 | 0.068996 | 5 | Residential_2024_Achievable_GWh_After Competition Groups_5 | Building Recommissioning, Operations and Maintenance (O&M) Improvements | 6.9% | 0.2262 | 42.3268 | Residential_2024_Achievable_GWh_After Competition Groups_Building Recommissioning, Operations and Maintenance (O&M) Improvements
Residential | Res ¦ Car Block Heater Timer | 2024 | Achievable | GWh | After Competition Groups | 42.1197 | 429470.7675 | 0.42947 | 613.4628 | 0.068659 | 6 | Residential_2024_Achievable_GWh_After Competition Groups_6 | Car Block Heater Timer | 6.866% | 0.42947 | 42.1197 | Residential_2024_Achievable_GWh_After Competition Groups_Car Block Heater Timer
Residential | Res ¦ Building Recommissioning, Operations and Maintenance (O&M) Improvements | 2024 | Economic | GWh | After Competition Groups | 354.4919 | 226197.6384 | 0.2262 | 5400.5166 | 0.06564 | 5 | Residential_2024_Economic_GWh_After Competition Groups_5 | Building Recommissioning, Operations and Maintenance (O&M) Improvements | 6.564% | 0.2262 | 354.4919 | Residential_2024_Economic_GWh_After Competition Groups_Building Recommissioning, Operations and Maintenance (O&M) Improvements
Residential | Res ¦ Adaptive Thermostat | 2024 | Technical | GWh | After Competition Groups | 669.1789 | 3238544.4625 | 3.2385 | 10225.6844 | 0.065441 | 2 | Residential_2024_Technical_GWh_After Competition Groups_2 | Adaptive Thermostat | 6.544% | 3.2385 | 669.1789 | Residential_2024_Technical_GWh_After Competition Groups_Adaptive Thermostat
Residential | Res ¦ Car Block Heater Timer | 2024 | Economic | GWh | After Competition Groups | 338.7181 | 429470.7675 | 0.42947 | 5400.5166 | 0.06272 | 6 | Residential_2024_Economic_GWh_After Competition Groups_6 | Car Block Heater Timer | 6.272% | 0.42947 | 338.7181 | Residential_2024_Economic_GWh_After Competition Groups_Car Block Heater Timer
Residential | Res ¦ Energy Star A Line, PAR, MR Lamps | 2024 | Technical | GWh | After Competition Groups | 608.643 | 118426.5308 | 0.11843 | 10225.6844 | 0.059521 | 3 | Residential_2024_Technical_GWh_After Competition Groups_3 | Energy Star A Line, PAR, MR Lamps | 5.952% | 0.11843 | 608.643 | Residential_2024_Technical_GWh_After Competition Groups_Energy Star A Line, PAR, MR Lamps
Residential | Res ¦ Air Sealing | 2024 | Technical | GWh | After Competition Groups | 601.6036 | 2256656.4801 | 2.2567 | 10225.6844 | 0.058833 | 4 | Residential_2024_Technical_GWh_After Competition Groups_4 | Air Sealing | 5.883% | 2.2567 | 601.6036 | Residential_2024_Technical_GWh_After Competition Groups_Air Sealing
Residential | Res ¦ Basement Wall Insulation | 2024 | Economic | GWh | After Competition Groups | 315.1015 | 963448.7044 | 0.96345 | 5400.5166 | 0.058347 | 7 | Residential_2024_Economic_GWh_After Competition Groups_7 | Basement Wall Insulation | 5.835% | 0.96345 | 315.1015 | Residential_2024_Economic_GWh_After Competition Groups_Basement Wall Insulation
Residential | Res ¦ Energy Star A Line, PAR, MR Lamps | 2024 | Achievable | GWh | After Competition Groups | 34.2624 | 118426.5308 | 0.11843 | 613.4628 | 0.055851 | 7 | Residential_2024_Achievable_GWh_After Competition Groups_7 | Energy Star A Line, PAR, MR Lamps | 5.585% | 0.11843 | 34.2624 | Residential_2024_Achievable_GWh_After Competition Groups_Energy Star A Line, PAR, MR Lamps
Residential | Res ¦ Attic Insulation | 2024 | Economic | GWh | After Competition Groups | 243.2203 | 1684586.7351 | 1.6846 | 5400.5166 | 0.045036 | 8 | Residential_2024_Economic_GWh_After Competition Groups_8 | Attic Insulation | 4.504% | 1.6846 | 243.2203 | Residential_2024_Economic_GWh_After Competition Groups_Attic Insulation
Residential | Res ¦ Variable Speed Pool Pump Motor | 2024 | Technical | GWh | After Competition Groups | 451.4021 | 7476153.5053 | 7.4762 | 10225.6844 | 0.044144 | 5 | Residential_2024_Technical_GWh_After Competition Groups_5 | Variable Speed Pool Pump Motor | 4.414% | 7.4762 | 451.4021 | Residential_2024_Technical_GWh_After Competition Groups_Variable Speed Pool Pump Motor
Residential | Res ¦ Ductless Mini-Split Heat Pump | 2024 | Achievable | GWh | After Competition Groups | 25.2933 | 1905622.0065 | 1.9056 | 613.4628 | 0.04123 | 8 | Residential_2024_Achievable_GWh_After Competition Groups_8 | Ductless Mini-Split Heat Pump | 4.123% | 1.9056 | 25.2933 | Residential_2024_Achievable_GWh_After Competition Groups_Ductless Mini-Split Heat Pump
Residential | Res ¦ Adaptive Thermostat | 2024 | Achievable | GWh | After Competition Groups | 25.0937 | 3238544.4625 | 3.2385 | 613.4628 | 0.040905 | 9 | Residential_2024_Achievable_GWh_After Competition Groups_9 | Adaptive Thermostat | 4.09% | 3.2385 | 25.0937 | Residential_2024_Achievable_GWh_After Competition Groups_Adaptive Thermostat
Residential | Res ¦ LED Parking Lot Fixture | 2024 | Achievable | GWh | After Competition Groups | 24.3198 | 1302574.9987 | 1.3026 | 613.4628 | 0.039644 | 10 | Residential_2024_Achievable_GWh_After Competition Groups_10 | LED Parking Lot Fixture | 3.964% | 1.3026 | 24.3198 | Residential_2024_Achievable_GWh_After Competition Groups_LED Parking Lot Fixture
Residential | Res ¦ Energy Star Central Air Conditioner | 2024 | Technical | GWh | After Competition Groups | 399.9641 | 0 | 0 | 10225.6844 | 0.039114 | 6 | Residential_2024_Technical_GWh_After Competition Groups_6 | Energy Star Central Air Conditioner | 3.911% | 0 | 399.9641 | Residential_2024_Technical_GWh_After Competition Groups_Energy Star Central Air Conditioner
Residential | Res ¦ Passive Attic Ventilation | 2024 | Technical | GWh | After Competition Groups | 360.6868 | 0 | 0 | 10225.6844 | 0.035273 | 7 | Residential_2024_Technical_GWh_After Competition Groups_7 | Passive Attic Ventilation | 3.527% | 0 | 360.6868 | Residential_2024_Technical_GWh_After Competition Groups_Passive Attic Ventilation
Residential | Res ¦ Building Recommissioning, Operations and Maintenance (O&M) Improvements | 2024 | Technical | GWh | After Competition Groups | 354.4919 | 226197.6384 | 0.2262 | 10225.6844 | 0.034667 | 8 | Residential_2024_Technical_GWh_After Competition Groups_8 | Building Recommissioning, Operations and Maintenance (O&M) Improvements | 3.467% | 0.2262 | 354.4919 | Residential_2024_Technical_GWh_After Competition Groups_Building Recommissioning, Operations and Maintenance (O&M) Improvements
Residential | Res ¦ Comprehensive Draft Proofing | 2024 | Achievable | GWh | After Competition Groups | 21.2567 | 0 | 0 | 613.4628 | 0.03465 | 11 | Residential_2024_Achievable_GWh_After Competition Groups_11 | Comprehensive Draft Proofing | 3.465% | 0 | 21.2567 | Residential_2024_Achievable_GWh_After Competition Groups_Comprehensive Draft Proofing
Residential | Res ¦ Car Block Heater Timer | 2024 | Technical | GWh | After Competition Groups | 338.7181 | 429470.7675 | 0.42947 | 10225.6844 | 0.033124 | 9 | Residential_2024_Technical_GWh_After Competition Groups_9 | Car Block Heater Timer | 3.312% | 0.42947 | 338.7181 | Residential_2024_Technical_GWh_After Competition Groups_Car Block Heater Timer
Residential | Res ¦ Comprehensive Draft Proofing | 2024 | Economic | GWh | After Competition Groups | 178.0266 | 0 | 0 | 5400.5166 | 0.032965 | 9 | Residential_2024_Economic_GWh_After Competition Groups_9 | Comprehensive Draft Proofing | 3.296% | 0 | 178.0266 | Residential_2024_Economic_GWh_After Competition Groups_Comprehensive Draft Proofing
Residential | Res ¦ Energy Star Windows | 2024 | Technical | GWh | After Competition Groups | 326.5484 | 0 | 0 | 10225.6844 | 0.031934 | 10 | Residential_2024_Technical_GWh_After Competition Groups_10 | Energy Star Windows | 3.193% | 0 | 326.5484 | Residential_2024_Technical_GWh_After Competition Groups_Energy Star Windows
Residential | Res ¦ Heavy Duty Outdoor/Holiday Plug-in Timers | 2024 | Economic | GWh | After Competition Groups | 167.1787 | 3872792.4344 | 3.8728 | 5400.5166 | 0.030956 | 10 | Residential_2024_Economic_GWh_After Competition Groups_10 | Heavy Duty Outdoor/Holiday Plug-in Timers | 3.096% | 3.8728 | 167.1787 | Residential_2024_Economic_GWh_After Competition Groups_Heavy Duty Outdoor/Holiday Plug-in Timers
Residential | Res ¦ Basement Wall Insulation | 2024 | Technical | GWh | After Competition Groups | 315.1015 | 963448.7044 | 0.96345 | 10225.6844 | 0.030815 | 11 | Residential_2024_Technical_GWh_After Competition Groups_11 | Basement Wall Insulation | 3.081% | 0.96345 | 315.1015 | Residential_2024_Technical_GWh_After Competition Groups_Basement Wall Insulation
Residential | Res ¦ Energy Star Clothes Washer | 2024 | Economic | GWh | After Competition Groups | 145.7128 | 13421507.5742 | 13.4215 | 5400.5166 | 0.026981 | 11 | Residential_2024_Economic_GWh_After Competition Groups_11 | Energy Star Clothes Washer | 2.698% | 13.4215 | 145.7128 | Residential_2024_Economic_GWh_After Competition Groups_Energy Star Clothes Washer
Residential | Res ¦ Basement or Crawlspace Insulation | 2024 | Technical | GWh | After Competition Groups | 262.2042 | 0 | 0 | 10225.6844 | 0.025642 | 12 | Residential_2024_Technical_GWh_After Competition Groups_12 | Basement or Crawlspace Insulation | 2.564% | 0 | 262.2042 | Residential_2024_Technical_GWh_After Competition Groups_Basement or Crawlspace Insulation
Residential | Res ¦ Occupancy Sensors MF | 2024 | Achievable | GWh | After Competition Groups | 14.8434 | 28100.2005 | 0.0281 | 613.4628 | 0.024196 | 12 | Residential_2024_Achievable_GWh_After Competition Groups_12 | Occupancy Sensors MF | 2.42% | 0.0281 | 14.8434 | Residential_2024_Achievable_GWh_After Competition Groups_Occupancy Sensors MF
Residential | Res ¦ Attic Insulation | 2024 | Technical | GWh | After Competition Groups | 243.2203 | 1684586.7351 | 1.6846 | 10225.6844 | 0.023785 | 13 | Residential_2024_Technical_GWh_After Competition Groups_13 | Attic Insulation | 2.379% | 1.6846 | 243.2203 | Residential_2024_Technical_GWh_After Competition Groups_Attic Insulation
Residential | Res ¦ Occupancy Sensors MF | 2024 | Economic | GWh | After Competition Groups | 123.1317 | 28100.2005 | 0.0281 | 5400.5166 | 0.0228 | 12 | Residential_2024_Economic_GWh_After Competition Groups_12 | Occupancy Sensors MF | 2.28% | 0.0281 | 123.1317 | Residential_2024_Economic_GWh_After Competition Groups_Occupancy Sensors MF
Residential | Res ¦ Ductless Mini-Split Heat Pump | 2024 | Economic | GWh | After Competition Groups | 120.5191 | 1905622.0065 | 1.9056 | 5400.5166 | 0.022316 | 13 | Residential_2024_Economic_GWh_After Competition Groups_13 | Ductless Mini-Split Heat Pump | 2.232% | 1.9056 | 120.5191 | Residential_2024_Economic_GWh_After Competition Groups_Ductless Mini-Split Heat Pump
Residential | Res ¦ Air Sealing | 2024 | Achievable | GWh | After Competition Groups | 12.6204 | 2256656.4801 | 2.2567 | 613.4628 | 0.020572 | 13 | Residential_2024_Achievable_GWh_After Competition Groups_13 | Air Sealing | 2.057% | 2.2567 | 12.6204 | Residential_2024_Achievable_GWh_After Competition Groups_Air Sealing
Residential | Res ¦ Energy Star Torchiere | 2024 | Achievable | GWh | After Competition Groups | 12.0413 | 517284.8249 | 0.51728 | 613.4628 | 0.019628 | 14 | Residential_2024_Achievable_GWh_After Competition Groups_14 | Energy Star Torchiere | 1.963% | 0.51728 | 12.0413 | Residential_2024_Achievable_GWh_After Competition Groups_Energy Star Torchiere
Residential | Res ¦ Wall Insulation | 2024 | Technical | GWh | After Competition Groups | 190.609 | 0 | 0 | 10225.6844 | 0.01864 | 14 | Residential_2024_Technical_GWh_After Competition Groups_14 | Wall Insulation | 1.864% | 0 | 190.609 | Residential_2024_Technical_GWh_After Competition Groups_Wall Insulation
Residential | Res ¦ Heavy Duty Outdoor/Holiday Plug-in Timers | 2024 | Technical | GWh | After Competition Groups | 185.5355 | 3872792.4344 | 3.8728 | 10225.6844 | 0.018144 | 15 | Residential_2024_Technical_GWh_After Competition Groups_15 | Heavy Duty Outdoor/Holiday Plug-in Timers | 1.814% | 3.8728 | 185.5355 | Residential_2024_Technical_GWh_After Competition Groups_Heavy Duty Outdoor/Holiday Plug-in Timers
Residential | Res ¦ Refrigerator Recycling | 2024 | Achievable | GWh | After Competition Groups | 10.8789 | 1888782.1741 | 1.8888 | 613.4628 | 0.017734 | 15 | Residential_2024_Achievable_GWh_After Competition Groups_15 | Refrigerator Recycling | 1.773% | 1.8888 | 10.8789 | Residential_2024_Achievable_GWh_After Competition Groups_Refrigerator Recycling
Residential | Res ¦ Comprehensive Draft Proofing | 2024 | Technical | GWh | After Competition Groups | 178.0266 | 0 | 0 | 10225.6844 | 0.01741 | 16 | Residential_2024_Technical_GWh_After Competition Groups_16 | Comprehensive Draft Proofing | 1.741% | 0 | 178.0266 | Residential_2024_Technical_GWh_After Competition Groups_Comprehensive Draft Proofing
Residential | Res ¦ LED Exterior Area Lights - LED Fixture (200W) | 2024 | Achievable | GWh | After Competition Groups | 10.3774 | 1508976.9831 | 1.509 | 613.4628 | 0.016916 | 16 | Residential_2024_Achievable_GWh_After Competition Groups_16 | LED Exterior Area Lights - LED Fixture (200W) | 1.692% | 1.509 | 10.3774 | Residential_2024_Achievable_GWh_After Competition Groups_LED Exterior Area Lights - LED Fixture (200W)
Residential | Res ¦ Refrigerator Recycling | 2024 | Economic | GWh | After Competition Groups | 91.1206 | 1888782.1741 | 1.8888 | 5400.5166 | 0.016873 | 14 | Residential_2024_Economic_GWh_After Competition Groups_14 | Refrigerator Recycling | 1.687% | 1.8888 | 91.1206 | Residential_2024_Economic_GWh_After Competition Groups_Refrigerator Recycling
Residential | Res ¦ Heavy Duty Outdoor/Holiday Plug-in Timers | 2024 | Achievable | GWh | After Competition Groups | 10.0721 | 3872792.4344 | 3.8728 | 613.4628 | 0.016418 | 17 | Residential_2024_Achievable_GWh_After Competition Groups_17 | Heavy Duty Outdoor/Holiday Plug-in Timers | 1.642% | 3.8728 | 10.0721 | Residential_2024_Achievable_GWh_After Competition Groups_Heavy Duty Outdoor/Holiday Plug-in Timers
Residential | Res ¦ Clothes Drying Racks | 2024 | Achievable | GWh | After Competition Groups | 9.9292 | 8156432.2443 | 8.1564 | 613.4628 | 0.016186 | 18 | Residential_2024_Achievable_GWh_After Competition Groups_18 | Clothes Drying Racks | 1.619% | 8.1564 | 9.9292 | Residential_2024_Achievable_GWh_After Competition Groups_Clothes Drying Racks
Residential | Res ¦ Energy Star Refrigerator | 2024 | Technical | GWh | After Competition Groups | 164.1262 | 0 | 0 | 10225.6844 | 0.01605 | 17 | Residential_2024_Technical_GWh_After Competition Groups_17 | Energy Star Refrigerator | 1.605% | 0 | 164.1262 | Residential_2024_Technical_GWh_After Competition Groups_Energy Star Refrigerator
Residential | Res ¦ Energy Star Torchiere | 2024 | Economic | GWh | After Competition Groups | 84.76 | 517284.8249 | 0.51728 | 5400.5166 | 0.015695 | 15 | Residential_2024_Economic_GWh_After Competition Groups_15 | Energy Star Torchiere | 1.569% | 0.51728 | 84.76 | Residential_2024_Economic_GWh_After Competition Groups_Energy Star Torchiere
Residential | Res ¦ Freezer Recycling | 2024 | Achievable | GWh | After Competition Groups | 9.5216 | 40577093.0672 | 40.5771 | 613.4628 | 0.015521 | 19 | Residential_2024_Achievable_GWh_After Competition Groups_19 | Freezer Recycling | 1.552% | 40.5771 | 9.5216 | Residential_2024_Achievable_GWh_After Competition Groups_Freezer Recycling
Residential | Res ¦ Clothes Drying Racks | 2024 | Economic | GWh | After Competition Groups | 83.1975 | 8156432.2443 | 8.1564 | 5400.5166 | 0.015405 | 16 | Residential_2024_Economic_GWh_After Competition Groups_16 | Clothes Drying Racks | 1.541% | 8.1564 | 83.1975 | Residential_2024_Economic_GWh_After Competition Groups_Clothes Drying Racks
Residential | Res ¦ Energy Star Light Fixture | 2024 | Achievable | GWh | After Competition Groups | 9.3535 | 2021776.3734 | 2.0218 | 613.4628 | 0.015247 | 20 | Residential_2024_Achievable_GWh_After Competition Groups_20 | Energy Star Light Fixture | 1.525% | 2.0218 | 9.3535 | Residential_2024_Achievable_GWh_After Competition Groups_Energy Star Light Fixture
Residential | Res ¦ Freezer Recycling | 2024 | Economic | GWh | After Competition Groups | 79.9449 | 40577093.0672 | 40.5771 | 5400.5166 | 0.014803 | 17 | Residential_2024_Economic_GWh_After Competition Groups_17 | Freezer Recycling | 1.48% | 40.5771 | 79.9449 | Residential_2024_Economic_GWh_After Competition Groups_Freezer Recycling
Residential | Res ¦ Energy Star Clothes Washer | 2024 | Technical | GWh | After Competition Groups | 145.7128 | 13421507.5742 | 13.4215 | 10225.6844 | 0.01425 | 18 | Residential_2024_Technical_GWh_After Competition Groups_18 | Energy Star Clothes Washer | 1.425% | 13.4215 | 145.7128 | Residential_2024_Technical_GWh_After Competition Groups_Energy Star Clothes Washer
Residential | Res ¦ Energy Star Light Fixture | 2024 | Technical | GWh | After Competition Groups | 145.1816 | 2021776.3734 | 2.0218 | 10225.6844 | 0.014198 | 19 | Residential_2024_Technical_GWh_After Competition Groups_19 | Energy Star Light Fixture | 1.42% | 2.0218 | 145.1816 | Residential_2024_Technical_GWh_After Competition Groups_Energy Star Light Fixture
Residential | Res ¦ Duct Insulation | 2024 | Economic | GWh | After Competition Groups | 75.4024 | 584655.0779 | 0.58466 | 5400.5166 | 0.013962 | 18 | Residential_2024_Economic_GWh_After Competition Groups_18 | Duct Insulation | 1.396% | 0.58466 | 75.4024 | Residential_2024_Economic_GWh_After Competition Groups_Duct Insulation
Residential | Res ¦ LED Parking Lot Fixture | 2024 | Economic | GWh | After Competition Groups | 70.6081 | 1302574.9987 | 1.3026 | 5400.5166 | 0.013074 | 19 | Residential_2024_Economic_GWh_After Competition Groups_19 | LED Parking Lot Fixture | 1.307% | 1.3026 | 70.6081 | Residential_2024_Economic_GWh_After Competition Groups_LED Parking Lot Fixture
Residential | Res ¦ Smart Burners | 2024 | Technical | GWh | After Competition Groups | 133.0847 | 0 | 0 | 10225.6844 | 0.013015 | 20 | Residential_2024_Technical_GWh_After Competition Groups_20 | Smart Burners | 1.301% | 0 | 133.0847 | Residential_2024_Technical_GWh_After Competition Groups_Smart Burners
Residential | Res ¦ Furnace with ECM | 2024 | Technical | GWh | After Competition Groups | 131.9526 | 0 | 0 | 10225.6844 | 0.012904 | 21 | Residential_2024_Technical_GWh_After Competition Groups_21 | Furnace with ECM | 1.29% | 0 | 131.9526 | Residential_2024_Technical_GWh_After Competition Groups_Furnace with ECM
Residential | Res ¦ Energy Star Air Source Heat Pump | 2024 | Economic | GWh | After Competition Groups | 67.6188 | 441128.0746 | 0.44113 | 5400.5166 | 0.012521 | 20 | Residential_2024_Economic_GWh_After Competition Groups_20 | Energy Star Air Source Heat Pump | 1.252% | 0.44113 | 67.6188 | Residential_2024_Economic_GWh_After Competition Groups_Energy Star Air Source Heat Pump
Residential | Res ¦ Occupancy Sensors MF | 2024 | Technical | GWh | After Competition Groups | 123.1317 | 28100.2005 | 0.0281 | 10225.6844 | 0.012041 | 22 | Residential_2024_Technical_GWh_After Competition Groups_22 | Occupancy Sensors MF | 1.204% | 0.0281 | 123.1317 | Residential_2024_Technical_GWh_After Competition Groups_Occupancy Sensors MF
Residential | Res ¦ Radiant Barrier | 2024 | Technical | GWh | After Competition Groups | 121.5156 | 0 | 0 | 10225.6844 | 0.011883 | 23 | Residential_2024_Technical_GWh_After Competition Groups_23 | Radiant Barrier | 1.188% | 0 | 121.5156 | Residential_2024_Technical_GWh_After Competition Groups_Radiant Barrier
Residential | Res ¦ Floor Insulation | 2024 | Economic | GWh | After Competition Groups | 63.8588 | 689303.8706 | 0.6893 | 5400.5166 | 0.011825 | 21 | Residential_2024_Economic_GWh_After Competition Groups_21 | Floor Insulation | 1.182% | 0.6893 | 63.8588 | Residential_2024_Economic_GWh_After Competition Groups_Floor Insulation
Residential | Res ¦ Ductless Mini-Split Heat Pump | 2024 | Technical | GWh | After Competition Groups | 120.5191 | 1905622.0065 | 1.9056 | 10225.6844 | 0.011786 | 24 | Residential_2024_Technical_GWh_After Competition Groups_24 | Ductless Mini-Split Heat Pump | 1.179% | 1.9056 | 120.5191 | Residential_2024_Technical_GWh_After Competition Groups_Ductless Mini-Split Heat Pump
Residential | Res ¦ Energy Star Ground Source Heat Pump | 2024 | Technical | GWh | After Competition Groups | 119.5724 | 0 | 0 | 10225.6844 | 0.011693 | 25 | Residential_2024_Technical_GWh_After Competition Groups_25 | Energy Star Ground Source Heat Pump | 1.169% | 0 | 119.5724 | Residential_2024_Technical_GWh_After Competition Groups_Energy Star Ground Source Heat Pump
Residential | Res ¦ Heat Pump Clothes Dryer | 2024 | Technical | GWh | After Competition Groups | 119.0519 | 0 | 0 | 10225.6844 | 0.011642 | 26 | Residential_2024_Technical_GWh_After Competition Groups_26 | Heat Pump Clothes Dryer | 1.164% | 0 | 119.0519 | Residential_2024_Technical_GWh_After Competition Groups_Heat Pump Clothes Dryer
Residential | Res ¦ Basement Wall Insulation | 2024 | Achievable | GWh | After Competition Groups | 6.6105 | 963448.7044 | 0.96345 | 613.4628 | 0.010776 | 21 | Residential_2024_Achievable_GWh_After Competition Groups_21 | Basement Wall Insulation | 1.078% | 0.96345 | 6.6105 | Residential_2024_Achievable_GWh_After Competition Groups_Basement Wall Insulation
Residential | Res ¦ ENERGY STAR LED LAMPS (REFLECTOR LAMPs/MR16/PAR 16) | 2024 | Achievable | GWh | After Competition Groups | 6.4637 | 351833.8209 | 0.35183 | 613.4628 | 0.010536 | 22 | Residential_2024_Achievable_GWh_After Competition Groups_22 | ENERGY STAR LED LAMPS (REFLECTOR LAMPs/MR16/PAR 16) | 1.054% | 0.35183 | 6.4637 | Residential_2024_Achievable_GWh_After Competition Groups_ENERGY STAR LED LAMPS (REFLECTOR LAMPs/MR16/PAR 16)
Residential | Res ¦ Advanced BAS/Controllers | 2024 | Achievable | GWh | After Competition Groups | 6.1822 | 1129019.6304 | 1.129 | 613.4628 | 0.010078 | 23 | Residential_2024_Achievable_GWh_After Competition Groups_23 | Advanced BAS/Controllers | 1.008% | 1.129 | 6.1822 | Residential_2024_Achievable_GWh_After Competition Groups_Advanced BAS/Controllers
Residential | Res ¦ Energy Star Light Fixture | 2024 | Economic | GWh | After Competition Groups | 51.857 | 2021776.3734 | 2.0218 | 5400.5166 | 0.0096022 | 22 | Residential_2024_Economic_GWh_After Competition Groups_22 | Energy Star Light Fixture | 0.9602% | 2.0218 | 51.857 | Residential_2024_Economic_GWh_After Competition Groups_Energy Star Light Fixture
Residential | Res ¦ Advanced BAS/Controllers | 2024 | Economic | GWh | After Competition Groups | 51.7827 | 1129019.6304 | 1.129 | 5400.5166 | 0.0095885 | 23 | Residential_2024_Economic_GWh_After Competition Groups_23 | Advanced BAS/Controllers | 0.9588% | 1.129 | 51.7827 | Residential_2024_Economic_GWh_After Competition Groups_Advanced BAS/Controllers
Residential | Res ¦ Ceiling Insulation | 2024 | Technical | GWh | After Competition Groups | 94.9444 | 0 | 0 | 10225.6844 | 0.0092849 | 27 | Residential_2024_Technical_GWh_After Competition Groups_27 | Ceiling Insulation | 0.9285% | 0 | 94.9444 | Residential_2024_Technical_GWh_After Competition Groups_Ceiling Insulation
Residential | Res ¦ Window Film | 2024 | Technical | GWh | After Competition Groups | 94.6593 | 0 | 0 | 10225.6844 | 0.009257 | 28 | Residential_2024_Technical_GWh_After Competition Groups_28 | Window Film | 0.9257% | 0 | 94.6593 | Residential_2024_Technical_GWh_After Competition Groups_Window Film
Residential | Res ¦ Refrigerator Recycling | 2024 | Technical | GWh | After Competition Groups | 91.1206 | 1888782.1741 | 1.8888 | 10225.6844 | 0.008911 | 29 | Residential_2024_Technical_GWh_After Competition Groups_29 | Refrigerator Recycling | 0.8911% | 1.8888 | 91.1206 | Residential_2024_Technical_GWh_After Competition Groups_Refrigerator Recycling
Residential | Res ¦ Furnace Whistle | 2024 | Achievable | GWh | After Competition Groups | 5.1812 | 43940.8894 | 0.043941 | 613.4628 | 0.0084458 | 24 | Residential_2024_Achievable_GWh_After Competition Groups_24 | Furnace Whistle | 0.8446% | 0.043941 | 5.1812 | Residential_2024_Achievable_GWh_After Competition Groups_Furnace Whistle
Residential | Res ¦ Attic Insulation | 2024 | Achievable | GWh | After Competition Groups | 5.1019 | 1684586.7351 | 1.6846 | 613.4628 | 0.0083165 | 25 | Residential_2024_Achievable_GWh_After Competition Groups_25 | Attic Insulation | 0.8316% | 1.6846 | 5.1019 | Residential_2024_Achievable_GWh_After Competition Groups_Attic Insulation
Residential | Res ¦ Energy Star Torchiere | 2024 | Technical | GWh | After Competition Groups | 84.76 | 517284.8249 | 0.51728 | 10225.6844 | 0.0082889 | 30 | Residential_2024_Technical_GWh_After Competition Groups_30 | Energy Star Torchiere | 0.8289% | 0.51728 | 84.76 | Residential_2024_Technical_GWh_After Competition Groups_Energy Star Torchiere
Residential | Res ¦ Minimize Hot and Warm Clothes Wash | 2024 | Economic | GWh | After Competition Groups | 44.3085 | 0 | 0 | 5400.5166 | 0.0082045 | 24 | Residential_2024_Economic_GWh_After Competition Groups_24 | Minimize Hot and Warm Clothes Wash | 0.8204% | 0 | 44.3085 | Residential_2024_Economic_GWh_After Competition Groups_Minimize Hot and Warm Clothes Wash
Residential | Res ¦ Clothes Drying Racks | 2024 | Technical | GWh | After Competition Groups | 83.1975 | 8156432.2443 | 8.1564 | 10225.6844 | 0.0081361 | 31 | Residential_2024_Technical_GWh_After Competition Groups_31 | Clothes Drying Racks | 0.8136% | 8.1564 | 83.1975 | Residential_2024_Technical_GWh_After Competition Groups_Clothes Drying Racks
Residential | Res ¦ Furnace Whistle | 2024 | Economic | GWh | After Competition Groups | 43.3929 | 43940.8894 | 0.043941 | 5400.5166 | 0.008035 | 25 | Residential_2024_Economic_GWh_After Competition Groups_25 | Furnace Whistle | 0.8035% | 0.043941 | 43.3929 | Residential_2024_Economic_GWh_After Competition Groups_Furnace Whistle
Residential | Res ¦ Freezer Recycling | 2024 | Technical | GWh | After Competition Groups | 79.9449 | 40577093.0672 | 40.5771 | 10225.6844 | 0.0078181 | 32 | Residential_2024_Technical_GWh_After Competition Groups_32 | Freezer Recycling | 0.7818% | 40.5771 | 79.9449 | Residential_2024_Technical_GWh_After Competition Groups_Freezer Recycling
Residential | Res ¦ Duct Insulation | 2024 | Technical | GWh | After Competition Groups | 79.165 | 584655.0779 | 0.58466 | 10225.6844 | 0.0077418 | 33 | Residential_2024_Technical_GWh_After Competition Groups_33 | Duct Insulation | 0.7742% | 0.58466 | 79.165 | Residential_2024_Technical_GWh_After Competition Groups_Duct Insulation
Residential | Res ¦ Wall Insulation | 2024 | Economic | GWh | After Competition Groups | 41.655 | 0 | 0 | 5400.5166 | 0.0077131 | 26 | Residential_2024_Economic_GWh_After Competition Groups_26 | Wall Insulation | 0.7713% | 0 | 41.655 | Residential_2024_Economic_GWh_After Competition Groups_Wall Insulation
Residential | Res ¦ Outside Air Economizer | 2024 | Achievable | GWh | After Competition Groups | 4.5958 | 253486.0163 | 0.25349 | 613.4628 | 0.0074915 | 26 | Residential_2024_Achievable_GWh_After Competition Groups_26 | Outside Air Economizer | 0.7492% | 0.25349 | 4.5958 | Residential_2024_Achievable_GWh_After Competition Groups_Outside Air Economizer
Residential | Res ¦ Variable Refrigerant Flow Heat Pump | 2024 | Technical | GWh | After Competition Groups | 74.4456 | 0 | 0 | 10225.6844 | 0.0072803 | 34 | Residential_2024_Technical_GWh_After Competition Groups_34 | Variable Refrigerant Flow Heat Pump | 0.728% | 0 | 74.4456 | Residential_2024_Technical_GWh_After Competition Groups_Variable Refrigerant Flow Heat Pump
Residential | Res ¦ LED Parking Lot Fixture | 2024 | Technical | GWh | After Competition Groups | 70.6081 | 1302574.9987 | 1.3026 | 10225.6844 | 0.006905 | 35 | Residential_2024_Technical_GWh_After Competition Groups_35 | LED Parking Lot Fixture | 0.6905% | 1.3026 | 70.6081 | Residential_2024_Technical_GWh_After Competition Groups_LED Parking Lot Fixture
Residential | Res ¦ Ductless Mini-Split Air Conditioner | 2024 | Technical | GWh | After Competition Groups | 70.1202 | 0 | 0 | 10225.6844 | 0.0068573 | 36 | Residential_2024_Technical_GWh_After Competition Groups_36 | Ductless Mini-Split Air Conditioner | 0.6857% | 0 | 70.1202 | Residential_2024_Technical_GWh_After Competition Groups_Ductless Mini-Split Air Conditioner
Residential | Res ¦ INTEGRAL LED TROFFERS | 2024 | Technical | GWh | After Competition Groups | 67.4459 | 0 | 0 | 10225.6844 | 0.0065957 | 37 | Residential_2024_Technical_GWh_After Competition Groups_37 | INTEGRAL LED TROFFERS | 0.6596% | 0 | 67.4459 | Residential_2024_Technical_GWh_After Competition Groups_INTEGRAL LED TROFFERS
Residential | Res ¦ Floor Insulation | 2024 | Technical | GWh | After Competition Groups | 63.8588 | 689303.8706 | 0.6893 | 10225.6844 | 0.0062449 | 38 | Residential_2024_Technical_GWh_After Competition Groups_38 | Floor Insulation | 0.6245% | 0.6893 | 63.8588 | Residential_2024_Technical_GWh_After Competition Groups_Floor Insulation
Residential | Res ¦ LED Exterior Area Lights - LED Fixture (200W) | 2024 | Economic | GWh | After Competition Groups | 32.1531 | 1508976.9831 | 1.509 | 5400.5166 | 0.0059537 | 27 | Residential_2024_Economic_GWh_After Competition Groups_27 | LED Exterior Area Lights - LED Fixture (200W) | 0.5954% | 1.509 | 32.1531 | Residential_2024_Economic_GWh_After Competition Groups_LED Exterior Area Lights - LED Fixture (200W)
Residential | Res ¦ Energy Star Air Source Heat Pump | 2024 | Achievable | GWh | After Competition Groups | 3.4515 | 441128.0746 | 0.44113 | 613.4628 | 0.0056263 | 27 | Residential_2024_Achievable_GWh_After Competition Groups_27 | Energy Star Air Source Heat Pump | 0.5626% | 0.44113 | 3.4515 | Residential_2024_Achievable_GWh_After Competition Groups_Energy Star Air Source Heat Pump
Residential | Res ¦ LED Downlight | 2024 | Technical | GWh | After Competition Groups | 56.3664 | 0 | 0 | 10225.6844 | 0.0055122 | 39 | Residential_2024_Technical_GWh_After Competition Groups_39 | LED Downlight | 0.5512% | 0 | 56.3664 | Residential_2024_Technical_GWh_After Competition Groups_LED Downlight
Residential | Res ¦ Minimize Hot and Warm Clothes Wash | 2024 | Achievable | GWh | After Competition Groups | 3.3265 | 0 | 0 | 613.4628 | 0.0054225 | 28 | Residential_2024_Achievable_GWh_After Competition Groups_28 | Minimize Hot and Warm Clothes Wash | 0.5423% | 0 | 3.3265 | Residential_2024_Achievable_GWh_After Competition Groups_Minimize Hot and Warm Clothes Wash
Residential | Res ¦ Dehumidifier Recycling | 2024 | Technical | GWh | After Competition Groups | 54.9071 | 0 | 0 | 10225.6844 | 0.0053695 | 40 | Residential_2024_Technical_GWh_After Competition Groups_40 | Dehumidifier Recycling | 0.537% | 0 | 54.9071 | Residential_2024_Technical_GWh_After Competition Groups_Dehumidifier Recycling
Residential | Res ¦ Energy Star Room Air Conditioner | 2024 | Achievable | GWh | After Competition Groups | 3.2343 | 743851.4108 | 0.74385 | 613.4628 | 0.0052723 | 29 | Residential_2024_Achievable_GWh_After Competition Groups_29 | Energy Star Room Air Conditioner | 0.5272% | 0.74385 | 3.2343 | Residential_2024_Achievable_GWh_After Competition Groups_Energy Star Room Air Conditioner
Residential | Res ¦ Duct Insulation MF | 2024 | Economic | GWh | After Competition Groups | 27.9879 | 438623.639 | 0.43862 | 5400.5166 | 0.0051824 | 28 | Residential_2024_Economic_GWh_After Competition Groups_28 | Duct Insulation MF | 0.5182% | 0.43862 | 27.9879 | Residential_2024_Economic_GWh_After Competition Groups_Duct Insulation MF
Residential | Res ¦ Advanced BAS/Controllers | 2024 | Technical | GWh | After Competition Groups | 51.7827 | 1129019.6304 | 1.129 | 10225.6844 | 0.005064 | 41 | Residential_2024_Technical_GWh_After Competition Groups_41 | Advanced BAS/Controllers | 0.5064% | 1.129 | 51.7827 | Residential_2024_Technical_GWh_After Competition Groups_Advanced BAS/Controllers
Residential | Res ¦ Outside Air Economizer | 2024 | Economic | GWh | After Competition Groups | 26.7812 | 253486.0163 | 0.25349 | 5400.5166 | 0.004959 | 29 | Residential_2024_Economic_GWh_After Competition Groups_29 | Outside Air Economizer | 0.4959% | 0.25349 | 26.7812 | Residential_2024_Economic_GWh_After Competition Groups_Outside Air Economizer
Residential | Res ¦ Energy Star Room Air Conditioner | 2024 | Economic | GWh | After Competition Groups | 26.7469 | 743851.4108 | 0.74385 | 5400.5166 | 0.0049527 | 30 | Residential_2024_Economic_GWh_After Competition Groups_30 | Energy Star Room Air Conditioner | 0.4953% | 0.74385 | 26.7469 | Residential_2024_Economic_GWh_After Competition Groups_Energy Star Room Air Conditioner
Residential | Res ¦ Demand Control Ventilation | 2024 | Economic | GWh | After Competition Groups | 23.8146 | 20187.3867 | 0.020187 | 5400.5166 | 0.0044097 | 31 | Residential_2024_Economic_GWh_After Competition Groups_31 | Demand Control Ventilation | 0.441% | 0.020187 | 23.8146 | Residential_2024_Economic_GWh_After Competition Groups_Demand Control Ventilation
Residential | Res ¦ Minimize Hot and Warm Clothes Wash | 2024 | Technical | GWh | After Competition Groups | 44.3085 | 0 | 0 | 10225.6844 | 0.0043331 | 42 | Residential_2024_Technical_GWh_After Competition Groups_42 | Minimize Hot and Warm Clothes Wash | 0.4333% | 0 | 44.3085 | Residential_2024_Technical_GWh_After Competition Groups_Minimize Hot and Warm Clothes Wash
Residential | Res ¦ Furnace Whistle | 2024 | Technical | GWh | After Competition Groups | 43.3929 | 43940.8894 | 0.043941 | 10225.6844 | 0.0042435 | 43 | Residential_2024_Technical_GWh_After Competition Groups_43 | Furnace Whistle | 0.4244% | 0.043941 | 43.3929 | Residential_2024_Technical_GWh_After Competition Groups_Furnace Whistle
Residential | Res ¦ Lighting Motion Sensors, Timers, Dimmers | 2024 | Technical | GWh | After Competition Groups | 40.3866 | 0 | 0 | 10225.6844 | 0.0039495 | 44 | Residential_2024_Technical_GWh_After Competition Groups_44 | Lighting Motion Sensors, Timers, Dimmers | 0.395% | 0 | 40.3866 | Residential_2024_Technical_GWh_After Competition Groups_Lighting Motion Sensors, Timers, Dimmers
Residential | Res ¦ Early Hot Water Heater Replacement | 2024 | Technical | GWh | After Competition Groups | 39.4017 | 0 | 0 | 10225.6844 | 0.0038532 | 45 | Residential_2024_Technical_GWh_After Competition Groups_45 | Early Hot Water Heater Replacement | 0.3853% | 0 | 39.4017 | Residential_2024_Technical_GWh_After Competition Groups_Early Hot Water Heater Replacement
Residential | Res ¦ High Efficiency Chiller (avg of water and air cooled) | 2024 | Achievable | GWh | After Competition Groups | 2.2872 | 179306.2458 | 0.17931 | 613.4628 | 0.0037284 | 30 | Residential_2024_Achievable_GWh_After Competition Groups_30 | High Efficiency Chiller (avg of water and air cooled) | 0.3728% | 0.17931 | 2.2872 | Residential_2024_Achievable_GWh_After Competition Groups_High Efficiency Chiller (avg of water and air cooled)
Residential | Res ¦ Variable Frequency Drive (VFD) | 2024 | Achievable | GWh | After Competition Groups | 2.234 | 271146.5245 | 0.27115 | 613.4628 | 0.0036416 | 31 | Residential_2024_Achievable_GWh_After Competition Groups_31 | Variable Frequency Drive (VFD) | 0.3642% | 0.27115 | 2.234 | Residential_2024_Achievable_GWh_After Competition Groups_Variable Frequency Drive (VFD)
Residential | Res ¦ Duct Insulation MF | 2024 | Technical | GWh | After Competition Groups | 35.6711 | 438623.639 | 0.43862 | 10225.6844 | 0.0034884 | 46 | Residential_2024_Technical_GWh_After Competition Groups_46 | Duct Insulation MF | 0.3488% | 0.43862 | 35.6711 | Residential_2024_Technical_GWh_After Competition Groups_Duct Insulation MF
Residential | Res ¦ Variable Frequency Drive (VFD) | 2024 | Economic | GWh | After Competition Groups | 18.7107 | 271146.5245 | 0.27115 | 5400.5166 | 0.0034646 | 32 | Residential_2024_Economic_GWh_After Competition Groups_32 | Variable Frequency Drive (VFD) | 0.3465% | 0.27115 | 18.7107 | Residential_2024_Economic_GWh_After Competition Groups_Variable Frequency Drive (VFD)
Residential | Res ¦ CO Sensors for parking garage exhaust fans | 2024 | Achievable | GWh | After Competition Groups | 2.0002 | 383527.1129 | 0.38353 | 613.4628 | 0.0032606 | 32 | Residential_2024_Achievable_GWh_After Competition Groups_32 | CO Sensors for parking garage exhaust fans | 0.3261% | 0.38353 | 2.0002 | Residential_2024_Achievable_GWh_After Competition Groups_CO Sensors for parking garage exhaust fans
Residential | Res ¦ Central Air Conditioner Maintenance | 2024 | Technical | GWh | After Competition Groups | 32.4378 | 0 | 0 | 10225.6844 | 0.0031722 | 47 | Residential_2024_Technical_GWh_After Competition Groups_47 | Central Air Conditioner Maintenance | 0.3172% | 0 | 32.4378 | Residential_2024_Technical_GWh_After Competition Groups_Central Air Conditioner Maintenance
Residential | Res ¦ Energy Star Dehumidifier | 2024 | Technical | GWh | After Competition Groups | 32.2793 | 0 | 0 | 10225.6844 | 0.0031567 | 48 | Residential_2024_Technical_GWh_After Competition Groups_48 | Energy Star Dehumidifier | 0.3157% | 0 | 32.2793 | Residential_2024_Technical_GWh_After Competition Groups_Energy Star Dehumidifier
Residential | Res ¦ LED Exterior Area Lights - LED Fixture (200W) | 2024 | Technical | GWh | After Competition Groups | 32.1531 | 1508976.9831 | 1.509 | 10225.6844 | 0.0031443 | 49 | Residential_2024_Technical_GWh_After Competition Groups_49 | LED Exterior Area Lights - LED Fixture (200W) | 0.3144% | 1.509 | 32.1531 | Residential_2024_Technical_GWh_After Competition Groups_LED Exterior Area Lights - LED Fixture (200W)
Residential | Res ¦ CO Sensors for parking garage exhaust fans | 2024 | Economic | GWh | After Competition Groups | 16.8969 | 383527.1129 | 0.38353 | 5400.5166 | 0.0031288 | 33 | Residential_2024_Economic_GWh_After Competition Groups_33 | CO Sensors for parking garage exhaust fans | 0.3129% | 0.38353 | 16.8969 | Residential_2024_Economic_GWh_After Competition Groups_CO Sensors for parking garage exhaust fans
Residential | Res ¦ ENERGY STAR LED LAMPS (REFLECTOR LAMPs/MR16/PAR 16) | 2024 | Economic | GWh | After Competition Groups | 15.3138 | 351833.8209 | 0.35183 | 5400.5166 | 0.0028356 | 34 | Residential_2024_Economic_GWh_After Competition Groups_34 | ENERGY STAR LED LAMPS (REFLECTOR LAMPs/MR16/PAR 16) | 0.2836% | 0.35183 | 15.3138 | Residential_2024_Economic_GWh_After Competition Groups_ENERGY STAR LED LAMPS (REFLECTOR LAMPs/MR16/PAR 16)
Residential | Res ¦ Water Heater Temperature Setback | 2024 | Achievable | GWh | After Competition Groups | 1.6509 | 44470.2842 | 0.04447 | 613.4628 | 0.0026911 | 33 | Residential_2024_Achievable_GWh_After Competition Groups_33 | Water Heater Temperature Setback | 0.2691% | 0.04447 | 1.6509 | Residential_2024_Achievable_GWh_After Competition Groups_Water Heater Temperature Setback
Residential | Res ¦ Outside Air Economizer | 2024 | Technical | GWh | After Competition Groups | 26.7812 | 253486.0163 | 0.25349 | 10225.6844 | 0.002619 | 50 | Residential_2024_Technical_GWh_After Competition Groups_50 | Outside Air Economizer | 0.2619% | 0.25349 | 26.7812 | Residential_2024_Technical_GWh_After Competition Groups_Outside Air Economizer
Residential | Res ¦ Demand Control Ventilation | 2024 | Achievable | GWh | After Competition Groups | 1.5901 | 20187.3867 | 0.020187 | 613.4628 | 0.002592 | 34 | Residential_2024_Achievable_GWh_After Competition Groups_34 | Demand Control Ventilation | 0.2592% | 0.020187 | 1.5901 | Residential_2024_Achievable_GWh_After Competition Groups_Demand Control Ventilation
Residential | Res ¦ Drain Water Heat Recovery | 2024 | Technical | GWh | After Competition Groups | 26.4487 | 0 | 0 | 10225.6844 | 0.0025865 | 51 | Residential_2024_Technical_GWh_After Competition Groups_51 | Drain Water Heat Recovery | 0.2586% | 0 | 26.4487 | Residential_2024_Technical_GWh_After Competition Groups_Drain Water Heat Recovery
Residential | Res ¦ Water Heater Temperature Setback | 2024 | Economic | GWh | After Competition Groups | 13.8265 | 44470.2842 | 0.04447 | 5400.5166 | 0.0025602 | 35 | Residential_2024_Economic_GWh_After Competition Groups_35 | Water Heater Temperature Setback | 0.256% | 0.04447 | 13.8265 | Residential_2024_Economic_GWh_After Competition Groups_Water Heater Temperature Setback
Residential | Res ¦ Duct Insulation | 2024 | Achievable | GWh | After Competition Groups | 1.5629 | 584655.0779 | 0.58466 | 613.4628 | 0.0025476 | 35 | Residential_2024_Achievable_GWh_After Competition Groups_35 | Duct Insulation | 0.2548% | 0.58466 | 1.5629 | Residential_2024_Achievable_GWh_After Competition Groups_Duct Insulation
Residential | Res ¦ Demand Control Ventilation | 2024 | Technical | GWh | After Competition Groups | 23.8146 | 20187.3867 | 0.020187 | 10225.6844 | 0.0023289 | 52 | Residential_2024_Technical_GWh_After Competition Groups_52 | Demand Control Ventilation | 0.2329% | 0.020187 | 23.8146 | Residential_2024_Technical_GWh_After Competition Groups_Demand Control Ventilation
Residential | Res ¦ Floor Insulation | 2024 | Achievable | GWh | After Competition Groups | 1.3391 | 689303.8706 | 0.6893 | 613.4628 | 0.0021829 | 36 | Residential_2024_Achievable_GWh_After Competition Groups_36 | Floor Insulation | 0.2183% | 0.6893 | 1.3391 | Residential_2024_Achievable_GWh_After Competition Groups_Floor Insulation
Residential | Res ¦ LED Tube Re-Lamp | 2024 | Achievable | GWh | After Competition Groups | 1.2896 | 466953.716 | 0.46695 | 613.4628 | 0.0021022 | 37 | Residential_2024_Achievable_GWh_After Competition Groups_37 | LED Tube Re-Lamp | 0.2102% | 0.46695 | 1.2896 | Residential_2024_Achievable_GWh_After Competition Groups_LED Tube Re-Lamp
Residential | Res ¦ Solar Powered Attic Fan | 2024 | Technical | GWh | After Competition Groups | 19.1469 | 0 | 0 | 10225.6844 | 0.0018724 | 53 | Residential_2024_Technical_GWh_After Competition Groups_53 | Solar Powered Attic Fan | 0.1872% | 0 | 19.1469 | Residential_2024_Technical_GWh_After Competition Groups_Solar Powered Attic Fan
Residential | Res ¦ Energy Star Ceiling Fan/Lighting | 2024 | Technical | GWh | After Competition Groups | 19.0751 | 0 | 0 | 10225.6844 | 0.0018654 | 54 | Residential_2024_Technical_GWh_After Competition Groups_54 | Energy Star Ceiling Fan/Lighting | 0.1865% | 0 | 19.0751 | Residential_2024_Technical_GWh_After Competition Groups_Energy Star Ceiling Fan/Lighting
Residential | Res ¦ Variable Frequency Drive (VFD) | 2024 | Technical | GWh | After Competition Groups | 18.7107 | 271146.5245 | 0.27115 | 10225.6844 | 0.0018298 | 55 | Residential_2024_Technical_GWh_After Competition Groups_55 | Variable Frequency Drive (VFD) | 0.183% | 0.27115 | 18.7107 | Residential_2024_Technical_GWh_After Competition Groups_Variable Frequency Drive (VFD)
Residential | Res ¦ ENERGY STAR LED Lamps (General Service Lamps) | 2024 | Achievable | GWh | After Competition Groups | 1.0616 | 73531.1039 | 0.073531 | 613.4628 | 0.0017305 | 38 | Residential_2024_Achievable_GWh_After Competition Groups_38 | ENERGY STAR LED Lamps (General Service Lamps) | 0.1731% | 0.073531 | 1.0616 | Residential_2024_Achievable_GWh_After Competition Groups_ENERGY STAR LED Lamps (General Service Lamps)
Residential | Res ¦ CO Sensors for parking garage exhaust fans | 2024 | Technical | GWh | After Competition Groups | 16.8969 | 383527.1129 | 0.38353 | 10225.6844 | 0.0016524 | 56 | Residential_2024_Technical_GWh_After Competition Groups_56 | CO Sensors for parking garage exhaust fans | 0.1652% | 0.38353 | 16.8969 | Residential_2024_Technical_GWh_After Competition Groups_CO Sensors for parking garage exhaust fans
Residential | Res ¦ Energy Star Freezer | 2024 | Technical | GWh | After Competition Groups | 16.546 | 0 | 0 | 10225.6844 | 0.0016181 | 57 | Residential_2024_Technical_GWh_After Competition Groups_57 | Energy Star Freezer | 0.1618% | 0 | 16.546 | Residential_2024_Technical_GWh_After Competition Groups_Energy Star Freezer
Residential | Res ¦ ENERGY STAR LED LAMPS (REFLECTOR LAMPs/MR16/PAR 16) | 2024 | Technical | GWh | After Competition Groups | 15.3138 | 351833.8209 | 0.35183 | 10225.6844 | 0.0014976 | 58 | Residential_2024_Technical_GWh_After Competition Groups_58 | ENERGY STAR LED LAMPS (REFLECTOR LAMPs/MR16/PAR 16) | 0.1498% | 0.35183 | 15.3138 | Residential_2024_Technical_GWh_After Competition Groups_ENERGY STAR LED LAMPS (REFLECTOR LAMPs/MR16/PAR 16)
Residential | Res ¦ Wall Insulation | 2024 | Achievable | GWh | After Competition Groups | 0.8732 | 0 | 0 | 613.4628 | 0.0014234 | 39 | Residential_2024_Achievable_GWh_After Competition Groups_39 | Wall Insulation | 0.1423% | 0 | 0.8732 | Residential_2024_Achievable_GWh_After Competition Groups_Wall Insulation
Residential | Res ¦ Water Heater Temperature Setback | 2024 | Technical | GWh | After Competition Groups | 13.8265 | 44470.2842 | 0.04447 | 10225.6844 | 0.0013521 | 59 | Residential_2024_Technical_GWh_After Competition Groups_59 | Water Heater Temperature Setback | 0.1352% | 0.04447 | 13.8265 | Residential_2024_Technical_GWh_After Competition Groups_Water Heater Temperature Setback
Residential | Res ¦ Home Energy Reports | 2024 | Technical | GWh | After Competition Groups | 13.6942 | 0 | 0 | 10225.6844 | 0.0013392 | 60 | Residential_2024_Technical_GWh_After Competition Groups_60 | Home Energy Reports | 0.1339% | 0 | 13.6942 | Residential_2024_Technical_GWh_After Competition Groups_Home Energy Reports
Residential | Res ¦ DHW Recirculation Systems | 2024 | Technical | GWh | After Competition Groups | 12.4563 | 0 | 0 | 10225.6844 | 0.0012181 | 61 | Residential_2024_Technical_GWh_After Competition Groups_61 | DHW Recirculation Systems | 0.1218% | 0 | 12.4563 | Residential_2024_Technical_GWh_After Competition Groups_DHW Recirculation Systems
Residential | Res ¦ Heat Recovery Ventilator | 2024 | Economic | GWh | After Competition Groups | 6.4385 | 144233.4302 | 0.14423 | 5400.5166 | 0.0011922 | 36 | Residential_2024_Economic_GWh_After Competition Groups_36 | Heat Recovery Ventilator | 0.1192% | 0.14423 | 6.4385 | Residential_2024_Economic_GWh_After Competition Groups_Heat Recovery Ventilator
Residential | Res ¦ Heat Pump Water Heater | 2024 | Technical | GWh | After Competition Groups | 11.9725 | 0 | 0 | 10225.6844 | 0.0011708 | 62 | Residential_2024_Technical_GWh_After Competition Groups_62 | Heat Pump Water Heater | 0.1171% | 0 | 11.9725 | Residential_2024_Technical_GWh_After Competition Groups_Heat Pump Water Heater
Residential | Res ¦ Central Lighting Control System | 2024 | Technical | GWh | After Competition Groups | 11.5561 | 0 | 0 | 10225.6844 | 0.0011301 | 63 | Residential_2024_Technical_GWh_After Competition Groups_63 | Central Lighting Control System | 0.113% | 0 | 11.5561 | Residential_2024_Technical_GWh_After Competition Groups_Central Lighting Control System
Residential | Res ¦ VFD on Pumps | 2024 | Achievable | GWh | After Competition Groups | 0.68696 | 101566.6815 | 0.10157 | 613.4628 | 0.0011198 | 40 | Residential_2024_Achievable_GWh_After Competition Groups_40 | VFD on Pumps | 0.112% | 0.10157 | 0.68696 | Residential_2024_Achievable_GWh_After Competition Groups_VFD on Pumps
Residential | Res ¦ Air Source Heat Pump Maintenance | 2024 | Technical | GWh | After Competition Groups | 11.2408 | 0 | 0 | 10225.6844 | 0.0010993 | 64 | Residential_2024_Technical_GWh_After Competition Groups_64 | Air Source Heat Pump Maintenance | 0.1099% | 0 | 11.2408 | Residential_2024_Technical_GWh_After Competition Groups_Air Source Heat Pump Maintenance
Residential | Res ¦ VFD on Pumps | 2024 | Economic | GWh | After Competition Groups | 5.7538 | 101566.6815 | 0.10157 | 5400.5166 | 0.0010654 | 37 | Residential_2024_Economic_GWh_After Competition Groups_37 | VFD on Pumps | 0.1065% | 0.10157 | 5.7538 | Residential_2024_Economic_GWh_After Competition Groups_VFD on Pumps
Residential | Res ¦ Duct Insulation MF | 2024 | Achievable | GWh | After Competition Groups | 0.58691 | 438623.639 | 0.43862 | 613.4628 | 0.00095672 | 41 | Residential_2024_Achievable_GWh_After Competition Groups_41 | Duct Insulation MF | 0.09567% | 0.43862 | 0.58691 | Residential_2024_Achievable_GWh_After Competition Groups_Duct Insulation MF
Residential | Res ¦ LED Tube Re-Lamp | 2024 | Technical | GWh | After Competition Groups | 9.4688 | 466953.716 | 0.46695 | 10225.6844 | 0.00092598 | 65 | Residential_2024_Technical_GWh_After Competition Groups_65 | LED Tube Re-Lamp | 0.0926% | 0.46695 | 9.4688 | Residential_2024_Technical_GWh_After Competition Groups_LED Tube Re-Lamp
Residential | Res ¦ Condensing Make Up Air Unit | 2024 | Achievable | GWh | After Competition Groups | 0.54047 | 293323.5272 | 0.29332 | 613.4628 | 0.00088101 | 42 | Residential_2024_Achievable_GWh_After Competition Groups_42 | Condensing Make Up Air Unit | 0.0881% | 0.29332 | 0.54047 | Residential_2024_Achievable_GWh_After Competition Groups_Condensing Make Up Air Unit
Residential | Res ¦ Heat Recovery Ventilator | 2024 | Technical | GWh | After Competition Groups | 6.6555 | 144233.4302 | 0.14423 | 10225.6844 | 0.00065086 | 66 | Residential_2024_Technical_GWh_After Competition Groups_66 | Heat Recovery Ventilator | 0.06509% | 0.14423 | 6.6555 | Residential_2024_Technical_GWh_After Competition Groups_Heat Recovery Ventilator
Residential | Res ¦ Condensing Make Up Air Unit | 2024 | Economic | GWh | After Competition Groups | 3.1388 | 293323.5272 | 0.29332 | 5400.5166 | 0.00058119 | 38 | Residential_2024_Economic_GWh_After Competition Groups_38 | Condensing Make Up Air Unit | 0.05812% | 0.29332 | 3.1388 | Residential_2024_Economic_GWh_After Competition Groups_Condensing Make Up Air Unit
Residential | Res ¦ VFD on Pumps | 2024 | Technical | GWh | After Competition Groups | 5.7538 | 101566.6815 | 0.10157 | 10225.6844 | 0.00056268 | 67 | Residential_2024_Technical_GWh_After Competition Groups_67 | VFD on Pumps | 0.05627% | 0.10157 | 5.7538 | Residential_2024_Technical_GWh_After Competition Groups_VFD on Pumps
Residential | Res ¦ High Efficiency Chiller (avg of water and air cooled) | 2024 | Economic | GWh | After Competition Groups | 2.8933 | 179306.2458 | 0.17931 | 5400.5166 | 0.00053574 | 39 | Residential_2024_Economic_GWh_After Competition Groups_39 | High Efficiency Chiller (avg of water and air cooled) | 0.05357% | 0.17931 | 2.8933 | Residential_2024_Economic_GWh_After Competition Groups_High Efficiency Chiller (avg of water and air cooled)
Residential | Res ¦ ECM MOTORS FOR HVAC APPLICATION (FAN-POWERED VAV BOX) | 2024 | Achievable | GWh | After Competition Groups | 0.31524 | 42168.9398 | 0.042169 | 613.4628 | 0.00051387 | 43 | Residential_2024_Achievable_GWh_After Competition Groups_43 | ECM MOTORS FOR HVAC APPLICATION (FAN-POWERED VAV BOX) | 0.05139% | 0.042169 | 0.31524 | Residential_2024_Achievable_GWh_After Competition Groups_ECM MOTORS FOR HVAC APPLICATION (FAN-POWERED VAV BOX)
Residential | Res ¦ ECM MOTORS FOR HVAC APPLICATION (FAN-POWERED VAV BOX) | 2024 | Economic | GWh | After Competition Groups | 2.7348 | 42168.9398 | 0.042169 | 5400.5166 | 0.00050639 | 40 | Residential_2024_Economic_GWh_After Competition Groups_40 | ECM MOTORS FOR HVAC APPLICATION (FAN-POWERED VAV BOX) | 0.05064% | 0.042169 | 2.7348 | Residential_2024_Economic_GWh_After Competition Groups_ECM MOTORS FOR HVAC APPLICATION (FAN-POWERED VAV BOX)
Residential | Res ¦ Energy Star Dishwasher | 2024 | Technical | GWh | After Competition Groups | 5.1711 | 0 | 0 | 10225.6844 | 0.0005057 | 68 | Residential_2024_Technical_GWh_After Competition Groups_68 | Energy Star Dishwasher | 0.05057% | 0 | 5.1711 | Residential_2024_Technical_GWh_After Competition Groups_Energy Star Dishwasher
Residential | Res ¦ Home Energy Reports | 2024 | Economic | GWh | After Competition Groups | 2.6717 | 0 | 0 | 5400.5166 | 0.00049472 | 41 | Residential_2024_Economic_GWh_After Competition Groups_41 | Home Energy Reports | 0.04947% | 0 | 2.6717 | Residential_2024_Economic_GWh_After Competition Groups_Home Energy Reports
Residential | Res ¦ ENERGY STAR LED Lamps (General Service Lamps) | 2024 | Economic | GWh | After Competition Groups | 2.5323 | 73531.1039 | 0.073531 | 5400.5166 | 0.0004689 | 42 | Residential_2024_Economic_GWh_After Competition Groups_42 | ENERGY STAR LED Lamps (General Service Lamps) | 0.04689% | 0.073531 | 2.5323 | Residential_2024_Economic_GWh_After Competition Groups_ENERGY STAR LED Lamps (General Service Lamps)
Residential | Res ¦ Home Energy Reports | 2024 | Achievable | GWh | After Competition Groups | 0.26717 | 0 | 0 | 613.4628 | 0.00043551 | 44 | Residential_2024_Achievable_GWh_After Competition Groups_44 | Home Energy Reports | 0.04355% | 0 | 0.26717 | Residential_2024_Achievable_GWh_After Competition Groups_Home Energy Reports
Residential | Res ¦ Energy Star Windows | 2024 | Achievable | GWh | After Competition Groups | 0.20924 | 0 | 0 | 613.4628 | 0.00034109 | 45 | Residential_2024_Achievable_GWh_After Competition Groups_45 | Energy Star Windows | 0.03411% | 0 | 0.20924 | Residential_2024_Achievable_GWh_After Competition Groups_Energy Star Windows
Residential | Res ¦ Energy Star Windows | 2024 | Economic | GWh | After Competition Groups | 1.7537 | 0 | 0 | 5400.5166 | 0.00032473 | 43 | Residential_2024_Economic_GWh_After Competition Groups_43 | Energy Star Windows | 0.03247% | 0 | 1.7537 | Residential_2024_Economic_GWh_After Competition Groups_Energy Star Windows
Residential | Res ¦ Condensing Make Up Air Unit | 2024 | Technical | GWh | After Competition Groups | 3.1388 | 293323.5272 | 0.29332 | 10225.6844 | 0.00030695 | 69 | Residential_2024_Technical_GWh_After Competition Groups_69 | Condensing Make Up Air Unit | 0.03069% | 0.29332 | 3.1388 | Residential_2024_Technical_GWh_After Competition Groups_Condensing Make Up Air Unit
Residential | Res ¦ LED Tube Re-Lamp | 2024 | Economic | GWh | After Competition Groups | 1.5823 | 466953.716 | 0.46695 | 5400.5166 | 0.00029299 | 44 | Residential_2024_Economic_GWh_After Competition Groups_44 | LED Tube Re-Lamp | 0.0293% | 0.46695 | 1.5823 | Residential_2024_Economic_GWh_After Competition Groups_LED Tube Re-Lamp
Residential | Res ¦ High Efficiency Chiller (avg of water and air cooled) | 2024 | Technical | GWh | After Competition Groups | 2.8933 | 179306.2458 | 0.17931 | 10225.6844 | 0.00028294 | 70 | Residential_2024_Technical_GWh_After Competition Groups_70 | High Efficiency Chiller (avg of water and air cooled) | 0.02829% | 0.17931 | 2.8933 | Residential_2024_Technical_GWh_After Competition Groups_High Efficiency Chiller (avg of water and air cooled)
Residential | Res ¦ Beverage Vending Machine Controls | 2024 | Economic | GWh | After Competition Groups | 1.4932 | 11439.7534 | 0.01144 | 5400.5166 | 0.00027648 | 45 | Residential_2024_Economic_GWh_After Competition Groups_45 | Beverage Vending Machine Controls | 0.02765% | 0.01144 | 1.4932 | Residential_2024_Economic_GWh_After Competition Groups_Beverage Vending Machine Controls
Residential | Res ¦ ECM MOTORS FOR HVAC APPLICATION (FAN-POWERED VAV BOX) | 2024 | Technical | GWh | After Competition Groups | 2.7348 | 42168.9398 | 0.042169 | 10225.6844 | 0.00026744 | 71 | Residential_2024_Technical_GWh_After Competition Groups_71 | ECM MOTORS FOR HVAC APPLICATION (FAN-POWERED VAV BOX) | 0.02674% | 0.042169 | 2.7348 | Residential_2024_Technical_GWh_After Competition Groups_ECM MOTORS FOR HVAC APPLICATION (FAN-POWERED VAV BOX)
Residential | Res ¦ ENERGY STAR LED Lamps (General Service Lamps) | 2024 | Technical | GWh | After Competition Groups | 2.5323 | 73531.1039 | 0.073531 | 10225.6844 | 0.00024764 | 72 | Residential_2024_Technical_GWh_After Competition Groups_72 | ENERGY STAR LED Lamps (General Service Lamps) | 0.02476% | 0.073531 | 2.5323 | Residential_2024_Technical_GWh_After Competition Groups_ENERGY STAR LED Lamps (General Service Lamps)
Residential | Res ¦ Beverage Vending Machine Controls | 2024 | Achievable | GWh | After Competition Groups | 0.14149 | 11439.7534 | 0.01144 | 613.4628 | 0.00023064 | 46 | Residential_2024_Achievable_GWh_After Competition Groups_46 | Beverage Vending Machine Controls | 0.02306% | 0.01144 | 0.14149 | Residential_2024_Achievable_GWh_After Competition Groups_Beverage Vending Machine Controls
Residential | Res ¦ Beverage Vending Machine Controls | 2024 | Technical | GWh | After Competition Groups | 1.4932 | 11439.7534 | 0.01144 | 10225.6844 | 0.00014602 | 73 | Residential_2024_Technical_GWh_After Competition Groups_73 | Beverage Vending Machine Controls | 0.0146% | 0.01144 | 1.4932 | Residential_2024_Technical_GWh_After Competition Groups_Beverage Vending Machine Controls
Residential | Res ¦ HVAC Optimization | 2024 | Technical | GWh | After Competition Groups | 1.3854 | 0 | 0 | 10225.6844 | 0.00013548 | 74 | Residential_2024_Technical_GWh_After Competition Groups_74 | HVAC Optimization | 0.01355% | 0 | 1.3854 | Residential_2024_Technical_GWh_After Competition Groups_HVAC Optimization
Residential | Res ¦ Basement or Crawlspace Insulation | 2024 | Economic | GWh | After Competition Groups | 0.72346 | 0 | 0 | 5400.5166 | 0.00013396 | 46 | Residential_2024_Economic_GWh_After Competition Groups_46 | Basement or Crawlspace Insulation | 0.0134% | 0 | 0.72346 | Residential_2024_Economic_GWh_After Competition Groups_Basement or Crawlspace Insulation
Residential | Res ¦ Heat Recovery Ventilator | 2024 | Achievable | GWh | After Competition Groups | 0.067149 | 144233.4302 | 0.14423 | 613.4628 | 0.00010946 | 47 | Residential_2024_Achievable_GWh_After Competition Groups_47 | Heat Recovery Ventilator | 0.01095% | 0.14423 | 0.067149 | Residential_2024_Achievable_GWh_After Competition Groups_Heat Recovery Ventilator
Residential | Res ¦ Tankless Water Heater | 2024 | Technical | GWh | After Competition Groups | 0.74538 | 0 | 0 | 10225.6844 | 7.2893e-05 | 75 | Residential_2024_Technical_GWh_After Competition Groups_75 | Tankless Water Heater | 0.007289% | 0 | 0.74538 | Residential_2024_Technical_GWh_After Competition Groups_Tankless Water Heater
Residential | Res ¦ Wall Insulation MF | 2024 | Technical | GWh | After Competition Groups | 0.70001 | 0 | 0 | 10225.6844 | 6.8456e-05 | 76 | Residential_2024_Technical_GWh_After Competition Groups_76 | Wall Insulation MF | 0.006846% | 0 | 0.70001 | Residential_2024_Technical_GWh_After Competition Groups_Wall Insulation MF
Residential | Res ¦ LED Recessed Downlights | 2024 | Technical | GWh | After Competition Groups | 0.3611 | 0 | 0 | 10225.6844 | 3.5313e-05 | 77 | Residential_2024_Technical_GWh_After Competition Groups_77 | LED Recessed Downlights | 0.003531% | 0 | 0.3611 | Residential_2024_Technical_GWh_After Competition Groups_LED Recessed Downlights
Residential | Res ¦ LED High Bay Fixture | 2024 | Technical | GWh | After Competition Groups | 0.31083 | 0 | 0 | 10225.6844 | 3.0397e-05 | 78 | Residential_2024_Technical_GWh_After Competition Groups_78 | LED High Bay Fixture | 0.00304% | 0 | 0.31083 | Residential_2024_Technical_GWh_After Competition Groups_LED High Bay Fixture
Residential | Res ¦ Basement or Crawlspace Insulation | 2024 | Achievable | GWh | After Competition Groups | 0.015167 | 0 | 0 | 613.4628 | 2.4723e-05 | 48 | Residential_2024_Achievable_GWh_After Competition Groups_48 | Basement or Crawlspace Insulation | 0.002472% | 0 | 0.015167 | Residential_2024_Achievable_GWh_After Competition Groups_Basement or Crawlspace Insulation
Residential | Res ¦ Chilled Water Optimization | 2024 | Achievable | GWh | After Competition Groups | 0.014056 | 55.7666 | 5.5767e-05 | 613.4628 | 2.2913e-05 | 49 | Residential_2024_Achievable_GWh_After Competition Groups_49 | Chilled Water Optimization | 0.002291% | 5.5767e-05 | 0.014056 | Residential_2024_Achievable_GWh_After Competition Groups_Chilled Water Optimization
Residential | Res ¦ Chilled Water Optimization | 2024 | Economic | GWh | After Competition Groups | 0.076451 | 55.7666 | 5.5767e-05 | 5400.5166 | 1.4156e-05 | 47 | Residential_2024_Economic_GWh_After Competition Groups_47 | Chilled Water Optimization | 0.001416% | 5.5767e-05 | 0.076451 | Residential_2024_Economic_GWh_After Competition Groups_Chilled Water Optimization
Residential | Res ¦ Wall Insulation MF | 2024 | Economic | GWh | After Competition Groups | 0.057459 | 0 | 0 | 5400.5166 | 1.064e-05 | 48 | Residential_2024_Economic_GWh_After Competition Groups_48 | Wall Insulation MF | 0.001064% | 0 | 0.057459 | Residential_2024_Economic_GWh_After Competition Groups_Wall Insulation MF
Residential | Res ¦ Chilled Water Optimization | 2024 | Technical | GWh | After Competition Groups | 0.076451 | 55.7666 | 5.5767e-05 | 10225.6844 | 7.4764e-06 | 79 | Residential_2024_Technical_GWh_After Competition Groups_79 | Chilled Water Optimization | 0.0007476% | 5.5767e-05 | 0.076451 | Residential_2024_Technical_GWh_After Competition Groups_Chilled Water Optimization
Residential | Res ¦ Wall Insulation MF | 2024 | Achievable | GWh | After Competition Groups | 0.0012055 | 0 | 0 | 613.4628 | 1.9651e-06 | 50 | Residential_2024_Achievable_GWh_After Competition Groups_50 | Wall Insulation MF | 0.0001965% | 0 | 0.0012055 | Residential_2024_Achievable_GWh_After Competition Groups_Wall Insulation MF
Residential | Res ¦ Solar Water Preheat (Pools/DHW) | 2024 | Technical | GWh | After Competition Groups | 0.015997 | 0 | 0 | 10225.6844 | 1.5644e-06 | 80 | Residential_2024_Technical_GWh_After Competition Groups_80 | Solar Water Preheat (Pools/DHW) | 0.0001564% | 0 | 0.015997 | Residential_2024_Technical_GWh_After Competition Groups_Solar Water Preheat (Pools/DHW)
Residential | Res ¦ Photocell Controls (Outdoor) | 2024 | Technical | GWh | After Competition Groups | 0.00038487 | 0 | 0 | 10225.6844 | 3.7638e-08 | 81 | Residential_2024_Technical_GWh_After Competition Groups_81 | Photocell Controls (Outdoor) | 3.764e-06% | 0 | 0.00038487 | Residential_2024_Technical_GWh_After Competition Groups_Photocell Controls (Outdoor)
Residential | Res ¦ Air Source Heat Pump | 2024 | Achievable | GWh | After Competition Groups | 0 | 0 | 0 | 613.4628 | 0 | 51 | Residential_2024_Achievable_GWh_After Competition Groups_51 | Air Source Heat Pump | 0% | 0 | 0 | Residential_2024_Achievable_GWh_After Competition Groups_Air Source Heat Pump
Residential | Res ¦ Ceiling Insulation | 2024 | Achievable | GWh | After Competition Groups | 0 | 0 | 0 | 613.4628 | 0 | 52 | Residential_2024_Achievable_GWh_After Competition Groups_52 | Ceiling Insulation | 0% | 0 | 0 | Residential_2024_Achievable_GWh_After Competition Groups_Ceiling Insulation
Residential | Res ¦ Ceiling Insulation | 2024 | Economic | GWh | After Competition Groups | 0 | 0 | 0 | 5400.5166 | 0 | 49 | Residential_2024_Economic_GWh_After Competition Groups_49 | Ceiling Insulation | 0% | 0 | 0 | Residential_2024_Economic_GWh_After Competition Groups_Ceiling Insulation
Residential | Res ¦ DHW Recirculation Systems | 2024 | Achievable | GWh | After Competition Groups | 0 | 0 | 0 | 613.4628 | 0 | 53 | Residential_2024_Achievable_GWh_After Competition Groups_53 | DHW Recirculation Systems | 0% | 0 | 0 | Residential_2024_Achievable_GWh_After Competition Groups_DHW Recirculation Systems
Residential | Res ¦ DHW Recirculation Systems | 2024 | Economic | GWh | After Competition Groups | 0 | 0 | 0 | 5400.5166 | 0 | 50 | Residential_2024_Economic_GWh_After Competition Groups_50 | DHW Recirculation Systems | 0% | 0 | 0 | Residential_2024_Economic_GWh_After Competition Groups_DHW Recirculation Systems
Residential | Res ¦ Drain Water Heat Recovery | 2024 | Achievable | GWh | After Competition Groups | 0 | 0 | 0 | 613.4628 | 0 | 54 | Residential_2024_Achievable_GWh_After Competition Groups_54 | Drain Water Heat Recovery | 0% | 0 | 0 | Residential_2024_Achievable_GWh_After Competition Groups_Drain Water Heat Recovery
Residential | Res ¦ Drain Water Heat Recovery | 2024 | Economic | GWh | After Competition Groups | 0 | 0 | 0 | 5400.5166 | 0 | 51 | Residential_2024_Economic_GWh_After Competition Groups_51 | Drain Water Heat Recovery | 0% | 0 | 0 | Residential_2024_Economic_GWh_After Competition Groups_Drain Water Heat Recovery
Residential | Res ¦ Early Hot Water Heater Replacement | 2024 | Achievable | GWh | After Competition Groups | 0 | 0 | 0 | 613.4628 | 0 | 55 | Residential_2024_Achievable_GWh_After Competition Groups_55 | Early Hot Water Heater Replacement | 0% | 0 | 0 | Residential_2024_Achievable_GWh_After Competition Groups_Early Hot Water Heater Replacement
Residential | Res ¦ Early Hot Water Heater Replacement | 2024 | Economic | GWh | After Competition Groups | 0 | 0 | 0 | 5400.5166 | 0 | 52 | Residential_2024_Economic_GWh_After Competition Groups_52 | Early Hot Water Heater Replacement | 0% | 0 | 0 | Residential_2024_Economic_GWh_After Competition Groups_Early Hot Water Heater Replacement
Residential | Res ¦ Energy Star Clothes Dryer | 2024 | Achievable | GWh | After Competition Groups | 0 | 0 | 0 | 613.4628 | 0 | 56 | Residential_2024_Achievable_GWh_After Competition Groups_56 | Energy Star Clothes Dryer | 0% | 0 | 0 | Residential_2024_Achievable_GWh_After Competition Groups_Energy Star Clothes Dryer
Residential | Res ¦ Energy Star Clothes Dryer | 2024 | Economic | GWh | After Competition Groups | 0 | 0 | 0 | 5400.5166 | 0 | 53 | Residential_2024_Economic_GWh_After Competition Groups_53 | Energy Star Clothes Dryer | 0% | 0 | 0 | Residential_2024_Economic_GWh_After Competition Groups_Energy Star Clothes Dryer
Residential | Res ¦ Energy Star Dehumidifier | 2024 | Achievable | GWh | After Competition Groups | 0 | 0 | 0 | 613.4628 | 0 | 57 | Residential_2024_Achievable_GWh_After Competition Groups_57 | Energy Star Dehumidifier | 0% | 0 | 0 | Residential_2024_Achievable_GWh_After Competition Groups_Energy Star Dehumidifier
Residential | Res ¦ Energy Star Dehumidifier | 2024 | Economic | GWh | After Competition Groups | 0 | 0 | 0 | 5400.5166 | 0 | 54 | Residential_2024_Economic_GWh_After Competition Groups_54 | Energy Star Dehumidifier | 0% | 0 | 0 | Residential_2024_Economic_GWh_After Competition Groups_Energy Star Dehumidifier
Residential | Res ¦ Energy Star Freezer | 2024 | Achievable | GWh | After Competition Groups | 0 | 0 | 0 | 613.4628 | 0 | 58 | Residential_2024_Achievable_GWh_After Competition Groups_58 | Energy Star Freezer | 0% | 0 | 0 | Residential_2024_Achievable_GWh_After Competition Groups_Energy Star Freezer
Residential | Res ¦ Energy Star Freezer | 2024 | Economic | GWh | After Competition Groups | 0 | 0 | 0 | 5400.5166 | 0 | 55 | Residential_2024_Economic_GWh_After Competition Groups_55 | Energy Star Freezer | 0% | 0 | 0 | Residential_2024_Economic_GWh_After Competition Groups_Energy Star Freezer
Residential | Res ¦ Furnace with ECM | 2024 | Achievable | GWh | After Competition Groups | 0 | 0 | 0 | 613.4628 | 0 | 59 | Residential_2024_Achievable_GWh_After Competition Groups_59 | Furnace with ECM | 0% | 0 | 0 | Residential_2024_Achievable_GWh_After Competition Groups_Furnace with ECM
Residential | Res ¦ Furnace with ECM | 2024 | Economic | GWh | After Competition Groups | 0 | 0 | 0 | 5400.5166 | 0 | 56 | Residential_2024_Economic_GWh_After Competition Groups_56 | Furnace with ECM | 0% | 0 | 0 | Residential_2024_Economic_GWh_After Competition Groups_Furnace with ECM
Residential | Res ¦ Heat Pump Water Heater | 2024 | Achievable | GWh | After Competition Groups | 0 | 0 | 0 | 613.4628 | 0 | 60 | Residential_2024_Achievable_GWh_After Competition Groups_60 | Heat Pump Water Heater | 0% | 0 | 0 | Residential_2024_Achievable_GWh_After Competition Groups_Heat Pump Water Heater
Residential | Res ¦ Heat Pump Water Heater | 2024 | Economic | GWh | After Competition Groups | 0 | 0 | 0 | 5400.5166 | 0 | 57 | Residential_2024_Economic_GWh_After Competition Groups_57 | Heat Pump Water Heater | 0% | 0 | 0 | Residential_2024_Economic_GWh_After Competition Groups_Heat Pump Water Heater
Residential | Res ¦ LED Downlight | 2024 | Achievable | GWh | After Competition Groups | 0 | 0 | 0 | 613.4628 | 0 | 61 | Residential_2024_Achievable_GWh_After Competition Groups_61 | LED Downlight | 0% | 0 | 0 | Residential_2024_Achievable_GWh_After Competition Groups_LED Downlight
Residential | Res ¦ LED Downlight | 2024 | Economic | GWh | After Competition Groups | 0 | 0 | 0 | 5400.5166 | 0 | 58 | Residential_2024_Economic_GWh_After Competition Groups_58 | LED Downlight | 0% | 0 | 0 | Residential_2024_Economic_GWh_After Competition Groups_LED Downlight
Residential | Res ¦ LED High Bay Fixture | 2024 | Achievable | GWh | After Competition Groups | 0 | 0 | 0 | 613.4628 | 0 | 62 | Residential_2024_Achievable_GWh_After Competition Groups_62 | LED High Bay Fixture | 0% | 0 | 0 | Residential_2024_Achievable_GWh_After Competition Groups_LED High Bay Fixture
Residential | Res ¦ LED High Bay Fixture | 2024 | Economic | GWh | After Competition Groups | 0 | 0 | 0 | 5400.5166 | 0 | 59 | Residential_2024_Economic_GWh_After Competition Groups_59 | LED High Bay Fixture | 0% | 0 | 0 | Residential_2024_Economic_GWh_After Competition Groups_LED High Bay Fixture
Residential | Res ¦ Lighting Motion Sensors, Timers, Dimmers | 2024 | Achievable | GWh | After Competition Groups | 0 | 0 | 0 | 613.4628 | 0 | 63 | Residential_2024_Achievable_GWh_After Competition Groups_63 | Lighting Motion Sensors, Timers, Dimmers | 0% | 0 | 0 | Residential_2024_Achievable_GWh_After Competition Groups_Lighting Motion Sensors, Timers, Dimmers
Residential | Res ¦ Lighting Motion Sensors, Timers, Dimmers | 2024 | Economic | GWh | After Competition Groups | 0 | 0 | 0 | 5400.5166 | 0 | 60 | Residential_2024_Economic_GWh_After Competition Groups_60 | Lighting Motion Sensors, Timers, Dimmers | 0% | 0 | 0 | Residential_2024_Economic_GWh_After Competition Groups_Lighting Motion Sensors, Timers, Dimmers
Residential | Res ¦ Networked/ Connected - Indoor LED Luminaire | 2024 | Achievable | GWh | After Competition Groups | 0 | 0 | 0 | 613.4628 | 0 | 64 | Residential_2024_Achievable_GWh_After Competition Groups_64 | Networked/ Connected - Indoor LED Luminaire | 0% | 0 | 0 | Residential_2024_Achievable_GWh_After Competition Groups_Networked/ Connected - Indoor LED Luminaire
Residential | Res ¦ Radiant Barrier | 2024 | Achievable | GWh | After Competition Groups | 0 | 0 | 0 | 613.4628 | 0 | 65 | Residential_2024_Achievable_GWh_After Competition Groups_65 | Radiant Barrier | 0% | 0 | 0 | Residential_2024_Achievable_GWh_After Competition Groups_Radiant Barrier
Residential | Res ¦ Radiant Barrier | 2024 | Economic | GWh | After Competition Groups | 0 | 0 | 0 | 5400.5166 | 0 | 61 | Residential_2024_Economic_GWh_After Competition Groups_61 | Radiant Barrier | 0% | 0 | 0 | Residential_2024_Economic_GWh_After Competition Groups_Radiant Barrier
Residential | Res ¦ Smart Burners | 2024 | Achievable | GWh | After Competition Groups | 0 | 0 | 0 | 613.4628 | 0 | 66 | Residential_2024_Achievable_GWh_After Competition Groups_66 | Smart Burners | 0% | 0 | 0 | Residential_2024_Achievable_GWh_After Competition Groups_Smart Burners
Residential | Res ¦ Smart Burners | 2024 | Economic | GWh | After Competition Groups | 0 | 0 | 0 | 5400.5166 | 0 | 62 | Residential_2024_Economic_GWh_After Competition Groups_62 | Smart Burners | 0% | 0 | 0 | Residential_2024_Economic_GWh_After Competition Groups_Smart Burners
Residential | Res ¦ Smart Power Bar | 2024 | Achievable | GWh | After Competition Groups | 0 | 0 | 0 | 613.4628 | 0 | 67 | Residential_2024_Achievable_GWh_After Competition Groups_67 | Smart Power Bar | 0% | 0 | 0 | Residential_2024_Achievable_GWh_After Competition Groups_Smart Power Bar
Residential | Res ¦ Smart Power Bar | 2024 | Economic | GWh | After Competition Groups | 0 | 0 | 0 | 5400.5166 | 0 | 63 | Residential_2024_Economic_GWh_After Competition Groups_63 | Smart Power Bar | 0% | 0 | 0 | Residential_2024_Economic_GWh_After Competition Groups_Smart Power Bar
Residential | Res ¦ Tankless Water Heater | 2024 | Achievable | GWh | After Competition Groups | 0 | 0 | 0 | 613.4628 | 0 | 68 | Residential_2024_Achievable_GWh_After Competition Groups_68 | Tankless Water Heater | 0% | 0 | 0 | Residential_2024_Achievable_GWh_After Competition Groups_Tankless Water Heater
Residential | Res ¦ Tankless Water Heater | 2024 | Economic | GWh | After Competition Groups | 0 | 0 | 0 | 5400.5166 | 0 | 64 | Residential_2024_Economic_GWh_After Competition Groups_64 | Tankless Water Heater | 0% | 0 | 0 | Residential_2024_Economic_GWh_After Competition Groups_Tankless Water Heater
Residential | Res ¦ Variable Refrigerant Flow Heat Pump | 2024 | Achievable | GWh | After Competition Groups | 0 | 0 | 0 | 613.4628 | 0 | 69 | Residential_2024_Achievable_GWh_After Competition Groups_69 | Variable Refrigerant Flow Heat Pump | 0% | 0 | 0 | Residential_2024_Achievable_GWh_After Competition Groups_Variable Refrigerant Flow Heat Pump
Residential | Res ¦ Variable Refrigerant Flow Heat Pump | 2024 | Economic | GWh | After Competition Groups | 0 | 0 | 0 | 5400.5166 | 0 | 65 | Residential_2024_Economic_GWh_After Competition Groups_65 | Variable Refrigerant Flow Heat Pump | 0% | 0 | 0 | Residential_2024_Economic_GWh_After Competition Groups_Variable Refrigerant Flow Heat Pump
Residential | Res ¦ Smart Power Bar | 2025 | Technical | GWh | After Competition Groups | 1670.8048 | 0 | 0 | 10939.9865 | 0.15272 | 1 | Residential_2025_Technical_GWh_After Competition Groups_1 | Smart Power Bar | 15.27% | 0 | 1670.8048 | Residential_2025_Technical_GWh_After Competition Groups_Smart Power Bar
Residential | Res ¦ Energy Star A Line, PAR, MR Lamps | 2025 | Economic | GWh | After Competition Groups | 822.5301 | 16154.0926 | 0.016154 | 5827.0784 | 0.14116 | 1 | Residential_2025_Economic_GWh_After Competition Groups_1 | Energy Star A Line, PAR, MR Lamps | 14.12% | 0.016154 | 822.5301 | Residential_2025_Economic_GWh_After Competition Groups_Energy Star A Line, PAR, MR Lamps
Residential | Res ¦ Adaptive Thermostat | 2025 | Economic | GWh | After Competition Groups | 673.3492 | 3591938.9694 | 3.5919 | 5827.0784 | 0.11556 | 2 | Residential_2025_Economic_GWh_After Competition Groups_2 | Adaptive Thermostat | 11.56% | 3.5919 | 673.3492 | Residential_2025_Economic_GWh_After Competition Groups_Adaptive Thermostat
Residential | Res ¦ Energy Star Clothes Washer | 2025 | Achievable | GWh | After Competition Groups | 105.4111 | 15456986.8586 | 15.457 | 980.8505 | 0.10747 | 1 | Residential_2025_Achievable_GWh_After Competition Groups_1 | Energy Star Clothes Washer | 10.75% | 15.457 | 105.4111 | Residential_2025_Achievable_GWh_After Competition Groups_Energy Star Clothes Washer
Residential | Res ¦ Air Sealing | 2025 | Economic | GWh | After Competition Groups | 592.0983 | 2521471.0607 | 2.5215 | 5827.0784 | 0.10161 | 3 | Residential_2025_Economic_GWh_After Competition Groups_3 | Air Sealing | 10.16% | 2.5215 | 592.0983 | Residential_2025_Economic_GWh_After Competition Groups_Air Sealing
Residential | Res ¦ Energy Star LED Bulbs General Purpose LEDs | 2025 | Achievable | GWh | After Competition Groups | 97.3845 | 0 | 0 | 980.8505 | 0.099286 | 2 | Residential_2025_Achievable_GWh_After Competition Groups_2 | Energy Star LED Bulbs General Purpose LEDs | 9.929% | 0 | 97.3845 | Residential_2025_Achievable_GWh_After Competition Groups_Energy Star LED Bulbs General Purpose LEDs
Residential | Res ¦ Variable Speed Pool Pump Motor | 2025 | Achievable | GWh | After Competition Groups | 87.0393 | 8695140.095 | 8.6951 | 980.8505 | 0.088739 | 3 | Residential_2025_Achievable_GWh_After Competition Groups_3 | Variable Speed Pool Pump Motor | 8.874% | 8.6951 | 87.0393 | Residential_2025_Achievable_GWh_After Competition Groups_Variable Speed Pool Pump Motor
Residential | Res ¦ Energy Star LED Specialty Bulbs | 2025 | Achievable | GWh | After Competition Groups | 84.5024 | 47127.5943 | 0.047128 | 980.8505 | 0.086152 | 4 | Residential_2025_Achievable_GWh_After Competition Groups_4 | Energy Star LED Specialty Bulbs | 8.615% | 0.047128 | 84.5024 | Residential_2025_Achievable_GWh_After Competition Groups_Energy Star LED Specialty Bulbs
Residential | Res ¦ Variable Speed Pool Pump Motor | 2025 | Economic | GWh | After Competition Groups | 444.2699 | 8695140.095 | 8.6951 | 5827.0784 | 0.076242 | 4 | Residential_2025_Economic_GWh_After Competition Groups_4 | Variable Speed Pool Pump Motor | 7.624% | 8.6951 | 444.2699 | Residential_2025_Economic_GWh_After Competition Groups_Variable Speed Pool Pump Motor
Residential | Res ¦ Energy Star A Line, PAR, MR Lamps | 2025 | Technical | GWh | After Competition Groups | 822.5301 | 16154.0926 | 0.016154 | 10939.9865 | 0.075186 | 2 | Residential_2025_Technical_GWh_After Competition Groups_2 | Energy Star A Line, PAR, MR Lamps | 7.519% | 0.016154 | 822.5301 | Residential_2025_Technical_GWh_After Competition Groups_Energy Star A Line, PAR, MR Lamps
Residential | Res ¦ Car Block Heater Timer | 2025 | Achievable | GWh | After Competition Groups | 68.6381 | 514874.1968 | 0.51487 | 980.8505 | 0.069978 | 5 | Residential_2025_Achievable_GWh_After Competition Groups_5 | Car Block Heater Timer | 6.998% | 0.51487 | 68.6381 | Residential_2025_Achievable_GWh_After Competition Groups_Car Block Heater Timer
Residential | Res ¦ Building Recommissioning, Operations and Maintenance (O&M) Improvements | 2025 | Achievable | GWh | After Competition Groups | 68.3587 | 263081.2841 | 0.26308 | 980.8505 | 0.069693 | 6 | Residential_2025_Achievable_GWh_After Competition Groups_6 | Building Recommissioning, Operations and Maintenance (O&M) Improvements | 6.969% | 0.26308 | 68.3587 | Residential_2025_Achievable_GWh_After Competition Groups_Building Recommissioning, Operations and Maintenance (O&M) Improvements
Residential | Res ¦ Adaptive Thermostat | 2025 | Technical | GWh | After Competition Groups | 673.3492 | 3591938.9694 | 3.5919 | 10939.9865 | 0.061549 | 3 | Residential_2025_Technical_GWh_After Competition Groups_3 | Adaptive Thermostat | 6.155% | 3.5919 | 673.3492 | Residential_2025_Technical_GWh_After Competition Groups_Adaptive Thermostat
Residential | Res ¦ Building Recommissioning, Operations and Maintenance (O&M) Improvements | 2025 | Economic | GWh | After Competition Groups | 348.891 | 263081.2841 | 0.26308 | 5827.0784 | 0.059874 | 5 | Residential_2025_Economic_GWh_After Competition Groups_5 | Building Recommissioning, Operations and Maintenance (O&M) Improvements | 5.987% | 0.26308 | 348.891 | Residential_2025_Economic_GWh_After Competition Groups_Building Recommissioning, Operations and Maintenance (O&M) Improvements
Residential | Res ¦ Car Block Heater Timer | 2025 | Economic | GWh | After Competition Groups | 342.9512 | 514874.1968 | 0.51487 | 5827.0784 | 0.058855 | 6 | Residential_2025_Economic_GWh_After Competition Groups_6 | Car Block Heater Timer | 5.885% | 0.51487 | 342.9512 | Residential_2025_Economic_GWh_After Competition Groups_Car Block Heater Timer
Residential | Res ¦ Air Sealing | 2025 | Technical | GWh | After Competition Groups | 592.0983 | 2521471.0607 | 2.5215 | 10939.9865 | 0.054122 | 4 | Residential_2025_Technical_GWh_After Competition Groups_4 | Air Sealing | 5.412% | 2.5215 | 592.0983 | Residential_2025_Technical_GWh_After Competition Groups_Air Sealing
Residential | Res ¦ Basement Wall Insulation | 2025 | Economic | GWh | After Competition Groups | 310.1229 | 1076512.5051 | 1.0765 | 5827.0784 | 0.053221 | 7 | Residential_2025_Economic_GWh_After Competition Groups_7 | Basement Wall Insulation | 5.322% | 1.0765 | 310.1229 | Residential_2025_Economic_GWh_After Competition Groups_Basement Wall Insulation
Residential | Res ¦ Energy Star A Line, PAR, MR Lamps | 2025 | Achievable | GWh | After Competition Groups | 50.2154 | 16154.0926 | 0.016154 | 980.8505 | 0.051196 | 7 | Residential_2025_Achievable_GWh_After Competition Groups_7 | Energy Star A Line, PAR, MR Lamps | 5.12% | 0.016154 | 50.2154 | Residential_2025_Achievable_GWh_After Competition Groups_Energy Star A Line, PAR, MR Lamps
Residential | Res ¦ Ductless Mini-Split Heat Pump | 2025 | Achievable | GWh | After Competition Groups | 43.343 | 2540182.8883 | 2.5402 | 980.8505 | 0.044189 | 8 | Residential_2025_Achievable_GWh_After Competition Groups_8 | Ductless Mini-Split Heat Pump | 4.419% | 2.5402 | 43.343 | Residential_2025_Achievable_GWh_After Competition Groups_Ductless Mini-Split Heat Pump
Residential | Res ¦ Attic Insulation | 2025 | Economic | GWh | After Competition Groups | 239.3774 | 1882248.3564 | 1.8822 | 5827.0784 | 0.04108 | 8 | Residential_2025_Economic_GWh_After Competition Groups_8 | Attic Insulation | 4.108% | 1.8822 | 239.3774 | Residential_2025_Economic_GWh_After Competition Groups_Attic Insulation
Residential | Res ¦ Variable Speed Pool Pump Motor | 2025 | Technical | GWh | After Competition Groups | 444.2699 | 8695140.095 | 8.6951 | 10939.9865 | 0.04061 | 5 | Residential_2025_Technical_GWh_After Competition Groups_5 | Variable Speed Pool Pump Motor | 4.061% | 8.6951 | 444.2699 | Residential_2025_Technical_GWh_After Competition Groups_Variable Speed Pool Pump Motor
Residential | Res ¦ Adaptive Thermostat | 2025 | Achievable | GWh | After Competition Groups | 39.1026 | 3591938.9694 | 3.5919 | 980.8505 | 0.039866 | 9 | Residential_2025_Achievable_GWh_After Competition Groups_9 | Adaptive Thermostat | 3.987% | 3.5919 | 39.1026 | Residential_2025_Achievable_GWh_After Competition Groups_Adaptive Thermostat
Residential | Res ¦ Energy Star Central Air Conditioner | 2025 | Technical | GWh | After Competition Groups | 406.6158 | 0 | 0 | 10939.9865 | 0.037168 | 6 | Residential_2025_Technical_GWh_After Competition Groups_6 | Energy Star Central Air Conditioner | 3.717% | 0 | 406.6158 | Residential_2025_Technical_GWh_After Competition Groups_Energy Star Central Air Conditioner
Residential | Res ¦ Energy Star Clothes Washer | 2025 | Economic | GWh | After Competition Groups | 211.0954 | 15456986.8586 | 15.457 | 5827.0784 | 0.036227 | 9 | Residential_2025_Economic_GWh_After Competition Groups_9 | Energy Star Clothes Washer | 3.623% | 15.457 | 211.0954 | Residential_2025_Economic_GWh_After Competition Groups_Energy Star Clothes Washer
Residential | Res ¦ LED Parking Lot Fixture | 2025 | Achievable | GWh | After Competition Groups | 35.0371 | 1514975.2156 | 1.515 | 980.8505 | 0.035721 | 10 | Residential_2025_Achievable_GWh_After Competition Groups_10 | LED Parking Lot Fixture | 3.572% | 1.515 | 35.0371 | Residential_2025_Achievable_GWh_After Competition Groups_LED Parking Lot Fixture
Residential | Res ¦ Comprehensive Draft Proofing | 2025 | Achievable | GWh | After Competition Groups | 34.33 | 0 | 0 | 980.8505 | 0.035 | 11 | Residential_2025_Achievable_GWh_After Competition Groups_11 | Comprehensive Draft Proofing | 3.5% | 0 | 34.33 | Residential_2025_Achievable_GWh_After Competition Groups_Comprehensive Draft Proofing
Residential | Res ¦ Passive Attic Ventilation | 2025 | Technical | GWh | After Competition Groups | 354.988 | 0 | 0 | 10939.9865 | 0.032449 | 7 | Residential_2025_Technical_GWh_After Competition Groups_7 | Passive Attic Ventilation | 3.245% | 0 | 354.988 | Residential_2025_Technical_GWh_After Competition Groups_Passive Attic Ventilation
Residential | Res ¦ Building Recommissioning, Operations and Maintenance (O&M) Improvements | 2025 | Technical | GWh | After Competition Groups | 348.891 | 263081.2841 | 0.26308 | 10939.9865 | 0.031891 | 8 | Residential_2025_Technical_GWh_After Competition Groups_8 | Building Recommissioning, Operations and Maintenance (O&M) Improvements | 3.189% | 0.26308 | 348.891 | Residential_2025_Technical_GWh_After Competition Groups_Building Recommissioning, Operations and Maintenance (O&M) Improvements
Residential | Res ¦ Car Block Heater Timer | 2025 | Technical | GWh | After Competition Groups | 342.9512 | 514874.1968 | 0.51487 | 10939.9865 | 0.031348 | 9 | Residential_2025_Technical_GWh_After Competition Groups_9 | Car Block Heater Timer | 3.135% | 0.51487 | 342.9512 | Residential_2025_Technical_GWh_After Competition Groups_Car Block Heater Timer
Residential | Res ¦ Ductless Mini-Split Heat Pump | 2025 | Economic | GWh | After Competition Groups | 177.5258 | 2540182.8883 | 2.5402 | 5827.0784 | 0.030466 | 10 | Residential_2025_Economic_GWh_After Competition Groups_10 | Ductless Mini-Split Heat Pump | 3.047% | 2.5402 | 177.5258 | Residential_2025_Economic_GWh_After Competition Groups_Ductless Mini-Split Heat Pump
Residential | Res ¦ Comprehensive Draft Proofing | 2025 | Economic | GWh | After Competition Groups | 175.2138 | 0 | 0 | 5827.0784 | 0.030069 | 11 | Residential_2025_Economic_GWh_After Competition Groups_11 | Comprehensive Draft Proofing | 3.007% | 0 | 175.2138 | Residential_2025_Economic_GWh_After Competition Groups_Comprehensive Draft Proofing
Residential | Res ¦ Energy Star Windows | 2025 | Technical | GWh | After Competition Groups | 321.3889 | 0 | 0 | 10939.9865 | 0.029377 | 10 | Residential_2025_Technical_GWh_After Competition Groups_10 | Energy Star Windows | 2.938% | 0 | 321.3889 | Residential_2025_Technical_GWh_After Competition Groups_Energy Star Windows
Residential | Res ¦ Basement Wall Insulation | 2025 | Technical | GWh | After Competition Groups | 310.1229 | 1076512.5051 | 1.0765 | 10939.9865 | 0.028348 | 11 | Residential_2025_Technical_GWh_After Competition Groups_11 | Basement Wall Insulation | 2.835% | 1.0765 | 310.1229 | Residential_2025_Technical_GWh_After Competition Groups_Basement Wall Insulation
Residential | Res ¦ Heavy Duty Outdoor/Holiday Plug-in Timers | 2025 | Economic | GWh | After Competition Groups | 164.1284 | 4555155.2043 | 4.5552 | 5827.0784 | 0.028166 | 12 | Residential_2025_Economic_GWh_After Competition Groups_12 | Heavy Duty Outdoor/Holiday Plug-in Timers | 2.817% | 4.5552 | 164.1284 | Residential_2025_Economic_GWh_After Competition Groups_Heavy Duty Outdoor/Holiday Plug-in Timers
Residential | Res ¦ Occupancy Sensors MF | 2025 | Achievable | GWh | After Competition Groups | 23.8627 | 32682.2659 | 0.032682 | 980.8505 | 0.024329 | 12 | Residential_2025_Achievable_GWh_After Competition Groups_12 | Occupancy Sensors MF | 2.433% | 0.032682 | 23.8627 | Residential_2025_Achievable_GWh_After Competition Groups_Occupancy Sensors MF
Residential | Res ¦ Basement or Crawlspace Insulation | 2025 | Technical | GWh | After Competition Groups | 258.0614 | 0 | 0 | 10939.9865 | 0.023589 | 12 | Residential_2025_Technical_GWh_After Competition Groups_12 | Basement or Crawlspace Insulation | 2.359% | 0 | 258.0614 | Residential_2025_Technical_GWh_After Competition Groups_Basement or Crawlspace Insulation
Residential | Res ¦ Energy Star Torchiere | 2025 | Achievable | GWh | After Competition Groups | 22.0924 | 751506.8237 | 0.75151 | 980.8505 | 0.022524 | 13 | Residential_2025_Achievable_GWh_After Competition Groups_13 | Energy Star Torchiere | 2.252% | 0.75151 | 22.0924 | Residential_2025_Achievable_GWh_After Competition Groups_Energy Star Torchiere
Residential | Res ¦ Heavy Duty Outdoor/Holiday Plug-in Timers | 2025 | Achievable | GWh | After Competition Groups | 21.6577 | 4555155.2043 | 4.5552 | 980.8505 | 0.022081 | 14 | Residential_2025_Achievable_GWh_After Competition Groups_14 | Heavy Duty Outdoor/Holiday Plug-in Timers | 2.208% | 4.5552 | 21.6577 | Residential_2025_Achievable_GWh_After Competition Groups_Heavy Duty Outdoor/Holiday Plug-in Timers
Residential | Res ¦ Energy Star Refrigerator | 2025 | Technical | GWh | After Competition Groups | 239.9708 | 0 | 0 | 10939.9865 | 0.021935 | 13 | Residential_2025_Technical_GWh_After Competition Groups_13 | Energy Star Refrigerator | 2.194% | 0 | 239.9708 | Residential_2025_Technical_GWh_After Competition Groups_Energy Star Refrigerator
Residential | Res ¦ Attic Insulation | 2025 | Technical | GWh | After Competition Groups | 239.3774 | 1882248.3564 | 1.8822 | 10939.9865 | 0.021881 | 14 | Residential_2025_Technical_GWh_After Competition Groups_14 | Attic Insulation | 2.188% | 1.8822 | 239.3774 | Residential_2025_Technical_GWh_After Competition Groups_Attic Insulation
Residential | Res ¦ Occupancy Sensors MF | 2025 | Economic | GWh | After Competition Groups | 120.879 | 32682.2659 | 0.032682 | 5827.0784 | 0.020744 | 13 | Residential_2025_Economic_GWh_After Competition Groups_13 | Occupancy Sensors MF | 2.074% | 0.032682 | 120.879 | Residential_2025_Economic_GWh_After Competition Groups_Occupancy Sensors MF
Residential | Res ¦ Energy Star Torchiere | 2025 | Economic | GWh | After Competition Groups | 120.348 | 751506.8237 | 0.75151 | 5827.0784 | 0.020653 | 14 | Residential_2025_Economic_GWh_After Competition Groups_14 | Energy Star Torchiere | 2.065% | 0.75151 | 120.348 | Residential_2025_Economic_GWh_After Competition Groups_Energy Star Torchiere
Residential | Res ¦ Air Sealing | 2025 | Achievable | GWh | After Competition Groups | 19.8561 | 2521471.0607 | 2.5215 | 980.8505 | 0.020244 | 15 | Residential_2025_Achievable_GWh_After Competition Groups_15 | Air Sealing | 2.024% | 2.5215 | 19.8561 | Residential_2025_Achievable_GWh_After Competition Groups_Air Sealing
Residential | Res ¦ Energy Star Clothes Washer | 2025 | Technical | GWh | After Competition Groups | 211.0954 | 15456986.8586 | 15.457 | 10939.9865 | 0.019296 | 15 | Residential_2025_Technical_GWh_After Competition Groups_15 | Energy Star Clothes Washer | 1.93% | 15.457 | 211.0954 | Residential_2025_Technical_GWh_After Competition Groups_Energy Star Clothes Washer
Residential | Res ¦ Energy Star Light Fixture | 2025 | Technical | GWh | After Competition Groups | 197.2395 | 2864822.8222 | 2.8648 | 10939.9865 | 0.018029 | 16 | Residential_2025_Technical_GWh_After Competition Groups_16 | Energy Star Light Fixture | 1.803% | 2.8648 | 197.2395 | Residential_2025_Technical_GWh_After Competition Groups_Energy Star Light Fixture
Residential | Res ¦ Smart Burners | 2025 | Technical | GWh | After Competition Groups | 196.3318 | 0 | 0 | 10939.9865 | 0.017946 | 17 | Residential_2025_Technical_GWh_After Competition Groups_17 | Smart Burners | 1.795% | 0 | 196.3318 | Residential_2025_Technical_GWh_After Competition Groups_Smart Burners
Residential | Res ¦ Refrigerator Recycling | 2025 | Achievable | GWh | After Competition Groups | 17.5696 | 2196745.0779 | 2.1967 | 980.8505 | 0.017913 | 16 | Residential_2025_Achievable_GWh_After Competition Groups_16 | Refrigerator Recycling | 1.791% | 2.1967 | 17.5696 | Residential_2025_Achievable_GWh_After Competition Groups_Refrigerator Recycling
Residential | Res ¦ Wall Insulation | 2025 | Technical | GWh | After Competition Groups | 187.5974 | 122930.16 | 0.12293 | 10939.9865 | 0.017148 | 18 | Residential_2025_Technical_GWh_After Competition Groups_18 | Wall Insulation | 1.715% | 0.12293 | 187.5974 | Residential_2025_Technical_GWh_After Competition Groups_Wall Insulation
Residential | Res ¦ Energy Star Air Source Heat Pump | 2025 | Economic | GWh | After Competition Groups | 99.4912 | 755575.5276 | 0.75558 | 5827.0784 | 0.017074 | 15 | Residential_2025_Economic_GWh_After Competition Groups_15 | Energy Star Air Source Heat Pump | 1.707% | 0.75558 | 99.4912 | Residential_2025_Economic_GWh_After Competition Groups_Energy Star Air Source Heat Pump
Residential | Res ¦ Heavy Duty Outdoor/Holiday Plug-in Timers | 2025 | Technical | GWh | After Competition Groups | 182.1 | 4555155.2043 | 4.5552 | 10939.9865 | 0.016645 | 19 | Residential_2025_Technical_GWh_After Competition Groups_19 | Heavy Duty Outdoor/Holiday Plug-in Timers | 1.665% | 4.5552 | 182.1 | Residential_2025_Technical_GWh_After Competition Groups_Heavy Duty Outdoor/Holiday Plug-in Timers
Residential | Res ¦ Clothes Drying Racks | 2025 | Achievable | GWh | After Competition Groups | 16.0354 | 9485913.6476 | 9.4859 | 980.8505 | 0.016348 | 17 | Residential_2025_Achievable_GWh_After Competition Groups_17 | Clothes Drying Racks | 1.635% | 9.4859 | 16.0354 | Residential_2025_Achievable_GWh_After Competition Groups_Clothes Drying Racks
Residential | Res ¦ Ductless Mini-Split Heat Pump | 2025 | Technical | GWh | After Competition Groups | 177.5258 | 2540182.8883 | 2.5402 | 10939.9865 | 0.016227 | 20 | Residential_2025_Technical_GWh_After Competition Groups_20 | Ductless Mini-Split Heat Pump | 1.623% | 2.5402 | 177.5258 | Residential_2025_Technical_GWh_After Competition Groups_Ductless Mini-Split Heat Pump
Residential | Res ¦ Energy Star Light Fixture | 2025 | Achievable | GWh | After Competition Groups | 15.777 | 2864822.8222 | 2.8648 | 980.8505 | 0.016085 | 18 | Residential_2025_Achievable_GWh_After Competition Groups_18 | Energy Star Light Fixture | 1.608% | 2.8648 | 15.777 | Residential_2025_Achievable_GWh_After Competition Groups_Energy Star Light Fixture
Residential | Res ¦ Energy Star Ground Source Heat Pump | 2025 | Technical | GWh | After Competition Groups | 175.9443 | 0 | 0 | 10939.9865 | 0.016083 | 21 | Residential_2025_Technical_GWh_After Competition Groups_21 | Energy Star Ground Source Heat Pump | 1.608% | 0 | 175.9443 | Residential_2025_Technical_GWh_After Competition Groups_Energy Star Ground Source Heat Pump
Residential | Res ¦ Comprehensive Draft Proofing | 2025 | Technical | GWh | After Competition Groups | 175.2138 | 0 | 0 | 10939.9865 | 0.016016 | 22 | Residential_2025_Technical_GWh_After Competition Groups_22 | Comprehensive Draft Proofing | 1.602% | 0 | 175.2138 | Residential_2025_Technical_GWh_After Competition Groups_Comprehensive Draft Proofing
Residential | Res ¦ Heat Pump Clothes Dryer | 2025 | Technical | GWh | After Competition Groups | 173.1091 | 0 | 0 | 10939.9865 | 0.015824 | 23 | Residential_2025_Technical_GWh_After Competition Groups_23 | Heat Pump Clothes Dryer | 1.582% | 0 | 173.1091 | Residential_2025_Technical_GWh_After Competition Groups_Heat Pump Clothes Dryer
Residential | Res ¦ Freezer Recycling | 2025 | Achievable | GWh | After Competition Groups | 15.3751 | 47180090.3325 | 47.1801 | 980.8505 | 0.015675 | 19 | Residential_2025_Achievable_GWh_After Competition Groups_19 | Freezer Recycling | 1.568% | 47.1801 | 15.3751 | Residential_2025_Achievable_GWh_After Competition Groups_Freezer Recycling
Residential | Res ¦ LED Exterior Area Lights - LED Fixture (200W) | 2025 | Achievable | GWh | After Competition Groups | 15.227 | 1553024.4157 | 1.553 | 980.8505 | 0.015524 | 20 | Residential_2025_Achievable_GWh_After Competition Groups_20 | LED Exterior Area Lights - LED Fixture (200W) | 1.552% | 1.553 | 15.227 | Residential_2025_Achievable_GWh_After Competition Groups_LED Exterior Area Lights - LED Fixture (200W)
Residential | Res ¦ Refrigerator Recycling | 2025 | Economic | GWh | After Competition Groups | 89.6809 | 2196745.0779 | 2.1967 | 5827.0784 | 0.01539 | 16 | Residential_2025_Economic_GWh_After Competition Groups_16 | Refrigerator Recycling | 1.539% | 2.1967 | 89.6809 | Residential_2025_Economic_GWh_After Competition Groups_Refrigerator Recycling
Residential | Res ¦ Clothes Drying Racks | 2025 | Economic | GWh | After Competition Groups | 81.8829 | 9485913.6476 | 9.4859 | 5827.0784 | 0.014052 | 17 | Residential_2025_Economic_GWh_After Competition Groups_17 | Clothes Drying Racks | 1.405% | 9.4859 | 81.8829 | Residential_2025_Economic_GWh_After Competition Groups_Clothes Drying Racks
Residential | Res ¦ Freezer Recycling | 2025 | Economic | GWh | After Competition Groups | 78.6818 | 47180090.3325 | 47.1801 | 5827.0784 | 0.013503 | 18 | Residential_2025_Economic_GWh_After Competition Groups_18 | Freezer Recycling | 1.35% | 47.1801 | 78.6818 | Residential_2025_Economic_GWh_After Competition Groups_Freezer Recycling
Residential | Res ¦ LED Parking Lot Fixture | 2025 | Economic | GWh | After Competition Groups | 77.9994 | 1514975.2156 | 1.515 | 5827.0784 | 0.013386 | 19 | Residential_2025_Economic_GWh_After Competition Groups_19 | LED Parking Lot Fixture | 1.339% | 1.515 | 77.9994 | Residential_2025_Economic_GWh_After Competition Groups_LED Parking Lot Fixture
Residential | Res ¦ Energy Star Light Fixture | 2025 | Economic | GWh | After Competition Groups | 75.2603 | 2864822.8222 | 2.8648 | 5827.0784 | 0.012916 | 20 | Residential_2025_Economic_GWh_After Competition Groups_20 | Energy Star Light Fixture | 1.292% | 2.8648 | 75.2603 | Residential_2025_Economic_GWh_After Competition Groups_Energy Star Light Fixture
Residential | Res ¦ Duct Insulation | 2025 | Economic | GWh | After Competition Groups | 74.2111 | 653117.2659 | 0.65312 | 5827.0784 | 0.012736 | 21 | Residential_2025_Economic_GWh_After Competition Groups_21 | Duct Insulation | 1.274% | 0.65312 | 74.2111 | Residential_2025_Economic_GWh_After Competition Groups_Duct Insulation
Residential | Res ¦ Furnace with ECM | 2025 | Technical | GWh | After Competition Groups | 129.8677 | 0 | 0 | 10939.9865 | 0.011871 | 24 | Residential_2025_Technical_GWh_After Competition Groups_24 | Furnace with ECM | 1.187% | 0 | 129.8677 | Residential_2025_Technical_GWh_After Competition Groups_Furnace with ECM
Residential | Res ¦ Occupancy Sensors MF | 2025 | Technical | GWh | After Competition Groups | 120.879 | 32682.2659 | 0.032682 | 10939.9865 | 0.011049 | 25 | Residential_2025_Technical_GWh_After Competition Groups_25 | Occupancy Sensors MF | 1.105% | 0.032682 | 120.879 | Residential_2025_Technical_GWh_After Competition Groups_Occupancy Sensors MF
Residential | Res ¦ Energy Star Torchiere | 2025 | Technical | GWh | After Competition Groups | 120.348 | 751506.8237 | 0.75151 | 10939.9865 | 0.011001 | 26 | Residential_2025_Technical_GWh_After Competition Groups_26 | Energy Star Torchiere | 1.1% | 0.75151 | 120.348 | Residential_2025_Technical_GWh_After Competition Groups_Energy Star Torchiere
Residential | Res ¦ Radiant Barrier | 2025 | Technical | GWh | After Competition Groups | 119.5957 | 0 | 0 | 10939.9865 | 0.010932 | 27 | Residential_2025_Technical_GWh_After Competition Groups_27 | Radiant Barrier | 1.093% | 0 | 119.5957 | Residential_2025_Technical_GWh_After Competition Groups_Radiant Barrier
Residential | Res ¦ Floor Insulation | 2025 | Economic | GWh | After Competition Groups | 62.8498 | 770162.201 | 0.77016 | 5827.0784 | 0.010786 | 22 | Residential_2025_Economic_GWh_After Competition Groups_22 | Floor Insulation | 1.079% | 0.77016 | 62.8498 | Residential_2025_Economic_GWh_After Competition Groups_Floor Insulation
Residential | Res ¦ Basement Wall Insulation | 2025 | Achievable | GWh | After Competition Groups | 10.4005 | 1076512.5051 | 1.0765 | 980.8505 | 0.010604 | 21 | Residential_2025_Achievable_GWh_After Competition Groups_21 | Basement Wall Insulation | 1.06% | 1.0765 | 10.4005 | Residential_2025_Achievable_GWh_After Competition Groups_Basement Wall Insulation
Residential | Res ¦ Advanced BAS/Controllers | 2025 | Achievable | GWh | After Competition Groups | 9.9843 | 1313100.3155 | 1.3131 | 980.8505 | 0.010179 | 22 | Residential_2025_Achievable_GWh_After Competition Groups_22 | Advanced BAS/Controllers | 1.018% | 1.3131 | 9.9843 | Residential_2025_Achievable_GWh_After Competition Groups_Advanced BAS/Controllers
Residential | Res ¦ Ductless Mini-Split Air Conditioner | 2025 | Technical | GWh | After Competition Groups | 101.2407 | 0 | 0 | 10939.9865 | 0.0092542 | 28 | Residential_2025_Technical_GWh_After Competition Groups_28 | Ductless Mini-Split Air Conditioner | 0.9254% | 0 | 101.2407 | Residential_2025_Technical_GWh_After Competition Groups_Ductless Mini-Split Air Conditioner
Residential | Res ¦ Advanced BAS/Controllers | 2025 | Economic | GWh | After Competition Groups | 50.9646 | 1313100.3155 | 1.3131 | 5827.0784 | 0.0087462 | 23 | Residential_2025_Economic_GWh_After Competition Groups_23 | Advanced BAS/Controllers | 0.8746% | 1.3131 | 50.9646 | Residential_2025_Economic_GWh_After Competition Groups_Advanced BAS/Controllers
Residential | Res ¦ ENERGY STAR LED LAMPS (REFLECTOR LAMPs/MR16/PAR 16) | 2025 | Achievable | GWh | After Competition Groups | 8.4479 | 287263.6007 | 0.28726 | 980.8505 | 0.0086128 | 23 | Residential_2025_Achievable_GWh_After Competition Groups_23 | ENERGY STAR LED LAMPS (REFLECTOR LAMPs/MR16/PAR 16) | 0.8613% | 0.28726 | 8.4479 | Residential_2025_Achievable_GWh_After Competition Groups_ENERGY STAR LED LAMPS (REFLECTOR LAMPs/MR16/PAR 16)
Residential | Res ¦ Ceiling Insulation | 2025 | Technical | GWh | After Competition Groups | 93.4442 | 0 | 0 | 10939.9865 | 0.0085415 | 29 | Residential_2025_Technical_GWh_After Competition Groups_29 | Ceiling Insulation | 0.8542% | 0 | 93.4442 | Residential_2025_Technical_GWh_After Competition Groups_Ceiling Insulation
Residential | Res ¦ Furnace Whistle | 2025 | Achievable | GWh | After Competition Groups | 8.3678 | 51105.9405 | 0.051106 | 980.8505 | 0.0085311 | 24 | Residential_2025_Achievable_GWh_After Competition Groups_24 | Furnace Whistle | 0.8531% | 0.051106 | 8.3678 | Residential_2025_Achievable_GWh_After Competition Groups_Furnace Whistle
Residential | Res ¦ Window Film | 2025 | Technical | GWh | After Competition Groups | 93.1637 | 0 | 0 | 10939.9865 | 0.0085159 | 30 | Residential_2025_Technical_GWh_After Competition Groups_30 | Window Film | 0.8516% | 0 | 93.1637 | Residential_2025_Technical_GWh_After Competition Groups_Window Film
Residential | Res ¦ Refrigerator Recycling | 2025 | Technical | GWh | After Competition Groups | 89.6809 | 2196745.0779 | 2.1967 | 10939.9865 | 0.0081975 | 31 | Residential_2025_Technical_GWh_After Competition Groups_31 | Refrigerator Recycling | 0.8198% | 2.1967 | 89.6809 | Residential_2025_Technical_GWh_After Competition Groups_Refrigerator Recycling
Residential | Res ¦ Wall Insulation | 2025 | Economic | GWh | After Competition Groups | 47.7028 | 122930.16 | 0.12293 | 5827.0784 | 0.0081864 | 24 | Residential_2025_Economic_GWh_After Competition Groups_24 | Wall Insulation | 0.8186% | 0.12293 | 47.7028 | Residential_2025_Economic_GWh_After Competition Groups_Wall Insulation
Residential | Res ¦ Attic Insulation | 2025 | Achievable | GWh | After Competition Groups | 8.0269 | 1882248.3564 | 1.8822 | 980.8505 | 0.0081836 | 25 | Residential_2025_Achievable_GWh_After Competition Groups_25 | Attic Insulation | 0.8184% | 1.8822 | 8.0269 | Residential_2025_Achievable_GWh_After Competition Groups_Attic Insulation
Residential | Res ¦ Clothes Drying Racks | 2025 | Technical | GWh | After Competition Groups | 81.8829 | 9485913.6476 | 9.4859 | 10939.9865 | 0.0074847 | 32 | Residential_2025_Technical_GWh_After Competition Groups_32 | Clothes Drying Racks | 0.7485% | 9.4859 | 81.8829 | Residential_2025_Technical_GWh_After Competition Groups_Clothes Drying Racks
Residential | Res ¦ Minimize Hot and Warm Clothes Wash | 2025 | Economic | GWh | After Competition Groups | 43.6085 | 0 | 0 | 5827.0784 | 0.0074838 | 25 | Residential_2025_Economic_GWh_After Competition Groups_25 | Minimize Hot and Warm Clothes Wash | 0.7484% | 0 | 43.6085 | Residential_2025_Economic_GWh_After Competition Groups_Minimize Hot and Warm Clothes Wash
Residential | Res ¦ Outside Air Economizer | 2025 | Achievable | GWh | After Competition Groups | 7.255 | 284504.6424 | 0.2845 | 980.8505 | 0.0073967 | 26 | Residential_2025_Achievable_GWh_After Competition Groups_26 | Outside Air Economizer | 0.7397% | 0.2845 | 7.255 | Residential_2025_Achievable_GWh_After Competition Groups_Outside Air Economizer
Residential | Res ¦ Furnace Whistle | 2025 | Economic | GWh | After Competition Groups | 42.7073 | 51105.9405 | 0.051106 | 5827.0784 | 0.0073291 | 26 | Residential_2025_Economic_GWh_After Competition Groups_26 | Furnace Whistle | 0.7329% | 0.051106 | 42.7073 | Residential_2025_Economic_GWh_After Competition Groups_Furnace Whistle
Residential | Res ¦ Freezer Recycling | 2025 | Technical | GWh | After Competition Groups | 78.6818 | 47180090.3325 | 47.1801 | 10939.9865 | 0.0071921 | 33 | Residential_2025_Technical_GWh_After Competition Groups_33 | Freezer Recycling | 0.7192% | 47.1801 | 78.6818 | Residential_2025_Technical_GWh_After Competition Groups_Freezer Recycling
Residential | Res ¦ Variable Refrigerant Flow Heat Pump | 2025 | Technical | GWh | After Competition Groups | 78.585 | 0 | 0 | 10939.9865 | 0.0071833 | 34 | Residential_2025_Technical_GWh_After Competition Groups_34 | Variable Refrigerant Flow Heat Pump | 0.7183% | 0 | 78.585 | Residential_2025_Technical_GWh_After Competition Groups_Variable Refrigerant Flow Heat Pump
Residential | Res ¦ LED Parking Lot Fixture | 2025 | Technical | GWh | After Competition Groups | 77.9994 | 1514975.2156 | 1.515 | 10939.9865 | 0.0071297 | 35 | Residential_2025_Technical_GWh_After Competition Groups_35 | LED Parking Lot Fixture | 0.713% | 1.515 | 77.9994 | Residential_2025_Technical_GWh_After Competition Groups_LED Parking Lot Fixture
Residential | Res ¦ Duct Insulation | 2025 | Technical | GWh | After Competition Groups | 77.9142 | 653117.2659 | 0.65312 | 10939.9865 | 0.007122 | 36 | Residential_2025_Technical_GWh_After Competition Groups_36 | Duct Insulation | 0.7122% | 0.65312 | 77.9142 | Residential_2025_Technical_GWh_After Competition Groups_Duct Insulation
Residential | Res ¦ Energy Star Air Source Heat Pump | 2025 | Achievable | GWh | After Competition Groups | 6.6813 | 755575.5276 | 0.75558 | 980.8505 | 0.0068118 | 27 | Residential_2025_Achievable_GWh_After Competition Groups_27 | Energy Star Air Source Heat Pump | 0.6812% | 0.75558 | 6.6813 | Residential_2025_Achievable_GWh_After Competition Groups_Energy Star Air Source Heat Pump
Residential | Res ¦ Energy Star Room Air Conditioner | 2025 | Economic | GWh | After Competition Groups | 38.617 | 990474.9163 | 0.99047 | 5827.0784 | 0.0066272 | 27 | Residential_2025_Economic_GWh_After Competition Groups_27 | Energy Star Room Air Conditioner | 0.6627% | 0.99047 | 38.617 | Residential_2025_Economic_GWh_After Competition Groups_Energy Star Room Air Conditioner
Residential | Res ¦ LED Downlight | 2025 | Technical | GWh | After Competition Groups | 66.5479 | 0 | 0 | 10939.9865 | 0.006083 | 37 | Residential_2025_Technical_GWh_After Competition Groups_37 | LED Downlight | 0.6083% | 0 | 66.5479 | Residential_2025_Technical_GWh_After Competition Groups_LED Downlight
Residential | Res ¦ LED Exterior Area Lights - LED Fixture (200W) | 2025 | Economic | GWh | After Competition Groups | 35.4345 | 1553024.4157 | 1.553 | 5827.0784 | 0.006081 | 28 | Residential_2025_Economic_GWh_After Competition Groups_28 | LED Exterior Area Lights - LED Fixture (200W) | 0.6081% | 1.553 | 35.4345 | Residential_2025_Economic_GWh_After Competition Groups_LED Exterior Area Lights - LED Fixture (200W)
Residential | Res ¦ INTEGRAL LED TROFFERS | 2025 | Technical | GWh | After Competition Groups | 66.2123 | 0 | 0 | 10939.9865 | 0.0060523 | 38 | Residential_2025_Technical_GWh_After Competition Groups_38 | INTEGRAL LED TROFFERS | 0.6052% | 0 | 66.2123 | Residential_2025_Technical_GWh_After Competition Groups_INTEGRAL LED TROFFERS
Residential | Res ¦ Floor Insulation | 2025 | Technical | GWh | After Competition Groups | 62.8498 | 770162.201 | 0.77016 | 10939.9865 | 0.005745 | 39 | Residential_2025_Technical_GWh_After Competition Groups_39 | Floor Insulation | 0.5745% | 0.77016 | 62.8498 | Residential_2025_Technical_GWh_After Competition Groups_Floor Insulation
Residential | Res ¦ Energy Star Room Air Conditioner | 2025 | Achievable | GWh | After Competition Groups | 5.4943 | 990474.9163 | 0.99047 | 980.8505 | 0.0056015 | 28 | Residential_2025_Achievable_GWh_After Competition Groups_28 | Energy Star Room Air Conditioner | 0.5602% | 0.99047 | 5.4943 | Residential_2025_Achievable_GWh_After Competition Groups_Energy Star Room Air Conditioner
Residential | Res ¦ Lighting Motion Sensors, Timers, Dimmers | 2025 | Technical | GWh | After Competition Groups | 58.0212 | 0 | 0 | 10939.9865 | 0.0053036 | 40 | Residential_2025_Technical_GWh_After Competition Groups_40 | Lighting Motion Sensors, Timers, Dimmers | 0.5304% | 0 | 58.0212 | Residential_2025_Technical_GWh_After Competition Groups_Lighting Motion Sensors, Timers, Dimmers
Residential | Res ¦ Minimize Hot and Warm Clothes Wash | 2025 | Achievable | GWh | After Competition Groups | 4.9898 | 0 | 0 | 980.8505 | 0.0050872 | 29 | Residential_2025_Achievable_GWh_After Competition Groups_29 | Minimize Hot and Warm Clothes Wash | 0.5087% | 0 | 4.9898 | Residential_2025_Achievable_GWh_After Competition Groups_Minimize Hot and Warm Clothes Wash
Residential | Res ¦ Dehumidifier Recycling | 2025 | Technical | GWh | After Competition Groups | 54.0396 | 0 | 0 | 10939.9865 | 0.0049396 | 41 | Residential_2025_Technical_GWh_After Competition Groups_41 | Dehumidifier Recycling | 0.494% | 0 | 54.0396 | Residential_2025_Technical_GWh_After Competition Groups_Dehumidifier Recycling
Residential | Res ¦ Duct Insulation MF | 2025 | Economic | GWh | After Competition Groups | 27.5457 | 490068.1834 | 0.49007 | 5827.0784 | 0.0047272 | 29 | Residential_2025_Economic_GWh_After Competition Groups_29 | Duct Insulation MF | 0.4727% | 0.49007 | 27.5457 | Residential_2025_Economic_GWh_After Competition Groups_Duct Insulation MF
Residential | Res ¦ Outside Air Economizer | 2025 | Economic | GWh | After Competition Groups | 27.2602 | 284504.6424 | 0.2845 | 5827.0784 | 0.0046782 | 30 | Residential_2025_Economic_GWh_After Competition Groups_30 | Outside Air Economizer | 0.4678% | 0.2845 | 27.2602 | Residential_2025_Economic_GWh_After Competition Groups_Outside Air Economizer
Residential | Res ¦ Advanced BAS/Controllers | 2025 | Technical | GWh | After Competition Groups | 50.9646 | 1313100.3155 | 1.3131 | 10939.9865 | 0.0046586 | 42 | Residential_2025_Technical_GWh_After Competition Groups_42 | Advanced BAS/Controllers | 0.4659% | 1.3131 | 50.9646 | Residential_2025_Technical_GWh_After Competition Groups_Advanced BAS/Controllers
Residential | Res ¦ Demand Control Ventilation | 2025 | Economic | GWh | After Competition Groups | 23.4383 | 19877.3585 | 0.019877 | 5827.0784 | 0.0040223 | 31 | Residential_2025_Economic_GWh_After Competition Groups_31 | Demand Control Ventilation | 0.4022% | 0.019877 | 23.4383 | Residential_2025_Economic_GWh_After Competition Groups_Demand Control Ventilation
Residential | Res ¦ Minimize Hot and Warm Clothes Wash | 2025 | Technical | GWh | After Competition Groups | 43.6085 | 0 | 0 | 10939.9865 | 0.0039862 | 43 | Residential_2025_Technical_GWh_After Competition Groups_43 | Minimize Hot and Warm Clothes Wash | 0.3986% | 0 | 43.6085 | Residential_2025_Technical_GWh_After Competition Groups_Minimize Hot and Warm Clothes Wash
Residential | Res ¦ Furnace Whistle | 2025 | Technical | GWh | After Competition Groups | 42.7073 | 51105.9405 | 0.051106 | 10939.9865 | 0.0039038 | 44 | Residential_2025_Technical_GWh_After Competition Groups_44 | Furnace Whistle | 0.3904% | 0.051106 | 42.7073 | Residential_2025_Technical_GWh_After Competition Groups_Furnace Whistle
Residential | Res ¦ Variable Frequency Drive (VFD) | 2025 | Achievable | GWh | After Competition Groups | 3.6079 | 315358.0616 | 0.31536 | 980.8505 | 0.0036784 | 30 | Residential_2025_Achievable_GWh_After Competition Groups_30 | Variable Frequency Drive (VFD) | 0.3678% | 0.31536 | 3.6079 | Residential_2025_Achievable_GWh_After Competition Groups_Variable Frequency Drive (VFD)
Residential | Res ¦ Early Hot Water Heater Replacement | 2025 | Technical | GWh | After Competition Groups | 38.7791 | 0 | 0 | 10939.9865 | 0.0035447 | 45 | Residential_2025_Technical_GWh_After Competition Groups_45 | Early Hot Water Heater Replacement | 0.3545% | 0 | 38.7791 | Residential_2025_Technical_GWh_After Competition Groups_Early Hot Water Heater Replacement
Residential | Res ¦ High Efficiency Chiller (avg of water and air cooled) | 2025 | Achievable | GWh | After Competition Groups | 3.4724 | 188295.455 | 0.1883 | 980.8505 | 0.0035402 | 31 | Residential_2025_Achievable_GWh_After Competition Groups_31 | High Efficiency Chiller (avg of water and air cooled) | 0.354% | 0.1883 | 3.4724 | Residential_2025_Achievable_GWh_After Competition Groups_High Efficiency Chiller (avg of water and air cooled)
Residential | Res ¦ CO Sensors for parking garage exhaust fans | 2025 | Achievable | GWh | After Competition Groups | 3.2687 | 461856.9262 | 0.46186 | 980.8505 | 0.0033325 | 32 | Residential_2025_Achievable_GWh_After Competition Groups_32 | CO Sensors for parking garage exhaust fans | 0.3333% | 0.46186 | 3.2687 | Residential_2025_Achievable_GWh_After Competition Groups_CO Sensors for parking garage exhaust fans
Residential | Res ¦ LED Exterior Area Lights - LED Fixture (200W) | 2025 | Technical | GWh | After Competition Groups | 35.4345 | 1553024.4157 | 1.553 | 10939.9865 | 0.003239 | 46 | Residential_2025_Technical_GWh_After Competition Groups_46 | LED Exterior Area Lights - LED Fixture (200W) | 0.3239% | 1.553 | 35.4345 | Residential_2025_Technical_GWh_After Competition Groups_LED Exterior Area Lights - LED Fixture (200W)
Residential | Res ¦ Duct Insulation MF | 2025 | Technical | GWh | After Competition Groups | 35.1075 | 490068.1834 | 0.49007 | 10939.9865 | 0.0032091 | 47 | Residential_2025_Technical_GWh_After Competition Groups_47 | Duct Insulation MF | 0.3209% | 0.49007 | 35.1075 | Residential_2025_Technical_GWh_After Competition Groups_Duct Insulation MF
Residential | Res ¦ Variable Frequency Drive (VFD) | 2025 | Economic | GWh | After Competition Groups | 18.4151 | 315358.0616 | 0.31536 | 5827.0784 | 0.0031603 | 32 | Residential_2025_Economic_GWh_After Competition Groups_32 | Variable Frequency Drive (VFD) | 0.316% | 0.31536 | 18.4151 | Residential_2025_Economic_GWh_After Competition Groups_Variable Frequency Drive (VFD)
Residential | Res ¦ CO Sensors for parking garage exhaust fans | 2025 | Economic | GWh | After Competition Groups | 17.1991 | 461856.9262 | 0.46186 | 5827.0784 | 0.0029516 | 33 | Residential_2025_Economic_GWh_After Competition Groups_33 | CO Sensors for parking garage exhaust fans | 0.2952% | 0.46186 | 17.1991 | Residential_2025_Economic_GWh_After Competition Groups_CO Sensors for parking garage exhaust fans
Residential | Res ¦ Central Air Conditioner Maintenance | 2025 | Technical | GWh | After Competition Groups | 31.9253 | 0 | 0 | 10939.9865 | 0.0029182 | 48 | Residential_2025_Technical_GWh_After Competition Groups_48 | Central Air Conditioner Maintenance | 0.2918% | 0 | 31.9253 | Residential_2025_Technical_GWh_After Competition Groups_Central Air Conditioner Maintenance
Residential | Res ¦ Energy Star Dehumidifier | 2025 | Technical | GWh | After Competition Groups | 31.7693 | 0 | 0 | 10939.9865 | 0.002904 | 49 | Residential_2025_Technical_GWh_After Competition Groups_49 | Energy Star Dehumidifier | 0.2904% | 0 | 31.7693 | Residential_2025_Technical_GWh_After Competition Groups_Energy Star Dehumidifier
Residential | Res ¦ ENERGY STAR LED LAMPS (REFLECTOR LAMPs/MR16/PAR 16) | 2025 | Economic | GWh | After Competition Groups | 16.5209 | 287263.6007 | 0.28726 | 5827.0784 | 0.0028352 | 34 | Residential_2025_Economic_GWh_After Competition Groups_34 | ENERGY STAR LED LAMPS (REFLECTOR LAMPs/MR16/PAR 16) | 0.2835% | 0.28726 | 16.5209 | Residential_2025_Economic_GWh_After Competition Groups_ENERGY STAR LED LAMPS (REFLECTOR LAMPs/MR16/PAR 16)
Residential | Res ¦ Water Heater Temperature Setback | 2025 | Achievable | GWh | After Competition Groups | 2.6662 | 51721.6048 | 0.051722 | 980.8505 | 0.0027183 | 33 | Residential_2025_Achievable_GWh_After Competition Groups_33 | Water Heater Temperature Setback | 0.2718% | 0.051722 | 2.6662 | Residential_2025_Achievable_GWh_After Competition Groups_Water Heater Temperature Setback
Residential | Res ¦ Solar Powered Attic Fan | 2025 | Technical | GWh | After Competition Groups | 28.5615 | 0 | 0 | 10939.9865 | 0.0026107 | 50 | Residential_2025_Technical_GWh_After Competition Groups_50 | Solar Powered Attic Fan | 0.2611% | 0 | 28.5615 | Residential_2025_Technical_GWh_After Competition Groups_Solar Powered Attic Fan
Residential | Res ¦ LED Tube Re-Lamp | 2025 | Achievable | GWh | After Competition Groups | 2.515 | 452724.0158 | 0.45272 | 980.8505 | 0.0025641 | 34 | Residential_2025_Achievable_GWh_After Competition Groups_34 | LED Tube Re-Lamp | 0.2564% | 0.45272 | 2.515 | Residential_2025_Achievable_GWh_After Competition Groups_LED Tube Re-Lamp
Residential | Res ¦ Demand Control Ventilation | 2025 | Achievable | GWh | After Competition Groups | 2.5057 | 19877.3585 | 0.019877 | 980.8505 | 0.0025546 | 35 | Residential_2025_Achievable_GWh_After Competition Groups_35 | Demand Control Ventilation | 0.2555% | 0.019877 | 2.5057 | Residential_2025_Achievable_GWh_After Competition Groups_Demand Control Ventilation
Residential | Res ¦ Energy Star Ceiling Fan/Lighting | 2025 | Technical | GWh | After Competition Groups | 27.5275 | 0 | 0 | 10939.9865 | 0.0025162 | 51 | Residential_2025_Technical_GWh_After Competition Groups_51 | Energy Star Ceiling Fan/Lighting | 0.2516% | 0 | 27.5275 | Residential_2025_Technical_GWh_After Competition Groups_Energy Star Ceiling Fan/Lighting
Residential | Res ¦ Duct Insulation | 2025 | Achievable | GWh | After Competition Groups | 2.4674 | 653117.2659 | 0.65312 | 980.8505 | 0.0025156 | 36 | Residential_2025_Achievable_GWh_After Competition Groups_36 | Duct Insulation | 0.2516% | 0.65312 | 2.4674 | Residential_2025_Achievable_GWh_After Competition Groups_Duct Insulation
Residential | Res ¦ Outside Air Economizer | 2025 | Technical | GWh | After Competition Groups | 27.2602 | 284504.6424 | 0.2845 | 10939.9865 | 0.0024918 | 52 | Residential_2025_Technical_GWh_After Competition Groups_52 | Outside Air Economizer | 0.2492% | 0.2845 | 27.2602 | Residential_2025_Technical_GWh_After Competition Groups_Outside Air Economizer
Residential | Res ¦ Drain Water Heat Recovery | 2025 | Technical | GWh | After Competition Groups | 26.0308 | 0 | 0 | 10939.9865 | 0.0023794 | 53 | Residential_2025_Technical_GWh_After Competition Groups_53 | Drain Water Heat Recovery | 0.2379% | 0 | 26.0308 | Residential_2025_Technical_GWh_After Competition Groups_Drain Water Heat Recovery
Residential | Res ¦ Water Heater Temperature Setback | 2025 | Economic | GWh | After Competition Groups | 13.608 | 51721.6048 | 0.051722 | 5827.0784 | 0.0023353 | 35 | Residential_2025_Economic_GWh_After Competition Groups_35 | Water Heater Temperature Setback | 0.2335% | 0.051722 | 13.608 | Residential_2025_Economic_GWh_After Competition Groups_Water Heater Temperature Setback
Residential | Res ¦ Energy Star Freezer | 2025 | Technical | GWh | After Competition Groups | 23.9701 | 0 | 0 | 10939.9865 | 0.0021911 | 54 | Residential_2025_Technical_GWh_After Competition Groups_54 | Energy Star Freezer | 0.2191% | 0 | 23.9701 | Residential_2025_Technical_GWh_After Competition Groups_Energy Star Freezer
Residential | Res ¦ Floor Insulation | 2025 | Achievable | GWh | After Competition Groups | 2.1069 | 770162.201 | 0.77016 | 980.8505 | 0.002148 | 37 | Residential_2025_Achievable_GWh_After Competition Groups_37 | Floor Insulation | 0.2148% | 0.77016 | 2.1069 | Residential_2025_Achievable_GWh_After Competition Groups_Floor Insulation
Residential | Res ¦ Demand Control Ventilation | 2025 | Technical | GWh | After Competition Groups | 23.4383 | 19877.3585 | 0.019877 | 10939.9865 | 0.0021424 | 55 | Residential_2025_Technical_GWh_After Competition Groups_55 | Demand Control Ventilation | 0.2142% | 0.019877 | 23.4383 | Residential_2025_Technical_GWh_After Competition Groups_Demand Control Ventilation
Residential | Res ¦ Home Energy Reports | 2025 | Technical | GWh | After Competition Groups | 20.3818 | 0 | 0 | 10939.9865 | 0.0018631 | 56 | Residential_2025_Technical_GWh_After Competition Groups_56 | Home Energy Reports | 0.1863% | 0 | 20.3818 | Residential_2025_Technical_GWh_After Competition Groups_Home Energy Reports
Residential | Res ¦ Variable Frequency Drive (VFD) | 2025 | Technical | GWh | After Competition Groups | 18.4151 | 315358.0616 | 0.31536 | 10939.9865 | 0.0016833 | 57 | Residential_2025_Technical_GWh_After Competition Groups_57 | Variable Frequency Drive (VFD) | 0.1683% | 0.31536 | 18.4151 | Residential_2025_Technical_GWh_After Competition Groups_Variable Frequency Drive (VFD)
Residential | Res ¦ Heat Recovery Ventilator | 2025 | Economic | GWh | After Competition Groups | 9.5833 | 502334.6108 | 0.50233 | 5827.0784 | 0.0016446 | 36 | Residential_2025_Economic_GWh_After Competition Groups_36 | Heat Recovery Ventilator | 0.1645% | 0.50233 | 9.5833 | Residential_2025_Economic_GWh_After Competition Groups_Heat Recovery Ventilator
Residential | Res ¦ Heat Pump Water Heater | 2025 | Technical | GWh | After Competition Groups | 17.4461 | 0 | 0 | 10939.9865 | 0.0015947 | 58 | Residential_2025_Technical_GWh_After Competition Groups_58 | Heat Pump Water Heater | 0.1595% | 0 | 17.4461 | Residential_2025_Technical_GWh_After Competition Groups_Heat Pump Water Heater
Residential | Res ¦ CO Sensors for parking garage exhaust fans | 2025 | Technical | GWh | After Competition Groups | 17.1991 | 461856.9262 | 0.46186 | 10939.9865 | 0.0015721 | 59 | Residential_2025_Technical_GWh_After Competition Groups_59 | CO Sensors for parking garage exhaust fans | 0.1572% | 0.46186 | 17.1991 | Residential_2025_Technical_GWh_After Competition Groups_CO Sensors for parking garage exhaust fans
Residential | Res ¦ ENERGY STAR LED LAMPS (REFLECTOR LAMPs/MR16/PAR 16) | 2025 | Technical | GWh | After Competition Groups | 16.5209 | 287263.6007 | 0.28726 | 10939.9865 | 0.0015101 | 60 | Residential_2025_Technical_GWh_After Competition Groups_60 | ENERGY STAR LED LAMPS (REFLECTOR LAMPs/MR16/PAR 16) | 0.151% | 0.28726 | 16.5209 | Residential_2025_Technical_GWh_After Competition Groups_ENERGY STAR LED LAMPS (REFLECTOR LAMPs/MR16/PAR 16)
Residential | Res ¦ Central Lighting Control System | 2025 | Technical | GWh | After Competition Groups | 16.4486 | 0 | 0 | 10939.9865 | 0.0015035 | 61 | Residential_2025_Technical_GWh_After Competition Groups_61 | Central Lighting Control System | 0.1504% | 0 | 16.4486 | Residential_2025_Technical_GWh_After Competition Groups_Central Lighting Control System
Residential | Res ¦ Wall Insulation | 2025 | Achievable | GWh | After Competition Groups | 1.4414 | 122930.16 | 0.12293 | 980.8505 | 0.0014696 | 38 | Residential_2025_Achievable_GWh_After Competition Groups_38 | Wall Insulation | 0.147% | 0.12293 | 1.4414 | Residential_2025_Achievable_GWh_After Competition Groups_Wall Insulation
Residential | Res ¦ ENERGY STAR LED Lamps (General Service Lamps) | 2025 | Achievable | GWh | After Competition Groups | 1.3989 | 56065.3066 | 0.056065 | 980.8505 | 0.0014262 | 39 | Residential_2025_Achievable_GWh_After Competition Groups_39 | ENERGY STAR LED Lamps (General Service Lamps) | 0.1426% | 0.056065 | 1.3989 | Residential_2025_Achievable_GWh_After Competition Groups_ENERGY STAR LED Lamps (General Service Lamps)
Residential | Res ¦ Water Heater Temperature Setback | 2025 | Technical | GWh | After Competition Groups | 13.608 | 51721.6048 | 0.051722 | 10939.9865 | 0.0012439 | 62 | Residential_2025_Technical_GWh_After Competition Groups_62 | Water Heater Temperature Setback | 0.1244% | 0.051722 | 13.608 | Residential_2025_Technical_GWh_After Competition Groups_Water Heater Temperature Setback
Residential | Res ¦ LED Tube Re-Lamp | 2025 | Technical | GWh | After Competition Groups | 13.4519 | 452724.0158 | 0.45272 | 10939.9865 | 0.0012296 | 63 | Residential_2025_Technical_GWh_After Competition Groups_63 | LED Tube Re-Lamp | 0.123% | 0.45272 | 13.4519 | Residential_2025_Technical_GWh_After Competition Groups_LED Tube Re-Lamp
Residential | Res ¦ VFD on Pumps | 2025 | Achievable | GWh | After Competition Groups | 1.1095 | 118127.3679 | 0.11813 | 980.8505 | 0.0011311 | 40 | Residential_2025_Achievable_GWh_After Competition Groups_40 | VFD on Pumps | 0.1131% | 0.11813 | 1.1095 | Residential_2025_Achievable_GWh_After Competition Groups_VFD on Pumps
Residential | Res ¦ DHW Recirculation Systems | 2025 | Technical | GWh | After Competition Groups | 12.2594 | 0 | 0 | 10939.9865 | 0.0011206 | 64 | Residential_2025_Technical_GWh_After Competition Groups_64 | DHW Recirculation Systems | 0.1121% | 0 | 12.2594 | Residential_2025_Technical_GWh_After Competition Groups_DHW Recirculation Systems
Residential | Res ¦ Air Source Heat Pump Maintenance | 2025 | Technical | GWh | After Competition Groups | 11.0631 | 0 | 0 | 10939.9865 | 0.0010113 | 65 | Residential_2025_Technical_GWh_After Competition Groups_65 | Air Source Heat Pump Maintenance | 0.1011% | 0 | 11.0631 | Residential_2025_Technical_GWh_After Competition Groups_Air Source Heat Pump Maintenance
Residential | Res ¦ Condensing Make Up Air Unit | 2025 | Achievable | GWh | After Competition Groups | 0.97323 | 421900.8397 | 0.4219 | 980.8505 | 0.00099223 | 41 | Residential_2025_Achievable_GWh_After Competition Groups_41 | Condensing Make Up Air Unit | 0.09922% | 0.4219 | 0.97323 | Residential_2025_Achievable_GWh_After Competition Groups_Condensing Make Up Air Unit
Residential | Res ¦ VFD on Pumps | 2025 | Economic | GWh | After Competition Groups | 5.6628 | 118127.3679 | 0.11813 | 5827.0784 | 0.00097182 | 37 | Residential_2025_Economic_GWh_After Competition Groups_37 | VFD on Pumps | 0.09718% | 0.11813 | 5.6628 | Residential_2025_Economic_GWh_After Competition Groups_VFD on Pumps
Residential | Res ¦ Duct Insulation MF | 2025 | Achievable | GWh | After Competition Groups | 0.92339 | 490068.1834 | 0.49007 | 980.8505 | 0.00094141 | 42 | Residential_2025_Achievable_GWh_After Competition Groups_42 | Duct Insulation MF | 0.09414% | 0.49007 | 0.92339 | Residential_2025_Achievable_GWh_After Competition Groups_Duct Insulation MF
Residential | Res ¦ Heat Recovery Ventilator | 2025 | Technical | GWh | After Competition Groups | 9.9072 | 502334.6108 | 0.50233 | 10939.9865 | 0.0009056 | 66 | Residential_2025_Technical_GWh_After Competition Groups_66 | Heat Recovery Ventilator | 0.09056% | 0.50233 | 9.9072 | Residential_2025_Technical_GWh_After Competition Groups_Heat Recovery Ventilator
Residential | Res ¦ Condensing Make Up Air Unit | 2025 | Economic | GWh | After Competition Groups | 4.6252 | 421900.8397 | 0.4219 | 5827.0784 | 0.00079375 | 38 | Residential_2025_Economic_GWh_After Competition Groups_38 | Condensing Make Up Air Unit | 0.07937% | 0.4219 | 4.6252 | Residential_2025_Economic_GWh_After Competition Groups_Condensing Make Up Air Unit
Residential | Res ¦ High Efficiency Chiller (avg of water and air cooled) | 2025 | Economic | GWh | After Competition Groups | 4.2843 | 188295.455 | 0.1883 | 5827.0784 | 0.00073524 | 39 | Residential_2025_Economic_GWh_After Competition Groups_39 | High Efficiency Chiller (avg of water and air cooled) | 0.07352% | 0.1883 | 4.2843 | Residential_2025_Economic_GWh_After Competition Groups_High Efficiency Chiller (avg of water and air cooled)
Residential | Res ¦ Home Energy Reports | 2025 | Economic | GWh | After Competition Groups | 4.2512 | 0 | 0 | 5827.0784 | 0.00072955 | 40 | Residential_2025_Economic_GWh_After Competition Groups_40 | Home Energy Reports | 0.07296% | 0 | 4.2512 | Residential_2025_Economic_GWh_After Competition Groups_Home Energy Reports
Residential | Res ¦ Energy Star Dishwasher | 2025 | Technical | GWh | After Competition Groups | 7.5407 | 0 | 0 | 10939.9865 | 0.00068927 | 67 | Residential_2025_Technical_GWh_After Competition Groups_67 | Energy Star Dishwasher | 0.06893% | 0 | 7.5407 | Residential_2025_Technical_GWh_After Competition Groups_Energy Star Dishwasher
Residential | Res ¦ Home Energy Reports | 2025 | Achievable | GWh | After Competition Groups | 0.59689 | 0 | 0 | 980.8505 | 0.00060855 | 43 | Residential_2025_Achievable_GWh_After Competition Groups_43 | Home Energy Reports | 0.06085% | 0 | 0.59689 | Residential_2025_Achievable_GWh_After Competition Groups_Home Energy Reports
Residential | Res ¦ ECM MOTORS FOR HVAC APPLICATION (FAN-POWERED VAV BOX) | 2025 | Achievable | GWh | After Competition Groups | 0.5149 | 50625.0148 | 0.050625 | 980.8505 | 0.00052495 | 44 | Residential_2025_Achievable_GWh_After Competition Groups_44 | ECM MOTORS FOR HVAC APPLICATION (FAN-POWERED VAV BOX) | 0.05249% | 0.050625 | 0.5149 | Residential_2025_Achievable_GWh_After Competition Groups_ECM MOTORS FOR HVAC APPLICATION (FAN-POWERED VAV BOX)
Residential | Res ¦ VFD on Pumps | 2025 | Technical | GWh | After Competition Groups | 5.6628 | 118127.3679 | 0.11813 | 10939.9865 | 0.00051763 | 68 | Residential_2025_Technical_GWh_After Competition Groups_68 | VFD on Pumps | 0.05176% | 0.11813 | 5.6628 | Residential_2025_Technical_GWh_After Competition Groups_VFD on Pumps
Residential | Res ¦ LED Tube Re-Lamp | 2025 | Economic | GWh | After Competition Groups | 3.0059 | 452724.0158 | 0.45272 | 5827.0784 | 0.00051585 | 41 | Residential_2025_Economic_GWh_After Competition Groups_41 | LED Tube Re-Lamp | 0.05158% | 0.45272 | 3.0059 | Residential_2025_Economic_GWh_After Competition Groups_LED Tube Re-Lamp
Residential | Res ¦ ECM MOTORS FOR HVAC APPLICATION (FAN-POWERED VAV BOX) | 2025 | Economic | GWh | After Competition Groups | 2.7836 | 50625.0148 | 0.050625 | 5827.0784 | 0.0004777 | 42 | Residential_2025_Economic_GWh_After Competition Groups_42 | ECM MOTORS FOR HVAC APPLICATION (FAN-POWERED VAV BOX) | 0.04777% | 0.050625 | 2.7836 | Residential_2025_Economic_GWh_After Competition Groups_ECM MOTORS FOR HVAC APPLICATION (FAN-POWERED VAV BOX)
Residential | Res ¦ ENERGY STAR LED Lamps (General Service Lamps) | 2025 | Economic | GWh | After Competition Groups | 2.7669 | 56065.3066 | 0.056065 | 5827.0784 | 0.00047483 | 43 | Residential_2025_Economic_GWh_After Competition Groups_43 | ENERGY STAR LED Lamps (General Service Lamps) | 0.04748% | 0.056065 | 2.7669 | Residential_2025_Economic_GWh_After Competition Groups_ENERGY STAR LED Lamps (General Service Lamps)
Residential | Res ¦ Condensing Make Up Air Unit | 2025 | Technical | GWh | After Competition Groups | 4.6252 | 421900.8397 | 0.4219 | 10939.9865 | 0.00042278 | 69 | Residential_2025_Technical_GWh_After Competition Groups_69 | Condensing Make Up Air Unit | 0.04228% | 0.4219 | 4.6252 | Residential_2025_Technical_GWh_After Competition Groups_Condensing Make Up Air Unit
Residential | Res ¦ High Efficiency Chiller (avg of water and air cooled) | 2025 | Technical | GWh | After Competition Groups | 4.2843 | 188295.455 | 0.1883 | 10939.9865 | 0.00039162 | 70 | Residential_2025_Technical_GWh_After Competition Groups_70 | High Efficiency Chiller (avg of water and air cooled) | 0.03916% | 0.1883 | 4.2843 | Residential_2025_Technical_GWh_After Competition Groups_High Efficiency Chiller (avg of water and air cooled)
Residential | Res ¦ Energy Star Windows | 2025 | Achievable | GWh | After Competition Groups | 0.33792 | 0 | 0 | 980.8505 | 0.00034452 | 45 | Residential_2025_Achievable_GWh_After Competition Groups_45 | Energy Star Windows | 0.03445% | 0 | 0.33792 | Residential_2025_Achievable_GWh_After Competition Groups_Energy Star Windows
Residential | Res ¦ Energy Star Windows | 2025 | Economic | GWh | After Competition Groups | 1.726 | 0 | 0 | 5827.0784 | 0.00029621 | 44 | Residential_2025_Economic_GWh_After Competition Groups_44 | Energy Star Windows | 0.02962% | 0 | 1.726 | Residential_2025_Economic_GWh_After Competition Groups_Energy Star Windows
Residential | Res ¦ Beverage Vending Machine Controls | 2025 | Economic | GWh | After Competition Groups | 1.6483 | 15086.6723 | 0.015087 | 5827.0784 | 0.00028287 | 45 | Residential_2025_Economic_GWh_After Competition Groups_45 | Beverage Vending Machine Controls | 0.02829% | 0.015087 | 1.6483 | Residential_2025_Economic_GWh_After Competition Groups_Beverage Vending Machine Controls
Residential | Res ¦ ECM MOTORS FOR HVAC APPLICATION (FAN-POWERED VAV BOX) | 2025 | Technical | GWh | After Competition Groups | 2.7836 | 50625.0148 | 0.050625 | 10939.9865 | 0.00025444 | 71 | Residential_2025_Technical_GWh_After Competition Groups_71 | ECM MOTORS FOR HVAC APPLICATION (FAN-POWERED VAV BOX) | 0.02544% | 0.050625 | 2.7836 | Residential_2025_Technical_GWh_After Competition Groups_ECM MOTORS FOR HVAC APPLICATION (FAN-POWERED VAV BOX)
Residential | Res ¦ ENERGY STAR LED Lamps (General Service Lamps) | 2025 | Technical | GWh | After Competition Groups | 2.7669 | 56065.3066 | 0.056065 | 10939.9865 | 0.00025291 | 72 | Residential_2025_Technical_GWh_After Competition Groups_72 | ENERGY STAR LED Lamps (General Service Lamps) | 0.02529% | 0.056065 | 2.7669 | Residential_2025_Technical_GWh_After Competition Groups_ENERGY STAR LED Lamps (General Service Lamps)
Residential | Res ¦ Beverage Vending Machine Controls | 2025 | Achievable | GWh | After Competition Groups | 0.2471 | 15086.6723 | 0.015087 | 980.8505 | 0.00025193 | 46 | Residential_2025_Achievable_GWh_After Competition Groups_46 | Beverage Vending Machine Controls | 0.02519% | 0.015087 | 0.2471 | Residential_2025_Achievable_GWh_After Competition Groups_Beverage Vending Machine Controls
Residential | Res ¦ Heat Recovery Ventilator | 2025 | Achievable | GWh | After Competition Groups | 0.1833 | 502334.6108 | 0.50233 | 980.8505 | 0.00018687 | 47 | Residential_2025_Achievable_GWh_After Competition Groups_47 | Heat Recovery Ventilator | 0.01869% | 0.50233 | 0.1833 | Residential_2025_Achievable_GWh_After Competition Groups_Heat Recovery Ventilator
Residential | Res ¦ HVAC Optimization | 2025 | Technical | GWh | After Competition Groups | 1.7871 | 0 | 0 | 10939.9865 | 0.00016335 | 73 | Residential_2025_Technical_GWh_After Competition Groups_73 | HVAC Optimization | 0.01634% | 0 | 1.7871 | Residential_2025_Technical_GWh_After Competition Groups_HVAC Optimization
Residential | Res ¦ Beverage Vending Machine Controls | 2025 | Technical | GWh | After Competition Groups | 1.6483 | 15086.6723 | 0.015087 | 10939.9865 | 0.00015067 | 74 | Residential_2025_Technical_GWh_After Competition Groups_74 | Beverage Vending Machine Controls | 0.01507% | 0.015087 | 1.6483 | Residential_2025_Technical_GWh_After Competition Groups_Beverage Vending Machine Controls
Residential | Res ¦ Basement or Crawlspace Insulation | 2025 | Economic | GWh | After Competition Groups | 0.71202 | 0 | 0 | 5827.0784 | 0.00012219 | 46 | Residential_2025_Economic_GWh_After Competition Groups_46 | Basement or Crawlspace Insulation | 0.01222% | 0 | 0.71202 | Residential_2025_Economic_GWh_After Competition Groups_Basement or Crawlspace Insulation
Residential | Res ¦ Tankless Water Heater | 2025 | Technical | GWh | After Competition Groups | 1.0861 | 0 | 0 | 10939.9865 | 9.9279e-05 | 75 | Residential_2025_Technical_GWh_After Competition Groups_75 | Tankless Water Heater | 0.009928% | 0 | 1.0861 | Residential_2025_Technical_GWh_After Competition Groups_Tankless Water Heater
Residential | Res ¦ Wall Insulation MF | 2025 | Technical | GWh | After Competition Groups | 0.68895 | 0 | 0 | 10939.9865 | 6.2976e-05 | 76 | Residential_2025_Technical_GWh_After Competition Groups_76 | Wall Insulation MF | 0.006298% | 0 | 0.68895 | Residential_2025_Technical_GWh_After Competition Groups_Wall Insulation MF
Residential | Res ¦ LED Recessed Downlights | 2025 | Technical | GWh | After Competition Groups | 0.35407 | 0 | 0 | 10939.9865 | 3.2365e-05 | 77 | Residential_2025_Technical_GWh_After Competition Groups_77 | LED Recessed Downlights | 0.003236% | 0 | 0.35407 | Residential_2025_Technical_GWh_After Competition Groups_LED Recessed Downlights
Residential | Res ¦ LED High Bay Fixture | 2025 | Technical | GWh | After Competition Groups | 0.30515 | 0 | 0 | 10939.9865 | 2.7893e-05 | 78 | Residential_2025_Technical_GWh_After Competition Groups_78 | LED High Bay Fixture | 0.002789% | 0 | 0.30515 | Residential_2025_Technical_GWh_After Competition Groups_LED High Bay Fixture
Residential | Res ¦ Chilled Water Optimization | 2025 | Achievable | GWh | After Competition Groups | 0.025145 | 79.3715 | 7.9371e-05 | 980.8505 | 2.5636e-05 | 48 | Residential_2025_Achievable_GWh_After Competition Groups_48 | Chilled Water Optimization | 0.002564% | 7.9371e-05 | 0.025145 | Residential_2025_Achievable_GWh_After Competition Groups_Chilled Water Optimization
Residential | Res ¦ Basement or Crawlspace Insulation | 2025 | Achievable | GWh | After Competition Groups | 0.023861 | 0 | 0 | 980.8505 | 2.4327e-05 | 49 | Residential_2025_Achievable_GWh_After Competition Groups_49 | Basement or Crawlspace Insulation | 0.002433% | 0 | 0.023861 | Residential_2025_Achievable_GWh_After Competition Groups_Basement or Crawlspace Insulation
Residential | Res ¦ Chilled Water Optimization | 2025 | Economic | GWh | After Competition Groups | 0.11268 | 79.3715 | 7.9371e-05 | 5827.0784 | 1.9337e-05 | 47 | Residential_2025_Economic_GWh_After Competition Groups_47 | Chilled Water Optimization | 0.001934% | 7.9371e-05 | 0.11268 | Residential_2025_Economic_GWh_After Competition Groups_Chilled Water Optimization
Residential | Res ¦ Chilled Water Optimization | 2025 | Technical | GWh | After Competition Groups | 0.11268 | 79.3715 | 7.9371e-05 | 10939.9865 | 1.03e-05 | 79 | Residential_2025_Technical_GWh_After Competition Groups_79 | Chilled Water Optimization | 0.00103% | 7.9371e-05 | 0.11268 | Residential_2025_Technical_GWh_After Competition Groups_Chilled Water Optimization
Residential | Res ¦ Wall Insulation MF | 2025 | Economic | GWh | After Competition Groups | 0.056551 | 0 | 0 | 5827.0784 | 9.7049e-06 | 48 | Residential_2025_Economic_GWh_After Competition Groups_48 | Wall Insulation MF | 0.0009705% | 0 | 0.056551 | Residential_2025_Economic_GWh_After Competition Groups_Wall Insulation MF
Residential | Res ¦ Solar Water Preheat (Pools/DHW) | 2025 | Technical | GWh | After Competition Groups | 0.02398 | 0 | 0 | 10939.9865 | 2.192e-06 | 80 | Residential_2025_Technical_GWh_After Competition Groups_80 | Solar Water Preheat (Pools/DHW) | 0.0002192% | 0 | 0.02398 | Residential_2025_Technical_GWh_After Competition Groups_Solar Water Preheat (Pools/DHW)
Residential | Res ¦ Wall Insulation MF | 2025 | Achievable | GWh | After Competition Groups | 0.0018967 | 0 | 0 | 980.8505 | 1.9337e-06 | 50 | Residential_2025_Achievable_GWh_After Competition Groups_50 | Wall Insulation MF | 0.0001934% | 0 | 0.0018967 | Residential_2025_Achievable_GWh_After Competition Groups_Wall Insulation MF
Residential | Res ¦ Photocell Controls (Outdoor) | 2025 | Technical | GWh | After Competition Groups | 0.00037785 | 0 | 0 | 10939.9865 | 3.4538e-08 | 81 | Residential_2025_Technical_GWh_After Competition Groups_81 | Photocell Controls (Outdoor) | 3.454e-06% | 0 | 0.00037785 | Residential_2025_Technical_GWh_After Competition Groups_Photocell Controls (Outdoor)
Residential | Res ¦ Air Source Heat Pump | 2025 | Achievable | GWh | After Competition Groups | 0 | 0 | 0 | 980.8505 | 0 | 51 | Residential_2025_Achievable_GWh_After Competition Groups_51 | Air Source Heat Pump | 0% | 0 | 0 | Residential_2025_Achievable_GWh_After Competition Groups_Air Source Heat Pump
Residential | Res ¦ Ceiling Insulation | 2025 | Achievable | GWh | After Competition Groups | 0 | 0 | 0 | 980.8505 | 0 | 52 | Residential_2025_Achievable_GWh_After Competition Groups_52 | Ceiling Insulation | 0% | 0 | 0 | Residential_2025_Achievable_GWh_After Competition Groups_Ceiling Insulation
Residential | Res ¦ Ceiling Insulation | 2025 | Economic | GWh | After Competition Groups | 0 | 0 | 0 | 5827.0784 | 0 | 49 | Residential_2025_Economic_GWh_After Competition Groups_49 | Ceiling Insulation | 0% | 0 | 0 | Residential_2025_Economic_GWh_After Competition Groups_Ceiling Insulation
Residential | Res ¦ DHW Recirculation Systems | 2025 | Achievable | GWh | After Competition Groups | 0 | 0 | 0 | 980.8505 | 0 | 53 | Residential_2025_Achievable_GWh_After Competition Groups_53 | DHW Recirculation Systems | 0% | 0 | 0 | Residential_2025_Achievable_GWh_After Competition Groups_DHW Recirculation Systems
Residential | Res ¦ DHW Recirculation Systems | 2025 | Economic | GWh | After Competition Groups | 0 | 0 | 0 | 5827.0784 | 0 | 50 | Residential_2025_Economic_GWh_After Competition Groups_50 | DHW Recirculation Systems | 0% | 0 | 0 | Residential_2025_Economic_GWh_After Competition Groups_DHW Recirculation Systems
Residential | Res ¦ Drain Water Heat Recovery | 2025 | Achievable | GWh | After Competition Groups | 0 | 0 | 0 | 980.8505 | 0 | 54 | Residential_2025_Achievable_GWh_After Competition Groups_54 | Drain Water Heat Recovery | 0% | 0 | 0 | Residential_2025_Achievable_GWh_After Competition Groups_Drain Water Heat Recovery
Residential | Res ¦ Drain Water Heat Recovery | 2025 | Economic | GWh | After Competition Groups | 0 | 0 | 0 | 5827.0784 | 0 | 51 | Residential_2025_Economic_GWh_After Competition Groups_51 | Drain Water Heat Recovery | 0% | 0 | 0 | Residential_2025_Economic_GWh_After Competition Groups_Drain Water Heat Recovery
Residential | Res ¦ Early Hot Water Heater Replacement | 2025 | Achievable | GWh | After Competition Groups | 0 | 0 | 0 | 980.8505 | 0 | 55 | Residential_2025_Achievable_GWh_After Competition Groups_55 | Early Hot Water Heater Replacement | 0% | 0 | 0 | Residential_2025_Achievable_GWh_After Competition Groups_Early Hot Water Heater Replacement
Residential | Res ¦ Early Hot Water Heater Replacement | 2025 | Economic | GWh | After Competition Groups | 0 | 0 | 0 | 5827.0784 | 0 | 52 | Residential_2025_Economic_GWh_After Competition Groups_52 | Early Hot Water Heater Replacement | 0% | 0 | 0 | Residential_2025_Economic_GWh_After Competition Groups_Early Hot Water Heater Replacement
Residential | Res ¦ Energy Star Clothes Dryer | 2025 | Achievable | GWh | After Competition Groups | 0 | 0 | 0 | 980.8505 | 0 | 56 | Residential_2025_Achievable_GWh_After Competition Groups_56 | Energy Star Clothes Dryer | 0% | 0 | 0 | Residential_2025_Achievable_GWh_After Competition Groups_Energy Star Clothes Dryer
Residential | Res ¦ Energy Star Clothes Dryer | 2025 | Economic | GWh | After Competition Groups | 0 | 0 | 0 | 5827.0784 | 0 | 53 | Residential_2025_Economic_GWh_After Competition Groups_53 | Energy Star Clothes Dryer | 0% | 0 | 0 | Residential_2025_Economic_GWh_After Competition Groups_Energy Star Clothes Dryer
Residential | Res ¦ Energy Star Dehumidifier | 2025 | Achievable | GWh | After Competition Groups | 0 | 0 | 0 | 980.8505 | 0 | 57 | Residential_2025_Achievable_GWh_After Competition Groups_57 | Energy Star Dehumidifier | 0% | 0 | 0 | Residential_2025_Achievable_GWh_After Competition Groups_Energy Star Dehumidifier
Residential | Res ¦ Energy Star Dehumidifier | 2025 | Economic | GWh | After Competition Groups | 0 | 0 | 0 | 5827.0784 | 0 | 54 | Residential_2025_Economic_GWh_After Competition Groups_54 | Energy Star Dehumidifier | 0% | 0 | 0 | Residential_2025_Economic_GWh_After Competition Groups_Energy Star Dehumidifier
Residential | Res ¦ Energy Star Freezer | 2025 | Achievable | GWh | After Competition Groups | 0 | 0 | 0 | 980.8505 | 0 | 58 | Residential_2025_Achievable_GWh_After Competition Groups_58 | Energy Star Freezer | 0% | 0 | 0 | Residential_2025_Achievable_GWh_After Competition Groups_Energy Star Freezer
Residential | Res ¦ Energy Star Freezer | 2025 | Economic | GWh | After Competition Groups | 0 | 0 | 0 | 5827.0784 | 0 | 55 | Residential_2025_Economic_GWh_After Competition Groups_55 | Energy Star Freezer | 0% | 0 | 0 | Residential_2025_Economic_GWh_After Competition Groups_Energy Star Freezer
Residential | Res ¦ Furnace with ECM | 2025 | Achievable | GWh | After Competition Groups | 0 | 0 | 0 | 980.8505 | 0 | 59 | Residential_2025_Achievable_GWh_After Competition Groups_59 | Furnace with ECM | 0% | 0 | 0 | Residential_2025_Achievable_GWh_After Competition Groups_Furnace with ECM
Residential | Res ¦ Furnace with ECM | 2025 | Economic | GWh | After Competition Groups | 0 | 0 | 0 | 5827.0784 | 0 | 56 | Residential_2025_Economic_GWh_After Competition Groups_56 | Furnace with ECM | 0% | 0 | 0 | Residential_2025_Economic_GWh_After Competition Groups_Furnace with ECM
Residential | Res ¦ Heat Pump Water Heater | 2025 | Achievable | GWh | After Competition Groups | 0 | 0 | 0 | 980.8505 | 0 | 60 | Residential_2025_Achievable_GWh_After Competition Groups_60 | Heat Pump Water Heater | 0% | 0 | 0 | Residential_2025_Achievable_GWh_After Competition Groups_Heat Pump Water Heater
Residential | Res ¦ Heat Pump Water Heater | 2025 | Economic | GWh | After Competition Groups | 0 | 0 | 0 | 5827.0784 | 0 | 57 | Residential_2025_Economic_GWh_After Competition Groups_57 | Heat Pump Water Heater | 0% | 0 | 0 | Residential_2025_Economic_GWh_After Competition Groups_Heat Pump Water Heater
Residential | Res ¦ LED Downlight | 2025 | Achievable | GWh | After Competition Groups | 0 | 0 | 0 | 980.8505 | 0 | 61 | Residential_2025_Achievable_GWh_After Competition Groups_61 | LED Downlight | 0% | 0 | 0 | Residential_2025_Achievable_GWh_After Competition Groups_LED Downlight
Residential | Res ¦ LED Downlight | 2025 | Economic | GWh | After Competition Groups | 0 | 0 | 0 | 5827.0784 | 0 | 58 | Residential_2025_Economic_GWh_After Competition Groups_58 | LED Downlight | 0% | 0 | 0 | Residential_2025_Economic_GWh_After Competition Groups_LED Downlight
Residential | Res ¦ LED High Bay Fixture | 2025 | Achievable | GWh | After Competition Groups | 0 | 0 | 0 | 980.8505 | 0 | 62 | Residential_2025_Achievable_GWh_After Competition Groups_62 | LED High Bay Fixture | 0% | 0 | 0 | Residential_2025_Achievable_GWh_After Competition Groups_LED High Bay Fixture
Residential | Res ¦ LED High Bay Fixture | 2025 | Economic | GWh | After Competition Groups | 0 | 0 | 0 | 5827.0784 | 0 | 59 | Residential_2025_Economic_GWh_After Competition Groups_59 | LED High Bay Fixture | 0% | 0 | 0 | Residential_2025_Economic_GWh_After Competition Groups_LED High Bay Fixture
Residential | Res ¦ Lighting Motion Sensors, Timers, Dimmers | 2025 | Achievable | GWh | After Competition Groups | 0 | 0 | 0 | 980.8505 | 0 | 63 | Residential_2025_Achievable_GWh_After Competition Groups_63 | Lighting Motion Sensors, Timers, Dimmers | 0% | 0 | 0 | Residential_2025_Achievable_GWh_After Competition Groups_Lighting Motion Sensors, Timers, Dimmers
Residential | Res ¦ Lighting Motion Sensors, Timers, Dimmers | 2025 | Economic | GWh | After Competition Groups | 0 | 0 | 0 | 5827.0784 | 0 | 60 | Residential_2025_Economic_GWh_After Competition Groups_60 | Lighting Motion Sensors, Timers, Dimmers | 0% | 0 | 0 | Residential_2025_Economic_GWh_After Competition Groups_Lighting Motion Sensors, Timers, Dimmers
Residential | Res ¦ Networked/ Connected - Indoor LED Luminaire | 2025 | Achievable | GWh | After Competition Groups | 0 | 0 | 0 | 980.8505 | 0 | 64 | Residential_2025_Achievable_GWh_After Competition Groups_64 | Networked/ Connected - Indoor LED Luminaire | 0% | 0 | 0 | Residential_2025_Achievable_GWh_After Competition Groups_Networked/ Connected - Indoor LED Luminaire
Residential | Res ¦ Radiant Barrier | 2025 | Achievable | GWh | After Competition Groups | 0 | 0 | 0 | 980.8505 | 0 | 65 | Residential_2025_Achievable_GWh_After Competition Groups_65 | Radiant Barrier | 0% | 0 | 0 | Residential_2025_Achievable_GWh_After Competition Groups_Radiant Barrier
Residential | Res ¦ Radiant Barrier | 2025 | Economic | GWh | After Competition Groups | 0 | 0 | 0 | 5827.0784 | 0 | 61 | Residential_2025_Economic_GWh_After Competition Groups_61 | Radiant Barrier | 0% | 0 | 0 | Residential_2025_Economic_GWh_After Competition Groups_Radiant Barrier
Residential | Res ¦ Smart Burners | 2025 | Achievable | GWh | After Competition Groups | 0 | 0 | 0 | 980.8505 | 0 | 66 | Residential_2025_Achievable_GWh_After Competition Groups_66 | Smart Burners | 0% | 0 | 0 | Residential_2025_Achievable_GWh_After Competition Groups_Smart Burners
Residential | Res ¦ Smart Burners | 2025 | Economic | GWh | After Competition Groups | 0 | 0 | 0 | 5827.0784 | 0 | 62 | Residential_2025_Economic_GWh_After Competition Groups_62 | Smart Burners | 0% | 0 | 0 | Residential_2025_Economic_GWh_After Competition Groups_Smart Burners
Residential | Res ¦ Smart Power Bar | 2025 | Achievable | GWh | After Competition Groups | 0 | 0 | 0 | 980.8505 | 0 | 67 | Residential_2025_Achievable_GWh_After Competition Groups_67 | Smart Power Bar | 0% | 0 | 0 | Residential_2025_Achievable_GWh_After Competition Groups_Smart Power Bar
Residential | Res ¦ Smart Power Bar | 2025 | Economic | GWh | After Competition Groups | 0 | 0 | 0 | 5827.0784 | 0 | 63 | Residential_2025_Economic_GWh_After Competition Groups_63 | Smart Power Bar | 0% | 0 | 0 | Residential_2025_Economic_GWh_After Competition Groups_Smart Power Bar
Residential | Res ¦ Tankless Water Heater | 2025 | Achievable | GWh | After Competition Groups | 0 | 0 | 0 | 980.8505 | 0 | 68 | Residential_2025_Achievable_GWh_After Competition Groups_68 | Tankless Water Heater | 0% | 0 | 0 | Residential_2025_Achievable_GWh_After Competition Groups_Tankless Water Heater
Residential | Res ¦ Tankless Water Heater | 2025 | Economic | GWh | After Competition Groups | 0 | 0 | 0 | 5827.0784 | 0 | 64 | Residential_2025_Economic_GWh_After Competition Groups_64 | Tankless Water Heater | 0% | 0 | 0 | Residential_2025_Economic_GWh_After Competition Groups_Tankless Water Heater
Residential | Res ¦ Variable Refrigerant Flow Heat Pump | 2025 | Achievable | GWh | After Competition Groups | 0 | 0 | 0 | 980.8505 | 0 | 69 | Residential_2025_Achievable_GWh_After Competition Groups_69 | Variable Refrigerant Flow Heat Pump | 0% | 0 | 0 | Residential_2025_Achievable_GWh_After Competition Groups_Variable Refrigerant Flow Heat Pump
Residential | Res ¦ Variable Refrigerant Flow Heat Pump | 2025 | Economic | GWh | After Competition Groups | 0 | 0 | 0 | 5827.0784 | 0 | 65 | Residential_2025_Economic_GWh_After Competition Groups_65 | Variable Refrigerant Flow Heat Pump | 0% | 0 | 0 | Residential_2025_Economic_GWh_After Competition Groups_Variable Refrigerant Flow Heat Pump
Residential | Res ¦ Energy Star A Line, PAR, MR Lamps | 2026 | Economic | GWh | After Competition Groups | 993.1475 | 13815.8587 | 0.013816 | 6273.8904 | 0.1583 | 1 | Residential_2026_Economic_GWh_After Competition Groups_1 | Energy Star A Line, PAR, MR Lamps | 15.83% | 0.013816 | 993.1475 | Residential_2026_Economic_GWh_After Competition Groups_Energy Star A Line, PAR, MR Lamps
Residential | Res ¦ Smart Power Bar | 2026 | Technical | GWh | After Competition Groups | 1644.4061 | 0 | 0 | 11560.8538 | 0.14224 | 1 | Residential_2026_Technical_GWh_After Competition Groups_1 | Smart Power Bar | 14.22% | 0 | 1644.4061 | Residential_2026_Technical_GWh_After Competition Groups_Smart Power Bar
Residential | Res ¦ Adaptive Thermostat | 2026 | Economic | GWh | After Competition Groups | 677.3428 | 3919261.5282 | 3.9193 | 6273.8904 | 0.10796 | 2 | Residential_2026_Economic_GWh_After Competition Groups_2 | Adaptive Thermostat | 10.8% | 3.9193 | 677.3428 | Residential_2026_Economic_GWh_After Competition Groups_Adaptive Thermostat
Residential | Res ¦ Energy Star Clothes Washer | 2026 | Achievable | GWh | After Competition Groups | 147.9608 | 17097163.118 | 17.0972 | 1382.1554 | 0.10705 | 1 | Residential_2026_Achievable_GWh_After Competition Groups_1 | Energy Star Clothes Washer | 10.71% | 17.0972 | 147.9608 | Residential_2026_Achievable_GWh_After Competition Groups_Energy Star Clothes Washer
Residential | Res ¦ Energy Star LED Bulbs General Purpose LEDs | 2026 | Achievable | GWh | After Competition Groups | 133.33 | 0 | 0 | 1382.1554 | 0.096465 | 2 | Residential_2026_Achievable_GWh_After Competition Groups_2 | Energy Star LED Bulbs General Purpose LEDs | 9.647% | 0 | 133.33 | Residential_2026_Achievable_GWh_After Competition Groups_Energy Star LED Bulbs General Purpose LEDs
Residential | Res ¦ Air Sealing | 2026 | Economic | GWh | After Competition Groups | 582.7431 | 2809778.583 | 2.8098 | 6273.8904 | 0.092884 | 3 | Residential_2026_Economic_GWh_After Competition Groups_3 | Air Sealing | 9.288% | 2.8098 | 582.7431 | Residential_2026_Economic_GWh_After Competition Groups_Air Sealing
Residential | Res ¦ Variable Speed Pool Pump Motor | 2026 | Achievable | GWh | After Competition Groups | 123.64 | 9793594.4684 | 9.7936 | 1382.1554 | 0.089454 | 3 | Residential_2026_Achievable_GWh_After Competition Groups_3 | Variable Speed Pool Pump Motor | 8.945% | 9.7936 | 123.64 | Residential_2026_Achievable_GWh_After Competition Groups_Variable Speed Pool Pump Motor
Residential | Res ¦ Energy Star A Line, PAR, MR Lamps | 2026 | Technical | GWh | After Competition Groups | 993.1475 | 13815.8587 | 0.013816 | 11560.8538 | 0.085906 | 2 | Residential_2026_Technical_GWh_After Competition Groups_2 | Energy Star A Line, PAR, MR Lamps | 8.591% | 0.013816 | 993.1475 | Residential_2026_Technical_GWh_After Competition Groups_Energy Star A Line, PAR, MR Lamps
Residential | Res ¦ Energy Star LED Specialty Bulbs | 2026 | Achievable | GWh | After Competition Groups | 116.3915 | 49001.9087 | 0.049002 | 1382.1554 | 0.08421 | 4 | Residential_2026_Achievable_GWh_After Competition Groups_4 | Energy Star LED Specialty Bulbs | 8.421% | 0.049002 | 116.3915 | Residential_2026_Achievable_GWh_After Competition Groups_Energy Star LED Specialty Bulbs
Residential | Res ¦ Car Block Heater Timer | 2026 | Achievable | GWh | After Competition Groups | 98.3635 | 588684.2988 | 0.58868 | 1382.1554 | 0.071167 | 5 | Residential_2026_Achievable_GWh_After Competition Groups_5 | Car Block Heater Timer | 7.117% | 0.58868 | 98.3635 | Residential_2026_Achievable_GWh_After Competition Groups_Car Block Heater Timer
Residential | Res ¦ Building Recommissioning, Operations and Maintenance (O&M) Improvements | 2026 | Achievable | GWh | After Competition Groups | 97.1045 | 296317.6379 | 0.29632 | 1382.1554 | 0.070256 | 6 | Residential_2026_Achievable_GWh_After Competition Groups_6 | Building Recommissioning, Operations and Maintenance (O&M) Improvements | 7.026% | 0.29632 | 97.1045 | Residential_2026_Achievable_GWh_After Competition Groups_Building Recommissioning, Operations and Maintenance (O&M) Improvements
Residential | Res ¦ Variable Speed Pool Pump Motor | 2026 | Economic | GWh | After Competition Groups | 437.2504 | 9793594.4684 | 9.7936 | 6273.8904 | 0.069694 | 4 | Residential_2026_Economic_GWh_After Competition Groups_4 | Variable Speed Pool Pump Motor | 6.969% | 9.7936 | 437.2504 | Residential_2026_Economic_GWh_After Competition Groups_Variable Speed Pool Pump Motor
Residential | Res ¦ Adaptive Thermostat | 2026 | Technical | GWh | After Competition Groups | 677.3428 | 3919261.5282 | 3.9193 | 11560.8538 | 0.058589 | 3 | Residential_2026_Technical_GWh_After Competition Groups_3 | Adaptive Thermostat | 5.859% | 3.9193 | 677.3428 | Residential_2026_Technical_GWh_After Competition Groups_Adaptive Thermostat
Residential | Res ¦ Car Block Heater Timer | 2026 | Economic | GWh | After Competition Groups | 346.847 | 588684.2988 | 0.58868 | 6273.8904 | 0.055284 | 5 | Residential_2026_Economic_GWh_After Competition Groups_5 | Car Block Heater Timer | 5.528% | 0.58868 | 346.847 | Residential_2026_Economic_GWh_After Competition Groups_Car Block Heater Timer
Residential | Res ¦ Building Recommissioning, Operations and Maintenance (O&M) Improvements | 2026 | Economic | GWh | After Competition Groups | 343.3785 | 296317.6379 | 0.29632 | 6273.8904 | 0.054731 | 6 | Residential_2026_Economic_GWh_After Competition Groups_6 | Building Recommissioning, Operations and Maintenance (O&M) Improvements | 5.473% | 0.29632 | 343.3785 | Residential_2026_Economic_GWh_After Competition Groups_Building Recommissioning, Operations and Maintenance (O&M) Improvements
Residential | Res ¦ Air Sealing | 2026 | Technical | GWh | After Competition Groups | 582.7431 | 2809778.583 | 2.8098 | 11560.8538 | 0.050407 | 4 | Residential_2026_Technical_GWh_After Competition Groups_4 | Air Sealing | 5.041% | 2.8098 | 582.7431 | Residential_2026_Technical_GWh_After Competition Groups_Air Sealing
Residential | Res ¦ Basement Wall Insulation | 2026 | Economic | GWh | After Competition Groups | 305.2229 | 1199607.8498 | 1.1996 | 6273.8904 | 0.04865 | 7 | Residential_2026_Economic_GWh_After Competition Groups_7 | Basement Wall Insulation | 4.865% | 1.1996 | 305.2229 | Residential_2026_Economic_GWh_After Competition Groups_Basement Wall Insulation
Residential | Res ¦ Ductless Mini-Split Heat Pump | 2026 | Achievable | GWh | After Competition Groups | 65.5005 | 3180620.3224 | 3.1806 | 1382.1554 | 0.04739 | 7 | Residential_2026_Achievable_GWh_After Competition Groups_7 | Ductless Mini-Split Heat Pump | 4.739% | 3.1806 | 65.5005 | Residential_2026_Achievable_GWh_After Competition Groups_Ductless Mini-Split Heat Pump
Residential | Res ¦ Energy Star A Line, PAR, MR Lamps | 2026 | Achievable | GWh | After Competition Groups | 63.5723 | 13815.8587 | 0.013816 | 1382.1554 | 0.045995 | 8 | Residential_2026_Achievable_GWh_After Competition Groups_8 | Energy Star A Line, PAR, MR Lamps | 4.6% | 0.013816 | 63.5723 | Residential_2026_Achievable_GWh_After Competition Groups_Energy Star A Line, PAR, MR Lamps
Residential | Res ¦ Energy Star Clothes Washer | 2026 | Economic | GWh | After Competition Groups | 271.4991 | 17097163.118 | 17.0972 | 6273.8904 | 0.043274 | 8 | Residential_2026_Economic_GWh_After Competition Groups_8 | Energy Star Clothes Washer | 4.327% | 17.0972 | 271.4991 | Residential_2026_Economic_GWh_After Competition Groups_Energy Star Clothes Washer
Residential | Res ¦ Adaptive Thermostat | 2026 | Achievable | GWh | After Competition Groups | 54.2269 | 3919261.5282 | 3.9193 | 1382.1554 | 0.039234 | 9 | Residential_2026_Achievable_GWh_After Competition Groups_9 | Adaptive Thermostat | 3.923% | 3.9193 | 54.2269 | Residential_2026_Achievable_GWh_After Competition Groups_Adaptive Thermostat
Residential | Res ¦ Variable Speed Pool Pump Motor | 2026 | Technical | GWh | After Competition Groups | 437.2504 | 9793594.4684 | 9.7936 | 11560.8538 | 0.037822 | 5 | Residential_2026_Technical_GWh_After Competition Groups_5 | Variable Speed Pool Pump Motor | 3.782% | 9.7936 | 437.2504 | Residential_2026_Technical_GWh_After Competition Groups_Variable Speed Pool Pump Motor
Residential | Res ¦ Attic Insulation | 2026 | Economic | GWh | After Competition Groups | 235.5952 | 2097440.4338 | 2.0974 | 6273.8904 | 0.037552 | 9 | Residential_2026_Economic_GWh_After Competition Groups_9 | Attic Insulation | 3.755% | 2.0974 | 235.5952 | Residential_2026_Economic_GWh_After Competition Groups_Attic Insulation
Residential | Res ¦ Ductless Mini-Split Heat Pump | 2026 | Economic | GWh | After Competition Groups | 231.9003 | 3180620.3224 | 3.1806 | 6273.8904 | 0.036963 | 10 | Residential_2026_Economic_GWh_After Competition Groups_10 | Ductless Mini-Split Heat Pump | 3.696% | 3.1806 | 231.9003 | Residential_2026_Economic_GWh_After Competition Groups_Ductless Mini-Split Heat Pump
Residential | Res ¦ Energy Star Central Air Conditioner | 2026 | Technical | GWh | After Competition Groups | 412.681 | 0 | 0 | 11560.8538 | 0.035696 | 6 | Residential_2026_Technical_GWh_After Competition Groups_6 | Energy Star Central Air Conditioner | 3.57% | 0 | 412.681 | Residential_2026_Technical_GWh_After Competition Groups_Energy Star Central Air Conditioner
Residential | Res ¦ Comprehensive Draft Proofing | 2026 | Achievable | GWh | After Competition Groups | 48.7663 | 0 | 0 | 1382.1554 | 0.035283 | 10 | Residential_2026_Achievable_GWh_After Competition Groups_10 | Comprehensive Draft Proofing | 3.528% | 0 | 48.7663 | Residential_2026_Achievable_GWh_After Competition Groups_Comprehensive Draft Proofing
Residential | Res ¦ LED Parking Lot Fixture | 2026 | Achievable | GWh | After Competition Groups | 45.0293 | 1706371.5294 | 1.7064 | 1382.1554 | 0.032579 | 11 | Residential_2026_Achievable_GWh_After Competition Groups_11 | LED Parking Lot Fixture | 3.258% | 1.7064 | 45.0293 | Residential_2026_Achievable_GWh_After Competition Groups_LED Parking Lot Fixture
Residential | Res ¦ Passive Attic Ventilation | 2026 | Technical | GWh | After Competition Groups | 349.3792 | 0 | 0 | 11560.8538 | 0.030221 | 7 | Residential_2026_Technical_GWh_After Competition Groups_7 | Passive Attic Ventilation | 3.022% | 0 | 349.3792 | Residential_2026_Technical_GWh_After Competition Groups_Passive Attic Ventilation
Residential | Res ¦ Car Block Heater Timer | 2026 | Technical | GWh | After Competition Groups | 346.847 | 588684.2988 | 0.58868 | 11560.8538 | 0.030002 | 8 | Residential_2026_Technical_GWh_After Competition Groups_8 | Car Block Heater Timer | 3% | 0.58868 | 346.847 | Residential_2026_Technical_GWh_After Competition Groups_Car Block Heater Timer
Residential | Res ¦ Building Recommissioning, Operations and Maintenance (O&M) Improvements | 2026 | Technical | GWh | After Competition Groups | 343.3785 | 296317.6379 | 0.29632 | 11560.8538 | 0.029702 | 9 | Residential_2026_Technical_GWh_After Competition Groups_9 | Building Recommissioning, Operations and Maintenance (O&M) Improvements | 2.97% | 0.29632 | 343.3785 | Residential_2026_Technical_GWh_After Competition Groups_Building Recommissioning, Operations and Maintenance (O&M) Improvements
Residential | Res ¦ Comprehensive Draft Proofing | 2026 | Economic | GWh | After Competition Groups | 172.4454 | 0 | 0 | 6273.8904 | 0.027486 | 11 | Residential_2026_Economic_GWh_After Competition Groups_11 | Comprehensive Draft Proofing | 2.749% | 0 | 172.4454 | Residential_2026_Economic_GWh_After Competition Groups_Comprehensive Draft Proofing
Residential | Res ¦ Energy Star Windows | 2026 | Technical | GWh | After Competition Groups | 316.311 | 0 | 0 | 11560.8538 | 0.027361 | 10 | Residential_2026_Technical_GWh_After Competition Groups_10 | Energy Star Windows | 2.736% | 0 | 316.311 | Residential_2026_Technical_GWh_After Competition Groups_Energy Star Windows
Residential | Res ¦ Energy Star Refrigerator | 2026 | Technical | GWh | After Competition Groups | 311.3024 | 0 | 0 | 11560.8538 | 0.026927 | 11 | Residential_2026_Technical_GWh_After Competition Groups_11 | Energy Star Refrigerator | 2.693% | 0 | 311.3024 | Residential_2026_Technical_GWh_After Competition Groups_Energy Star Refrigerator
Residential | Res ¦ Basement Wall Insulation | 2026 | Technical | GWh | After Competition Groups | 305.2229 | 1199607.8498 | 1.1996 | 11560.8538 | 0.026401 | 12 | Residential_2026_Technical_GWh_After Competition Groups_12 | Basement Wall Insulation | 2.64% | 1.1996 | 305.2229 | Residential_2026_Technical_GWh_After Competition Groups_Basement Wall Insulation
Residential | Res ¦ Heavy Duty Outdoor/Holiday Plug-in Timers | 2026 | Economic | GWh | After Competition Groups | 160.9794 | 5200307.8189 | 5.2003 | 6273.8904 | 0.025659 | 12 | Residential_2026_Economic_GWh_After Competition Groups_12 | Heavy Duty Outdoor/Holiday Plug-in Timers | 2.566% | 5.2003 | 160.9794 | Residential_2026_Economic_GWh_After Competition Groups_Heavy Duty Outdoor/Holiday Plug-in Timers
Residential | Res ¦ Energy Star Torchiere | 2026 | Achievable | GWh | After Competition Groups | 35.091 | 996171.9788 | 0.99617 | 1382.1554 | 0.025389 | 12 | Residential_2026_Achievable_GWh_After Competition Groups_12 | Energy Star Torchiere | 2.539% | 0.99617 | 35.091 | Residential_2026_Achievable_GWh_After Competition Groups_Energy Star Torchiere
Residential | Res ¦ Heavy Duty Outdoor/Holiday Plug-in Timers | 2026 | Achievable | GWh | After Competition Groups | 34.5803 | 5200307.8189 | 5.2003 | 1382.1554 | 0.025019 | 13 | Residential_2026_Achievable_GWh_After Competition Groups_13 | Heavy Duty Outdoor/Holiday Plug-in Timers | 2.502% | 5.2003 | 34.5803 | Residential_2026_Achievable_GWh_After Competition Groups_Heavy Duty Outdoor/Holiday Plug-in Timers
Residential | Res ¦ Occupancy Sensors MF | 2026 | Achievable | GWh | After Competition Groups | 33.7875 | 36811.219 | 0.036811 | 1382.1554 | 0.024446 | 14 | Residential_2026_Achievable_GWh_After Competition Groups_14 | Occupancy Sensors MF | 2.445% | 0.036811 | 33.7875 | Residential_2026_Achievable_GWh_After Competition Groups_Occupancy Sensors MF
Residential | Res ¦ Energy Star Torchiere | 2026 | Economic | GWh | After Competition Groups | 152.1008 | 996171.9788 | 0.99617 | 6273.8904 | 0.024243 | 13 | Residential_2026_Economic_GWh_After Competition Groups_13 | Energy Star Torchiere | 2.424% | 0.99617 | 152.1008 | Residential_2026_Economic_GWh_After Competition Groups_Energy Star Torchiere
Residential | Res ¦ Energy Star Clothes Washer | 2026 | Technical | GWh | After Competition Groups | 271.4991 | 17097163.118 | 17.0972 | 11560.8538 | 0.023484 | 13 | Residential_2026_Technical_GWh_After Competition Groups_13 | Energy Star Clothes Washer | 2.348% | 17.0972 | 271.4991 | Residential_2026_Technical_GWh_After Competition Groups_Energy Star Clothes Washer
Residential | Res ¦ Smart Burners | 2026 | Technical | GWh | After Competition Groups | 256.7686 | 2824778.1466 | 2.8248 | 11560.8538 | 0.02221 | 14 | Residential_2026_Technical_GWh_After Competition Groups_14 | Smart Burners | 2.221% | 2.8248 | 256.7686 | Residential_2026_Technical_GWh_After Competition Groups_Smart Burners
Residential | Res ¦ Basement or Crawlspace Insulation | 2026 | Technical | GWh | After Competition Groups | 253.984 | 0 | 0 | 11560.8538 | 0.021969 | 15 | Residential_2026_Technical_GWh_After Competition Groups_15 | Basement or Crawlspace Insulation | 2.197% | 0 | 253.984 | Residential_2026_Technical_GWh_After Competition Groups_Basement or Crawlspace Insulation
Residential | Res ¦ Energy Star Light Fixture | 2026 | Technical | GWh | After Competition Groups | 239.5385 | 3451073.0639 | 3.4511 | 11560.8538 | 0.02072 | 16 | Residential_2026_Technical_GWh_After Competition Groups_16 | Energy Star Light Fixture | 2.072% | 3.4511 | 239.5385 | Residential_2026_Technical_GWh_After Competition Groups_Energy Star Light Fixture
Residential | Res ¦ Energy Star Air Source Heat Pump | 2026 | Economic | GWh | After Competition Groups | 129.7586 | 1097109.2903 | 1.0971 | 6273.8904 | 0.020682 | 14 | Residential_2026_Economic_GWh_After Competition Groups_14 | Energy Star Air Source Heat Pump | 2.068% | 1.0971 | 129.7586 | Residential_2026_Economic_GWh_After Competition Groups_Energy Star Air Source Heat Pump
Residential | Res ¦ Attic Insulation | 2026 | Technical | GWh | After Competition Groups | 235.5952 | 2097440.4338 | 2.0974 | 11560.8538 | 0.020379 | 17 | Residential_2026_Technical_GWh_After Competition Groups_17 | Attic Insulation | 2.038% | 2.0974 | 235.5952 | Residential_2026_Technical_GWh_After Competition Groups_Attic Insulation
Residential | Res ¦ Air Sealing | 2026 | Achievable | GWh | After Competition Groups | 27.7609 | 2809778.583 | 2.8098 | 1382.1554 | 0.020085 | 15 | Residential_2026_Achievable_GWh_After Competition Groups_15 | Air Sealing | 2.009% | 2.8098 | 27.7609 | Residential_2026_Achievable_GWh_After Competition Groups_Air Sealing
Residential | Res ¦ Ductless Mini-Split Heat Pump | 2026 | Technical | GWh | After Competition Groups | 231.9003 | 3180620.3224 | 3.1806 | 11560.8538 | 0.020059 | 18 | Residential_2026_Technical_GWh_After Competition Groups_18 | Ductless Mini-Split Heat Pump | 2.006% | 3.1806 | 231.9003 | Residential_2026_Technical_GWh_After Competition Groups_Ductless Mini-Split Heat Pump
Residential | Res ¦ Energy Star Ground Source Heat Pump | 2026 | Technical | GWh | After Competition Groups | 229.4811 | 0 | 0 | 11560.8538 | 0.01985 | 19 | Residential_2026_Technical_GWh_After Competition Groups_19 | Energy Star Ground Source Heat Pump | 1.985% | 0 | 229.4811 | Residential_2026_Technical_GWh_After Competition Groups_Energy Star Ground Source Heat Pump
Residential | Res ¦ Heat Pump Clothes Dryer | 2026 | Technical | GWh | After Competition Groups | 223.4131 | 0 | 0 | 11560.8538 | 0.019325 | 20 | Residential_2026_Technical_GWh_After Competition Groups_20 | Heat Pump Clothes Dryer | 1.932% | 0 | 223.4131 | Residential_2026_Technical_GWh_After Competition Groups_Heat Pump Clothes Dryer
Residential | Res ¦ Occupancy Sensors MF | 2026 | Economic | GWh | After Competition Groups | 118.5543 | 36811.219 | 0.036811 | 6273.8904 | 0.018896 | 15 | Residential_2026_Economic_GWh_After Competition Groups_15 | Occupancy Sensors MF | 1.89% | 0.036811 | 118.5543 | Residential_2026_Economic_GWh_After Competition Groups_Occupancy Sensors MF
Residential | Res ¦ Refrigerator Recycling | 2026 | Achievable | GWh | After Competition Groups | 24.9578 | 2474257.2875 | 2.4743 | 1382.1554 | 0.018057 | 16 | Residential_2026_Achievable_GWh_After Competition Groups_16 | Refrigerator Recycling | 1.806% | 2.4743 | 24.9578 | Residential_2026_Achievable_GWh_After Competition Groups_Refrigerator Recycling
Residential | Res ¦ Energy Star Light Fixture | 2026 | Achievable | GWh | After Competition Groups | 23.2381 | 3451073.0639 | 3.4511 | 1382.1554 | 0.016813 | 17 | Residential_2026_Achievable_GWh_After Competition Groups_17 | Energy Star Light Fixture | 1.681% | 3.4511 | 23.2381 | Residential_2026_Achievable_GWh_After Competition Groups_Energy Star Light Fixture
Residential | Res ¦ Clothes Drying Racks | 2026 | Achievable | GWh | After Competition Groups | 22.778 | 10683991.4807 | 10.684 | 1382.1554 | 0.01648 | 18 | Residential_2026_Achievable_GWh_After Competition Groups_18 | Clothes Drying Racks | 1.648% | 10.684 | 22.778 | Residential_2026_Achievable_GWh_After Competition Groups_Clothes Drying Racks
Residential | Res ¦ Wall Insulation | 2026 | Technical | GWh | After Competition Groups | 184.6333 | 137607.5325 | 0.13761 | 11560.8538 | 0.015971 | 21 | Residential_2026_Technical_GWh_After Competition Groups_21 | Wall Insulation | 1.597% | 0.13761 | 184.6333 | Residential_2026_Technical_GWh_After Competition Groups_Wall Insulation
Residential | Res ¦ Freezer Recycling | 2026 | Achievable | GWh | After Competition Groups | 21.8377 | 53131842.0769 | 53.1318 | 1382.1554 | 0.0158 | 19 | Residential_2026_Achievable_GWh_After Competition Groups_19 | Freezer Recycling | 1.58% | 53.1318 | 21.8377 | Residential_2026_Achievable_GWh_After Competition Groups_Freezer Recycling
Residential | Res ¦ Heavy Duty Outdoor/Holiday Plug-in Timers | 2026 | Technical | GWh | After Competition Groups | 178.5593 | 5200307.8189 | 5.2003 | 11560.8538 | 0.015445 | 22 | Residential_2026_Technical_GWh_After Competition Groups_22 | Heavy Duty Outdoor/Holiday Plug-in Timers | 1.545% | 5.2003 | 178.5593 | Residential_2026_Technical_GWh_After Competition Groups_Heavy Duty Outdoor/Holiday Plug-in Timers
Residential | Res ¦ Energy Star Light Fixture | 2026 | Economic | GWh | After Competition Groups | 94.3087 | 3451073.0639 | 3.4511 | 6273.8904 | 0.015032 | 16 | Residential_2026_Economic_GWh_After Competition Groups_16 | Energy Star Light Fixture | 1.503% | 3.4511 | 94.3087 | Residential_2026_Economic_GWh_After Competition Groups_Energy Star Light Fixture
Residential | Res ¦ Comprehensive Draft Proofing | 2026 | Technical | GWh | After Competition Groups | 172.4454 | 0 | 0 | 11560.8538 | 0.014916 | 23 | Residential_2026_Technical_GWh_After Competition Groups_23 | Comprehensive Draft Proofing | 1.492% | 0 | 172.4454 | Residential_2026_Technical_GWh_After Competition Groups_Comprehensive Draft Proofing
Residential | Res ¦ LED Exterior Area Lights - LED Fixture (200W) | 2026 | Achievable | GWh | After Competition Groups | 19.8743 | 1583874.5761 | 1.5839 | 1382.1554 | 0.014379 | 20 | Residential_2026_Achievable_GWh_After Competition Groups_20 | LED Exterior Area Lights - LED Fixture (200W) | 1.438% | 1.5839 | 19.8743 | Residential_2026_Achievable_GWh_After Competition Groups_LED Exterior Area Lights - LED Fixture (200W)
Residential | Res ¦ Refrigerator Recycling | 2026 | Economic | GWh | After Competition Groups | 88.2639 | 2474257.2875 | 2.4743 | 6273.8904 | 0.014068 | 17 | Residential_2026_Economic_GWh_After Competition Groups_17 | Refrigerator Recycling | 1.407% | 2.4743 | 88.2639 | Residential_2026_Economic_GWh_After Competition Groups_Refrigerator Recycling
Residential | Res ¦ LED Parking Lot Fixture | 2026 | Economic | GWh | After Competition Groups | 83.6397 | 1706371.5294 | 1.7064 | 6273.8904 | 0.013331 | 18 | Residential_2026_Economic_GWh_After Competition Groups_18 | LED Parking Lot Fixture | 1.333% | 1.7064 | 83.6397 | Residential_2026_Economic_GWh_After Competition Groups_LED Parking Lot Fixture
Residential | Res ¦ Energy Star Torchiere | 2026 | Technical | GWh | After Competition Groups | 152.1008 | 996171.9788 | 0.99617 | 11560.8538 | 0.013157 | 24 | Residential_2026_Technical_GWh_After Competition Groups_24 | Energy Star Torchiere | 1.316% | 0.99617 | 152.1008 | Residential_2026_Technical_GWh_After Competition Groups_Energy Star Torchiere
Residential | Res ¦ Clothes Drying Racks | 2026 | Economic | GWh | After Competition Groups | 80.5892 | 10683991.4807 | 10.684 | 6273.8904 | 0.012845 | 19 | Residential_2026_Economic_GWh_After Competition Groups_19 | Clothes Drying Racks | 1.285% | 10.684 | 80.5892 | Residential_2026_Economic_GWh_After Competition Groups_Clothes Drying Racks
Residential | Res ¦ Freezer Recycling | 2026 | Economic | GWh | After Competition Groups | 77.4386 | 53131842.0769 | 53.1318 | 6273.8904 | 0.012343 | 20 | Residential_2026_Economic_GWh_After Competition Groups_20 | Freezer Recycling | 1.234% | 53.1318 | 77.4386 | Residential_2026_Economic_GWh_After Competition Groups_Freezer Recycling
Residential | Res ¦ Duct Insulation | 2026 | Economic | GWh | After Competition Groups | 73.0385 | 727619.0457 | 0.72762 | 6273.8904 | 0.011642 | 21 | Residential_2026_Economic_GWh_After Competition Groups_21 | Duct Insulation | 1.164% | 0.72762 | 73.0385 | Residential_2026_Economic_GWh_After Competition Groups_Duct Insulation
Residential | Res ¦ Ductless Mini-Split Air Conditioner | 2026 | Technical | GWh | After Competition Groups | 129.8209 | 0 | 0 | 11560.8538 | 0.011229 | 25 | Residential_2026_Technical_GWh_After Competition Groups_25 | Ductless Mini-Split Air Conditioner | 1.123% | 0 | 129.8209 | Residential_2026_Technical_GWh_After Competition Groups_Ductless Mini-Split Air Conditioner
Residential | Res ¦ Furnace with ECM | 2026 | Technical | GWh | After Competition Groups | 127.8158 | 0 | 0 | 11560.8538 | 0.011056 | 26 | Residential_2026_Technical_GWh_After Competition Groups_26 | Furnace with ECM | 1.106% | 0 | 127.8158 | Residential_2026_Technical_GWh_After Competition Groups_Furnace with ECM
Residential | Res ¦ Basement Wall Insulation | 2026 | Achievable | GWh | After Competition Groups | 14.5411 | 1199607.8498 | 1.1996 | 1382.1554 | 0.010521 | 21 | Residential_2026_Achievable_GWh_After Competition Groups_21 | Basement Wall Insulation | 1.052% | 1.1996 | 14.5411 | Residential_2026_Achievable_GWh_After Competition Groups_Basement Wall Insulation
Residential | Res ¦ Advanced BAS/Controllers | 2026 | Achievable | GWh | After Competition Groups | 14.1828 | 1478980.0401 | 1.479 | 1382.1554 | 0.010261 | 22 | Residential_2026_Achievable_GWh_After Competition Groups_22 | Advanced BAS/Controllers | 1.026% | 1.479 | 14.1828 | Residential_2026_Achievable_GWh_After Competition Groups_Advanced BAS/Controllers
Residential | Res ¦ Occupancy Sensors MF | 2026 | Technical | GWh | After Competition Groups | 118.5543 | 36811.219 | 0.036811 | 11560.8538 | 0.010255 | 27 | Residential_2026_Technical_GWh_After Competition Groups_27 | Occupancy Sensors MF | 1.025% | 0.036811 | 118.5543 | Residential_2026_Technical_GWh_After Competition Groups_Occupancy Sensors MF
Residential | Res ¦ Radiant Barrier | 2026 | Technical | GWh | After Competition Groups | 117.7061 | 0 | 0 | 11560.8538 | 0.010181 | 28 | Residential_2026_Technical_GWh_After Competition Groups_28 | Radiant Barrier | 1.018% | 0 | 117.7061 | Residential_2026_Technical_GWh_After Competition Groups_Radiant Barrier
Residential | Res ¦ Floor Insulation | 2026 | Economic | GWh | After Competition Groups | 61.8568 | 858186.8088 | 0.85819 | 6273.8904 | 0.0098594 | 22 | Residential_2026_Economic_GWh_After Competition Groups_22 | Floor Insulation | 0.9859% | 0.85819 | 61.8568 | Residential_2026_Economic_GWh_After Competition Groups_Floor Insulation
Residential | Res ¦ Smart Burners | 2026 | Economic | GWh | After Competition Groups | 60.4368 | 2824778.1466 | 2.8248 | 6273.8904 | 0.0096331 | 23 | Residential_2026_Economic_GWh_After Competition Groups_23 | Smart Burners | 0.9633% | 2.8248 | 60.4368 | Residential_2026_Economic_GWh_After Competition Groups_Smart Burners
Residential | Res ¦ Furnace Whistle | 2026 | Achievable | GWh | After Competition Groups | 11.8865 | 57562.4554 | 0.057562 | 1382.1554 | 0.0086 | 23 | Residential_2026_Achievable_GWh_After Competition Groups_23 | Furnace Whistle | 0.86% | 0.057562 | 11.8865 | Residential_2026_Achievable_GWh_After Competition Groups_Furnace Whistle
Residential | Res ¦ Energy Star Air Source Heat Pump | 2026 | Achievable | GWh | After Competition Groups | 11.2803 | 1097109.2903 | 1.0971 | 1382.1554 | 0.0081614 | 24 | Residential_2026_Achievable_GWh_After Competition Groups_24 | Energy Star Air Source Heat Pump | 0.8161% | 1.0971 | 11.2803 | Residential_2026_Achievable_GWh_After Competition Groups_Energy Star Air Source Heat Pump
Residential | Res ¦ Attic Insulation | 2026 | Achievable | GWh | After Competition Groups | 11.2223 | 2097440.4338 | 2.0974 | 1382.1554 | 0.0081194 | 25 | Residential_2026_Achievable_GWh_After Competition Groups_25 | Attic Insulation | 0.8119% | 2.0974 | 11.2223 | Residential_2026_Achievable_GWh_After Competition Groups_Attic Insulation
Residential | Res ¦ Advanced BAS/Controllers | 2026 | Economic | GWh | After Competition Groups | 50.1593 | 1478980.0401 | 1.479 | 6273.8904 | 0.0079949 | 24 | Residential_2026_Economic_GWh_After Competition Groups_24 | Advanced BAS/Controllers | 0.7995% | 1.479 | 50.1593 | Residential_2026_Economic_GWh_After Competition Groups_Advanced BAS/Controllers
Residential | Res ¦ Ceiling Insulation | 2026 | Technical | GWh | After Competition Groups | 91.9678 | 0 | 0 | 11560.8538 | 0.0079551 | 29 | Residential_2026_Technical_GWh_After Competition Groups_29 | Ceiling Insulation | 0.7955% | 0 | 91.9678 | Residential_2026_Technical_GWh_After Competition Groups_Ceiling Insulation
Residential | Res ¦ Window Film | 2026 | Technical | GWh | After Competition Groups | 91.6917 | 0 | 0 | 11560.8538 | 0.0079312 | 30 | Residential_2026_Technical_GWh_After Competition Groups_30 | Window Film | 0.7931% | 0 | 91.6917 | Residential_2026_Technical_GWh_After Competition Groups_Window Film
Residential | Res ¦ Energy Star Room Air Conditioner | 2026 | Economic | GWh | After Competition Groups | 49.5178 | 1232552.2038 | 1.2326 | 6273.8904 | 0.0078927 | 25 | Residential_2026_Economic_GWh_After Competition Groups_25 | Energy Star Room Air Conditioner | 0.7893% | 1.2326 | 49.5178 | Residential_2026_Economic_GWh_After Competition Groups_Energy Star Room Air Conditioner
Residential | Res ¦ Refrigerator Recycling | 2026 | Technical | GWh | After Competition Groups | 88.2639 | 2474257.2875 | 2.4743 | 11560.8538 | 0.0076347 | 31 | Residential_2026_Technical_GWh_After Competition Groups_31 | Refrigerator Recycling | 0.7635% | 2.4743 | 88.2639 | Residential_2026_Technical_GWh_After Competition Groups_Refrigerator Recycling
Residential | Res ¦ Wall Insulation | 2026 | Economic | GWh | After Competition Groups | 46.9491 | 137607.5325 | 0.13761 | 6273.8904 | 0.0074833 | 26 | Residential_2026_Economic_GWh_After Competition Groups_26 | Wall Insulation | 0.7483% | 0.13761 | 46.9491 | Residential_2026_Economic_GWh_After Competition Groups_Wall Insulation
Residential | Res ¦ ENERGY STAR LED LAMPS (REFLECTOR LAMPs/MR16/PAR 16) | 2026 | Achievable | GWh | After Competition Groups | 10.0981 | 254552.5327 | 0.25455 | 1382.1554 | 0.007306 | 26 | Residential_2026_Achievable_GWh_After Competition Groups_26 | ENERGY STAR LED LAMPS (REFLECTOR LAMPs/MR16/PAR 16) | 0.7306% | 0.25455 | 10.0981 | Residential_2026_Achievable_GWh_After Competition Groups_ENERGY STAR LED LAMPS (REFLECTOR LAMPs/MR16/PAR 16)
Residential | Res ¦ Outside Air Economizer | 2026 | Achievable | GWh | After Competition Groups | 10.0967 | 310095.4018 | 0.3101 | 1382.1554 | 0.007305 | 27 | Residential_2026_Achievable_GWh_After Competition Groups_27 | Outside Air Economizer | 0.7305% | 0.3101 | 10.0967 | Residential_2026_Achievable_GWh_After Competition Groups_Outside Air Economizer
Residential | Res ¦ LED Parking Lot Fixture | 2026 | Technical | GWh | After Competition Groups | 83.6397 | 1706371.5294 | 1.7064 | 11560.8538 | 0.0072347 | 32 | Residential_2026_Technical_GWh_After Competition Groups_32 | LED Parking Lot Fixture | 0.7235% | 1.7064 | 83.6397 | Residential_2026_Technical_GWh_After Competition Groups_LED Parking Lot Fixture
Residential | Res ¦ Variable Refrigerant Flow Heat Pump | 2026 | Technical | GWh | After Competition Groups | 82.5277 | 0 | 0 | 11560.8538 | 0.0071385 | 33 | Residential_2026_Technical_GWh_After Competition Groups_33 | Variable Refrigerant Flow Heat Pump | 0.7139% | 0 | 82.5277 | Residential_2026_Technical_GWh_After Competition Groups_Variable Refrigerant Flow Heat Pump
Residential | Res ¦ Clothes Drying Racks | 2026 | Technical | GWh | After Competition Groups | 80.5892 | 10683991.4807 | 10.684 | 11560.8538 | 0.0069709 | 34 | Residential_2026_Technical_GWh_After Competition Groups_34 | Clothes Drying Racks | 0.6971% | 10.684 | 80.5892 | Residential_2026_Technical_GWh_After Competition Groups_Clothes Drying Racks
Residential | Res ¦ Minimize Hot and Warm Clothes Wash | 2026 | Economic | GWh | After Competition Groups | 42.9194 | 0 | 0 | 6273.8904 | 0.006841 | 27 | Residential_2026_Economic_GWh_After Competition Groups_27 | Minimize Hot and Warm Clothes Wash | 0.6841% | 0 | 42.9194 | Residential_2026_Economic_GWh_After Competition Groups_Minimize Hot and Warm Clothes Wash
Residential | Res ¦ Furnace Whistle | 2026 | Economic | GWh | After Competition Groups | 42.0325 | 57562.4554 | 0.057562 | 6273.8904 | 0.0066996 | 28 | Residential_2026_Economic_GWh_After Competition Groups_28 | Furnace Whistle | 0.67% | 0.057562 | 42.0325 | Residential_2026_Economic_GWh_After Competition Groups_Furnace Whistle
Residential | Res ¦ Freezer Recycling | 2026 | Technical | GWh | After Competition Groups | 77.4386 | 53131842.0769 | 53.1318 | 11560.8538 | 0.0066983 | 35 | Residential_2026_Technical_GWh_After Competition Groups_35 | Freezer Recycling | 0.6698% | 53.1318 | 77.4386 | Residential_2026_Technical_GWh_After Competition Groups_Freezer Recycling
Residential | Res ¦ Duct Insulation | 2026 | Technical | GWh | After Competition Groups | 76.6832 | 727619.0457 | 0.72762 | 11560.8538 | 0.006633 | 36 | Residential_2026_Technical_GWh_After Competition Groups_36 | Duct Insulation | 0.6633% | 0.72762 | 76.6832 | Residential_2026_Technical_GWh_After Competition Groups_Duct Insulation
Residential | Res ¦ Lighting Motion Sensors, Timers, Dimmers | 2026 | Technical | GWh | After Competition Groups | 74.1265 | 0 | 0 | 11560.8538 | 0.0064119 | 37 | Residential_2026_Technical_GWh_After Competition Groups_37 | Lighting Motion Sensors, Timers, Dimmers | 0.6412% | 0 | 74.1265 | Residential_2026_Technical_GWh_After Competition Groups_Lighting Motion Sensors, Timers, Dimmers
Residential | Res ¦ LED Downlight | 2026 | Technical | GWh | After Competition Groups | 72.4553 | 0 | 0 | 11560.8538 | 0.0062673 | 38 | Residential_2026_Technical_GWh_After Competition Groups_38 | LED Downlight | 0.6267% | 0 | 72.4553 | Residential_2026_Technical_GWh_After Competition Groups_LED Downlight
Residential | Res ¦ LED Exterior Area Lights - LED Fixture (200W) | 2026 | Economic | GWh | After Competition Groups | 38.0722 | 1583874.5761 | 1.5839 | 6273.8904 | 0.0060684 | 29 | Residential_2026_Economic_GWh_After Competition Groups_29 | LED Exterior Area Lights - LED Fixture (200W) | 0.6068% | 1.5839 | 38.0722 | Residential_2026_Economic_GWh_After Competition Groups_LED Exterior Area Lights - LED Fixture (200W)
Residential | Res ¦ Energy Star Room Air Conditioner | 2026 | Achievable | GWh | After Competition Groups | 8.2509 | 1232552.2038 | 1.2326 | 1382.1554 | 0.0059696 | 28 | Residential_2026_Achievable_GWh_After Competition Groups_28 | Energy Star Room Air Conditioner | 0.597% | 1.2326 | 8.2509 | Residential_2026_Achievable_GWh_After Competition Groups_Energy Star Room Air Conditioner
Residential | Res ¦ INTEGRAL LED TROFFERS | 2026 | Technical | GWh | After Competition Groups | 64.9395 | 0 | 0 | 11560.8538 | 0.0056172 | 39 | Residential_2026_Technical_GWh_After Competition Groups_39 | INTEGRAL LED TROFFERS | 0.5617% | 0 | 64.9395 | Residential_2026_Technical_GWh_After Competition Groups_INTEGRAL LED TROFFERS
Residential | Res ¦ Floor Insulation | 2026 | Technical | GWh | After Competition Groups | 61.8568 | 858186.8088 | 0.85819 | 11560.8538 | 0.0053505 | 40 | Residential_2026_Technical_GWh_After Competition Groups_40 | Floor Insulation | 0.5351% | 0.85819 | 61.8568 | Residential_2026_Technical_GWh_After Competition Groups_Floor Insulation
Residential | Res ¦ Minimize Hot and Warm Clothes Wash | 2026 | Achievable | GWh | After Competition Groups | 6.653 | 0 | 0 | 1382.1554 | 0.0048135 | 29 | Residential_2026_Achievable_GWh_After Competition Groups_29 | Minimize Hot and Warm Clothes Wash | 0.4814% | 0 | 6.653 | Residential_2026_Achievable_GWh_After Competition Groups_Minimize Hot and Warm Clothes Wash
Residential | Res ¦ Basement or Crawlspace Insulation | 2026 | Economic | GWh | After Competition Groups | 30.0223 | 0 | 0 | 6273.8904 | 0.0047853 | 30 | Residential_2026_Economic_GWh_After Competition Groups_30 | Basement or Crawlspace Insulation | 0.4785% | 0 | 30.0223 | Residential_2026_Economic_GWh_After Competition Groups_Basement or Crawlspace Insulation
Residential | Res ¦ Dehumidifier Recycling | 2026 | Technical | GWh | After Competition Groups | 53.1858 | 0 | 0 | 11560.8538 | 0.0046005 | 41 | Residential_2026_Technical_GWh_After Competition Groups_41 | Dehumidifier Recycling | 0.4601% | 0 | 53.1858 | Residential_2026_Technical_GWh_After Competition Groups_Dehumidifier Recycling
Residential | Res ¦ Outside Air Economizer | 2026 | Economic | GWh | After Competition Groups | 27.7191 | 310095.4018 | 0.3101 | 6273.8904 | 0.0044182 | 31 | Residential_2026_Economic_GWh_After Competition Groups_31 | Outside Air Economizer | 0.4418% | 0.3101 | 27.7191 | Residential_2026_Economic_GWh_After Competition Groups_Outside Air Economizer
Residential | Res ¦ Advanced BAS/Controllers | 2026 | Technical | GWh | After Competition Groups | 50.1593 | 1478980.0401 | 1.479 | 11560.8538 | 0.0043387 | 42 | Residential_2026_Technical_GWh_After Competition Groups_42 | Advanced BAS/Controllers | 0.4339% | 1.479 | 50.1593 | Residential_2026_Technical_GWh_After Competition Groups_Advanced BAS/Controllers
Residential | Res ¦ Duct Insulation MF | 2026 | Economic | GWh | After Competition Groups | 27.1104 | 546070.29 | 0.54607 | 6273.8904 | 0.0043212 | 32 | Residential_2026_Economic_GWh_After Competition Groups_32 | Duct Insulation MF | 0.4321% | 0.54607 | 27.1104 | Residential_2026_Economic_GWh_After Competition Groups_Duct Insulation MF
Residential | Res ¦ Minimize Hot and Warm Clothes Wash | 2026 | Technical | GWh | After Competition Groups | 42.9194 | 0 | 0 | 11560.8538 | 0.0037125 | 43 | Residential_2026_Technical_GWh_After Competition Groups_43 | Minimize Hot and Warm Clothes Wash | 0.3712% | 0 | 42.9194 | Residential_2026_Technical_GWh_After Competition Groups_Minimize Hot and Warm Clothes Wash
Residential | Res ¦ Variable Frequency Drive (VFD) | 2026 | Achievable | GWh | After Competition Groups | 5.1251 | 355197.8631 | 0.3552 | 1382.1554 | 0.003708 | 30 | Residential_2026_Achievable_GWh_After Competition Groups_30 | Variable Frequency Drive (VFD) | 0.3708% | 0.3552 | 5.1251 | Residential_2026_Achievable_GWh_After Competition Groups_Variable Frequency Drive (VFD)
Residential | Res ¦ Demand Control Ventilation | 2026 | Economic | GWh | After Competition Groups | 23.068 | 17920.9395 | 0.017921 | 6273.8904 | 0.0036768 | 33 | Residential_2026_Economic_GWh_After Competition Groups_33 | Demand Control Ventilation | 0.3677% | 0.017921 | 23.068 | Residential_2026_Economic_GWh_After Competition Groups_Demand Control Ventilation
Residential | Res ¦ Furnace Whistle | 2026 | Technical | GWh | After Competition Groups | 42.0325 | 57562.4554 | 0.057562 | 11560.8538 | 0.0036358 | 44 | Residential_2026_Technical_GWh_After Competition Groups_44 | Furnace Whistle | 0.3636% | 0.057562 | 42.0325 | Residential_2026_Technical_GWh_After Competition Groups_Furnace Whistle
Residential | Res ¦ CO Sensors for parking garage exhaust fans | 2026 | Achievable | GWh | After Competition Groups | 4.7004 | 531689.6062 | 0.53169 | 1382.1554 | 0.0034007 | 31 | Residential_2026_Achievable_GWh_After Competition Groups_31 | CO Sensors for parking garage exhaust fans | 0.3401% | 0.53169 | 4.7004 | Residential_2026_Achievable_GWh_After Competition Groups_CO Sensors for parking garage exhaust fans
Residential | Res ¦ High Efficiency Chiller (avg of water and air cooled) | 2026 | Achievable | GWh | After Competition Groups | 4.661 | 192613.8175 | 0.19261 | 1382.1554 | 0.0033723 | 32 | Residential_2026_Achievable_GWh_After Competition Groups_32 | High Efficiency Chiller (avg of water and air cooled) | 0.3372% | 0.19261 | 4.661 | Residential_2026_Achievable_GWh_After Competition Groups_High Efficiency Chiller (avg of water and air cooled)
Residential | Res ¦ Early Hot Water Heater Replacement | 2026 | Technical | GWh | After Competition Groups | 38.1664 | 0 | 0 | 11560.8538 | 0.0033013 | 45 | Residential_2026_Technical_GWh_After Competition Groups_45 | Early Hot Water Heater Replacement | 0.3301% | 0 | 38.1664 | Residential_2026_Technical_GWh_After Competition Groups_Early Hot Water Heater Replacement
Residential | Res ¦ LED Exterior Area Lights - LED Fixture (200W) | 2026 | Technical | GWh | After Competition Groups | 38.0722 | 1583874.5761 | 1.5839 | 11560.8538 | 0.0032932 | 46 | Residential_2026_Technical_GWh_After Competition Groups_46 | LED Exterior Area Lights - LED Fixture (200W) | 0.3293% | 1.5839 | 38.0722 | Residential_2026_Technical_GWh_After Competition Groups_LED Exterior Area Lights - LED Fixture (200W)
Residential | Res ¦ Solar Powered Attic Fan | 2026 | Technical | GWh | After Competition Groups | 37.5872 | 0 | 0 | 11560.8538 | 0.0032513 | 47 | Residential_2026_Technical_GWh_After Competition Groups_47 | Solar Powered Attic Fan | 0.3251% | 0 | 37.5872 | Residential_2026_Technical_GWh_After Competition Groups_Solar Powered Attic Fan
Residential | Res ¦ Energy Star Ceiling Fan/Lighting | 2026 | Technical | GWh | After Competition Groups | 35.28 | 0 | 0 | 11560.8538 | 0.0030517 | 48 | Residential_2026_Technical_GWh_After Competition Groups_48 | Energy Star Ceiling Fan/Lighting | 0.3052% | 0 | 35.28 | Residential_2026_Technical_GWh_After Competition Groups_Energy Star Ceiling Fan/Lighting
Residential | Res ¦ Duct Insulation MF | 2026 | Technical | GWh | After Competition Groups | 34.5528 | 546070.29 | 0.54607 | 11560.8538 | 0.0029888 | 49 | Residential_2026_Technical_GWh_After Competition Groups_49 | Duct Insulation MF | 0.2989% | 0.54607 | 34.5528 | Residential_2026_Technical_GWh_After Competition Groups_Duct Insulation MF
Residential | Res ¦ Variable Frequency Drive (VFD) | 2026 | Economic | GWh | After Competition Groups | 18.1241 | 355197.8631 | 0.3552 | 6273.8904 | 0.0028888 | 34 | Residential_2026_Economic_GWh_After Competition Groups_34 | Variable Frequency Drive (VFD) | 0.2889% | 0.3552 | 18.1241 | Residential_2026_Economic_GWh_After Competition Groups_Variable Frequency Drive (VFD)
Residential | Res ¦ CO Sensors for parking garage exhaust fans | 2026 | Economic | GWh | After Competition Groups | 17.4886 | 531689.6062 | 0.53169 | 6273.8904 | 0.0027875 | 35 | Residential_2026_Economic_GWh_After Competition Groups_35 | CO Sensors for parking garage exhaust fans | 0.2788% | 0.53169 | 17.4886 | Residential_2026_Economic_GWh_After Competition Groups_CO Sensors for parking garage exhaust fans
Residential | Res ¦ Water Heater Temperature Setback | 2026 | Achievable | GWh | After Competition Groups | 3.7874 | 58255.8651 | 0.058256 | 1382.1554 | 0.0027402 | 33 | Residential_2026_Achievable_GWh_After Competition Groups_33 | Water Heater Temperature Setback | 0.274% | 0.058256 | 3.7874 | Residential_2026_Achievable_GWh_After Competition Groups_Water Heater Temperature Setback
Residential | Res ¦ ENERGY STAR LED LAMPS (REFLECTOR LAMPs/MR16/PAR 16) | 2026 | Economic | GWh | After Competition Groups | 17.1839 | 254552.5327 | 0.25455 | 6273.8904 | 0.002739 | 36 | Residential_2026_Economic_GWh_After Competition Groups_36 | ENERGY STAR LED LAMPS (REFLECTOR LAMPs/MR16/PAR 16) | 0.2739% | 0.25455 | 17.1839 | Residential_2026_Economic_GWh_After Competition Groups_ENERGY STAR LED LAMPS (REFLECTOR LAMPs/MR16/PAR 16)
Residential | Res ¦ Central Air Conditioner Maintenance | 2026 | Technical | GWh | After Competition Groups | 31.4209 | 0 | 0 | 11560.8538 | 0.0027179 | 50 | Residential_2026_Technical_GWh_After Competition Groups_50 | Central Air Conditioner Maintenance | 0.2718% | 0 | 31.4209 | Residential_2026_Technical_GWh_After Competition Groups_Central Air Conditioner Maintenance
Residential | Res ¦ Energy Star Dehumidifier | 2026 | Technical | GWh | After Competition Groups | 31.2673 | 0 | 0 | 11560.8538 | 0.0027046 | 51 | Residential_2026_Technical_GWh_After Competition Groups_51 | Energy Star Dehumidifier | 0.2705% | 0 | 31.2673 | Residential_2026_Technical_GWh_After Competition Groups_Energy Star Dehumidifier
Residential | Res ¦ Energy Star Freezer | 2026 | Technical | GWh | After Competition Groups | 30.8302 | 0 | 0 | 11560.8538 | 0.0026668 | 52 | Residential_2026_Technical_GWh_After Competition Groups_52 | Energy Star Freezer | 0.2667% | 0 | 30.8302 | Residential_2026_Technical_GWh_After Competition Groups_Energy Star Freezer
Residential | Res ¦ LED Tube Re-Lamp | 2026 | Achievable | GWh | After Competition Groups | 3.6621 | 432878.0226 | 0.43288 | 1382.1554 | 0.0026496 | 34 | Residential_2026_Achievable_GWh_After Competition Groups_34 | LED Tube Re-Lamp | 0.265% | 0.43288 | 3.6621 | Residential_2026_Achievable_GWh_After Competition Groups_LED Tube Re-Lamp
Residential | Res ¦ Demand Control Ventilation | 2026 | Achievable | GWh | After Competition Groups | 3.4761 | 17920.9395 | 0.017921 | 1382.1554 | 0.002515 | 35 | Residential_2026_Achievable_GWh_After Competition Groups_35 | Demand Control Ventilation | 0.2515% | 0.017921 | 3.4761 | Residential_2026_Achievable_GWh_After Competition Groups_Demand Control Ventilation
Residential | Res ¦ Duct Insulation | 2026 | Achievable | GWh | After Competition Groups | 3.4557 | 727619.0457 | 0.72762 | 1382.1554 | 0.0025002 | 36 | Residential_2026_Achievable_GWh_After Competition Groups_36 | Duct Insulation | 0.25% | 0.72762 | 3.4557 | Residential_2026_Achievable_GWh_After Competition Groups_Duct Insulation
Residential | Res ¦ Outside Air Economizer | 2026 | Technical | GWh | After Competition Groups | 27.7191 | 310095.4018 | 0.3101 | 11560.8538 | 0.0023977 | 53 | Residential_2026_Technical_GWh_After Competition Groups_53 | Outside Air Economizer | 0.2398% | 0.3101 | 27.7191 | Residential_2026_Technical_GWh_After Competition Groups_Outside Air Economizer
Residential | Res ¦ Home Energy Reports | 2026 | Technical | GWh | After Competition Groups | 26.8091 | 4699.6933 | 0.0046997 | 11560.8538 | 0.002319 | 54 | Residential_2026_Technical_GWh_After Competition Groups_54 | Home Energy Reports | 0.2319% | 0.0046997 | 26.8091 | Residential_2026_Technical_GWh_After Competition Groups_Home Energy Reports
Residential | Res ¦ Drain Water Heat Recovery | 2026 | Technical | GWh | After Competition Groups | 25.6196 | 0 | 0 | 11560.8538 | 0.0022161 | 55 | Residential_2026_Technical_GWh_After Competition Groups_55 | Drain Water Heat Recovery | 0.2216% | 0 | 25.6196 | Residential_2026_Technical_GWh_After Competition Groups_Drain Water Heat Recovery
Residential | Res ¦ Water Heater Temperature Setback | 2026 | Economic | GWh | After Competition Groups | 13.393 | 58255.8651 | 0.058256 | 6273.8904 | 0.0021347 | 37 | Residential_2026_Economic_GWh_After Competition Groups_37 | Water Heater Temperature Setback | 0.2135% | 0.058256 | 13.393 | Residential_2026_Economic_GWh_After Competition Groups_Water Heater Temperature Setback
Residential | Res ¦ Floor Insulation | 2026 | Achievable | GWh | After Competition Groups | 2.9456 | 858186.8088 | 0.85819 | 1382.1554 | 0.0021311 | 37 | Residential_2026_Achievable_GWh_After Competition Groups_37 | Floor Insulation | 0.2131% | 0.85819 | 2.9456 | Residential_2026_Achievable_GWh_After Competition Groups_Floor Insulation
Residential | Res ¦ Heat Recovery Ventilator | 2026 | Economic | GWh | After Competition Groups | 12.6708 | 871125.5384 | 0.87113 | 6273.8904 | 0.0020196 | 38 | Residential_2026_Economic_GWh_After Competition Groups_38 | Heat Recovery Ventilator | 0.202% | 0.87113 | 12.6708 | Residential_2026_Economic_GWh_After Competition Groups_Heat Recovery Ventilator
Residential | Res ¦ Demand Control Ventilation | 2026 | Technical | GWh | After Competition Groups | 23.068 | 17920.9395 | 0.017921 | 11560.8538 | 0.0019954 | 56 | Residential_2026_Technical_GWh_After Competition Groups_56 | Demand Control Ventilation | 0.1995% | 0.017921 | 23.068 | Residential_2026_Technical_GWh_After Competition Groups_Demand Control Ventilation
Residential | Res ¦ Heat Pump Water Heater | 2026 | Technical | GWh | After Competition Groups | 22.5572 | 0 | 0 | 11560.8538 | 0.0019512 | 57 | Residential_2026_Technical_GWh_After Competition Groups_57 | Heat Pump Water Heater | 0.1951% | 0 | 22.5572 | Residential_2026_Technical_GWh_After Competition Groups_Heat Pump Water Heater
Residential | Res ¦ Smart Burners | 2026 | Achievable | GWh | After Competition Groups | 2.6621 | 2824778.1466 | 2.8248 | 1382.1554 | 0.0019261 | 38 | Residential_2026_Achievable_GWh_After Competition Groups_38 | Smart Burners | 0.1926% | 2.8248 | 2.6621 | Residential_2026_Achievable_GWh_After Competition Groups_Smart Burners
Residential | Res ¦ Central Lighting Control System | 2026 | Technical | GWh | After Competition Groups | 20.8417 | 0 | 0 | 11560.8538 | 0.0018028 | 58 | Residential_2026_Technical_GWh_After Competition Groups_58 | Central Lighting Control System | 0.1803% | 0 | 20.8417 | Residential_2026_Technical_GWh_After Competition Groups_Central Lighting Control System
Residential | Res ¦ Variable Frequency Drive (VFD) | 2026 | Technical | GWh | After Competition Groups | 18.1241 | 355197.8631 | 0.3552 | 11560.8538 | 0.0015677 | 59 | Residential_2026_Technical_GWh_After Competition Groups_59 | Variable Frequency Drive (VFD) | 0.1568% | 0.3552 | 18.1241 | Residential_2026_Technical_GWh_After Competition Groups_Variable Frequency Drive (VFD)
Residential | Res ¦ CO Sensors for parking garage exhaust fans | 2026 | Technical | GWh | After Competition Groups | 17.4886 | 531689.6062 | 0.53169 | 11560.8538 | 0.0015127 | 60 | Residential_2026_Technical_GWh_After Competition Groups_60 | CO Sensors for parking garage exhaust fans | 0.1513% | 0.53169 | 17.4886 | Residential_2026_Technical_GWh_After Competition Groups_CO Sensors for parking garage exhaust fans
Residential | Res ¦ Wall Insulation | 2026 | Achievable | GWh | After Competition Groups | 2.0625 | 137607.5325 | 0.13761 | 1382.1554 | 0.0014922 | 39 | Residential_2026_Achievable_GWh_After Competition Groups_39 | Wall Insulation | 0.1492% | 0.13761 | 2.0625 | Residential_2026_Achievable_GWh_After Competition Groups_Wall Insulation
Residential | Res ¦ ENERGY STAR LED LAMPS (REFLECTOR LAMPs/MR16/PAR 16) | 2026 | Technical | GWh | After Competition Groups | 17.1839 | 254552.5327 | 0.25455 | 11560.8538 | 0.0014864 | 61 | Residential_2026_Technical_GWh_After Competition Groups_61 | ENERGY STAR LED LAMPS (REFLECTOR LAMPs/MR16/PAR 16) | 0.1486% | 0.25455 | 17.1839 | Residential_2026_Technical_GWh_After Competition Groups_ENERGY STAR LED LAMPS (REFLECTOR LAMPs/MR16/PAR 16)
Residential | Res ¦ LED Tube Re-Lamp | 2026 | Technical | GWh | After Competition Groups | 17.0243 | 432878.0226 | 0.43288 | 11560.8538 | 0.0014726 | 62 | Residential_2026_Technical_GWh_After Competition Groups_62 | LED Tube Re-Lamp | 0.1473% | 0.43288 | 17.0243 | Residential_2026_Technical_GWh_After Competition Groups_LED Tube Re-Lamp
Residential | Res ¦ ENERGY STAR LED Lamps (General Service Lamps) | 2026 | Achievable | GWh | After Competition Groups | 1.6842 | 51236.3963 | 0.051236 | 1382.1554 | 0.0012185 | 40 | Residential_2026_Achievable_GWh_After Competition Groups_40 | ENERGY STAR LED Lamps (General Service Lamps) | 0.1219% | 0.051236 | 1.6842 | Residential_2026_Achievable_GWh_After Competition Groups_ENERGY STAR LED Lamps (General Service Lamps)
Residential | Res ¦ Home Energy Reports | 2026 | Economic | GWh | After Competition Groups | 7.3029 | 4699.6933 | 0.0046997 | 6273.8904 | 0.001164 | 39 | Residential_2026_Economic_GWh_After Competition Groups_39 | Home Energy Reports | 0.1164% | 0.0046997 | 7.3029 | Residential_2026_Economic_GWh_After Competition Groups_Home Energy Reports
Residential | Res ¦ Water Heater Temperature Setback | 2026 | Technical | GWh | After Competition Groups | 13.393 | 58255.8651 | 0.058256 | 11560.8538 | 0.0011585 | 63 | Residential_2026_Technical_GWh_After Competition Groups_63 | Water Heater Temperature Setback | 0.1158% | 0.058256 | 13.393 | Residential_2026_Technical_GWh_After Competition Groups_Water Heater Temperature Setback
Residential | Res ¦ VFD on Pumps | 2026 | Achievable | GWh | After Competition Groups | 1.576 | 133050.5186 | 0.13305 | 1382.1554 | 0.0011402 | 41 | Residential_2026_Achievable_GWh_After Competition Groups_41 | VFD on Pumps | 0.114% | 0.13305 | 1.576 | Residential_2026_Achievable_GWh_After Competition Groups_VFD on Pumps
Residential | Res ¦ Heat Recovery Ventilator | 2026 | Technical | GWh | After Competition Groups | 13.0975 | 871125.5384 | 0.87113 | 11560.8538 | 0.0011329 | 64 | Residential_2026_Technical_GWh_After Competition Groups_64 | Heat Recovery Ventilator | 0.1133% | 0.87113 | 13.0975 | Residential_2026_Technical_GWh_After Competition Groups_Heat Recovery Ventilator
Residential | Res ¦ Condensing Make Up Air Unit | 2026 | Achievable | GWh | After Competition Groups | 1.5333 | 556915.5686 | 0.55692 | 1382.1554 | 0.0011093 | 42 | Residential_2026_Achievable_GWh_After Competition Groups_42 | Condensing Make Up Air Unit | 0.1109% | 0.55692 | 1.5333 | Residential_2026_Achievable_GWh_After Competition Groups_Condensing Make Up Air Unit
Residential | Res ¦ DHW Recirculation Systems | 2026 | Technical | GWh | After Competition Groups | 12.0657 | 0 | 0 | 11560.8538 | 0.0010437 | 65 | Residential_2026_Technical_GWh_After Competition Groups_65 | DHW Recirculation Systems | 0.1044% | 0 | 12.0657 | Residential_2026_Technical_GWh_After Competition Groups_DHW Recirculation Systems
Residential | Res ¦ Condensing Make Up Air Unit | 2026 | Economic | GWh | After Competition Groups | 6.0427 | 556915.5686 | 0.55692 | 6273.8904 | 0.00096315 | 40 | Residential_2026_Economic_GWh_After Competition Groups_40 | Condensing Make Up Air Unit | 0.09632% | 0.55692 | 6.0427 | Residential_2026_Economic_GWh_After Competition Groups_Condensing Make Up Air Unit
Residential | Res ¦ Air Source Heat Pump Maintenance | 2026 | Technical | GWh | After Competition Groups | 10.8884 | 0 | 0 | 11560.8538 | 0.00094183 | 66 | Residential_2026_Technical_GWh_After Competition Groups_66 | Air Source Heat Pump Maintenance | 0.09418% | 0 | 10.8884 | Residential_2026_Technical_GWh_After Competition Groups_Air Source Heat Pump Maintenance
Residential | Res ¦ Duct Insulation MF | 2026 | Achievable | GWh | After Competition Groups | 1.291 | 546070.29 | 0.54607 | 1382.1554 | 0.00093402 | 43 | Residential_2026_Achievable_GWh_After Competition Groups_43 | Duct Insulation MF | 0.0934% | 0.54607 | 1.291 | Residential_2026_Achievable_GWh_After Competition Groups_Duct Insulation MF
Residential | Res ¦ High Efficiency Chiller (avg of water and air cooled) | 2026 | Economic | GWh | After Competition Groups | 5.6236 | 192613.8175 | 0.19261 | 6273.8904 | 0.00089636 | 41 | Residential_2026_Economic_GWh_After Competition Groups_41 | High Efficiency Chiller (avg of water and air cooled) | 0.08964% | 0.19261 | 5.6236 | Residential_2026_Economic_GWh_After Competition Groups_High Efficiency Chiller (avg of water and air cooled)
Residential | Res ¦ VFD on Pumps | 2026 | Economic | GWh | After Competition Groups | 5.5734 | 133050.5186 | 0.13305 | 6273.8904 | 0.00088834 | 42 | Residential_2026_Economic_GWh_After Competition Groups_42 | VFD on Pumps | 0.08883% | 0.13305 | 5.5734 | Residential_2026_Economic_GWh_After Competition Groups_VFD on Pumps
Residential | Res ¦ Energy Star Dishwasher | 2026 | Technical | GWh | After Competition Groups | 9.7578 | 0 | 0 | 11560.8538 | 0.00084404 | 67 | Residential_2026_Technical_GWh_After Competition Groups_67 | Energy Star Dishwasher | 0.0844% | 0 | 9.7578 | Residential_2026_Technical_GWh_After Competition Groups_Energy Star Dishwasher
Residential | Res ¦ Home Energy Reports | 2026 | Achievable | GWh | After Competition Groups | 1.1182 | 4699.6933 | 0.0046997 | 1382.1554 | 0.00080905 | 44 | Residential_2026_Achievable_GWh_After Competition Groups_44 | Home Energy Reports | 0.0809% | 0.0046997 | 1.1182 | Residential_2026_Achievable_GWh_After Competition Groups_Home Energy Reports
Residential | Res ¦ LED Tube Re-Lamp | 2026 | Economic | GWh | After Competition Groups | 4.2853 | 432878.0226 | 0.43288 | 6273.8904 | 0.00068304 | 43 | Residential_2026_Economic_GWh_After Competition Groups_43 | LED Tube Re-Lamp | 0.0683% | 0.43288 | 4.2853 | Residential_2026_Economic_GWh_After Competition Groups_LED Tube Re-Lamp
Residential | Res ¦ ECM MOTORS FOR HVAC APPLICATION (FAN-POWERED VAV BOX) | 2026 | Achievable | GWh | After Competition Groups | 0.74047 | 58344.6142 | 0.058345 | 1382.1554 | 0.00053574 | 45 | Residential_2026_Achievable_GWh_After Competition Groups_45 | ECM MOTORS FOR HVAC APPLICATION (FAN-POWERED VAV BOX) | 0.05357% | 0.058345 | 0.74047 | Residential_2026_Achievable_GWh_After Competition Groups_ECM MOTORS FOR HVAC APPLICATION (FAN-POWERED VAV BOX)
Residential | Res ¦ Condensing Make Up Air Unit | 2026 | Technical | GWh | After Competition Groups | 6.0427 | 556915.5686 | 0.55692 | 11560.8538 | 0.00052269 | 68 | Residential_2026_Technical_GWh_After Competition Groups_68 | Condensing Make Up Air Unit | 0.05227% | 0.55692 | 6.0427 | Residential_2026_Technical_GWh_After Competition Groups_Condensing Make Up Air Unit
Residential | Res ¦ High Efficiency Chiller (avg of water and air cooled) | 2026 | Technical | GWh | After Competition Groups | 5.6236 | 192613.8175 | 0.19261 | 11560.8538 | 0.00048644 | 69 | Residential_2026_Technical_GWh_After Competition Groups_69 | High Efficiency Chiller (avg of water and air cooled) | 0.04864% | 0.19261 | 5.6236 | Residential_2026_Technical_GWh_After Competition Groups_High Efficiency Chiller (avg of water and air cooled)
Residential | Res ¦ VFD on Pumps | 2026 | Technical | GWh | After Competition Groups | 5.5734 | 133050.5186 | 0.13305 | 11560.8538 | 0.00048209 | 70 | Residential_2026_Technical_GWh_After Competition Groups_70 | VFD on Pumps | 0.04821% | 0.13305 | 5.5734 | Residential_2026_Technical_GWh_After Competition Groups_VFD on Pumps
Residential | Res ¦ ENERGY STAR LED Lamps (General Service Lamps) | 2026 | Economic | GWh | After Competition Groups | 2.9051 | 51236.3963 | 0.051236 | 6273.8904 | 0.00046304 | 44 | Residential_2026_Economic_GWh_After Competition Groups_44 | ENERGY STAR LED Lamps (General Service Lamps) | 0.0463% | 0.051236 | 2.9051 | Residential_2026_Economic_GWh_After Competition Groups_ENERGY STAR LED Lamps (General Service Lamps)
Residential | Res ¦ ECM MOTORS FOR HVAC APPLICATION (FAN-POWERED VAV BOX) | 2026 | Economic | GWh | After Competition Groups | 2.8304 | 58344.6142 | 0.058345 | 6273.8904 | 0.00045114 | 45 | Residential_2026_Economic_GWh_After Competition Groups_45 | ECM MOTORS FOR HVAC APPLICATION (FAN-POWERED VAV BOX) | 0.04511% | 0.058345 | 2.8304 | Residential_2026_Economic_GWh_After Competition Groups_ECM MOTORS FOR HVAC APPLICATION (FAN-POWERED VAV BOX)
Residential | Res ¦ Energy Star Windows | 2026 | Achievable | GWh | After Competition Groups | 0.48 | 0 | 0 | 1382.1554 | 0.00034729 | 46 | Residential_2026_Achievable_GWh_After Competition Groups_46 | Energy Star Windows | 0.03473% | 0 | 0.48 | Residential_2026_Achievable_GWh_After Competition Groups_Energy Star Windows
Residential | Res ¦ Beverage Vending Machine Controls | 2026 | Economic | GWh | After Competition Groups | 1.7755 | 18736.1764 | 0.018736 | 6273.8904 | 0.000283 | 46 | Residential_2026_Economic_GWh_After Competition Groups_46 | Beverage Vending Machine Controls | 0.0283% | 0.018736 | 1.7755 | Residential_2026_Economic_GWh_After Competition Groups_Beverage Vending Machine Controls
Residential | Res ¦ Heat Recovery Ventilator | 2026 | Achievable | GWh | After Competition Groups | 0.38763 | 871125.5384 | 0.87113 | 1382.1554 | 0.00028045 | 47 | Residential_2026_Achievable_GWh_After Competition Groups_47 | Heat Recovery Ventilator | 0.02805% | 0.87113 | 0.38763 | Residential_2026_Achievable_GWh_After Competition Groups_Heat Recovery Ventilator
Residential | Res ¦ Beverage Vending Machine Controls | 2026 | Achievable | GWh | After Competition Groups | 0.3757 | 18736.1764 | 0.018736 | 1382.1554 | 0.00027182 | 48 | Residential_2026_Achievable_GWh_After Competition Groups_48 | Beverage Vending Machine Controls | 0.02718% | 0.018736 | 0.3757 | Residential_2026_Achievable_GWh_After Competition Groups_Beverage Vending Machine Controls
Residential | Res ¦ Energy Star Windows | 2026 | Economic | GWh | After Competition Groups | 1.6987 | 0 | 0 | 6273.8904 | 0.00027076 | 47 | Residential_2026_Economic_GWh_After Competition Groups_47 | Energy Star Windows | 0.02708% | 0 | 1.6987 | Residential_2026_Economic_GWh_After Competition Groups_Energy Star Windows
Residential | Res ¦ ENERGY STAR LED Lamps (General Service Lamps) | 2026 | Technical | GWh | After Competition Groups | 2.9051 | 51236.3963 | 0.051236 | 11560.8538 | 0.00025129 | 71 | Residential_2026_Technical_GWh_After Competition Groups_71 | ENERGY STAR LED Lamps (General Service Lamps) | 0.02513% | 0.051236 | 2.9051 | Residential_2026_Technical_GWh_After Competition Groups_ENERGY STAR LED Lamps (General Service Lamps)
Residential | Res ¦ ECM MOTORS FOR HVAC APPLICATION (FAN-POWERED VAV BOX) | 2026 | Technical | GWh | After Competition Groups | 2.8304 | 58344.6142 | 0.058345 | 11560.8538 | 0.00024482 | 72 | Residential_2026_Technical_GWh_After Competition Groups_72 | ECM MOTORS FOR HVAC APPLICATION (FAN-POWERED VAV BOX) | 0.02448% | 0.058345 | 2.8304 | Residential_2026_Technical_GWh_After Competition Groups_ECM MOTORS FOR HVAC APPLICATION (FAN-POWERED VAV BOX)
Residential | Res ¦ Basement or Crawlspace Insulation | 2026 | Achievable | GWh | After Competition Groups | 0.32353 | 0 | 0 | 1382.1554 | 0.00023408 | 49 | Residential_2026_Achievable_GWh_After Competition Groups_49 | Basement or Crawlspace Insulation | 0.02341% | 0 | 0.32353 | Residential_2026_Achievable_GWh_After Competition Groups_Basement or Crawlspace Insulation
Residential | Res ¦ HVAC Optimization | 2026 | Technical | GWh | After Competition Groups | 2.0755 | 0 | 0 | 11560.8538 | 0.00017953 | 73 | Residential_2026_Technical_GWh_After Competition Groups_73 | HVAC Optimization | 0.01795% | 0 | 2.0755 | Residential_2026_Technical_GWh_After Competition Groups_HVAC Optimization
Residential | Res ¦ Beverage Vending Machine Controls | 2026 | Technical | GWh | After Competition Groups | 1.7755 | 18736.1764 | 0.018736 | 11560.8538 | 0.00015358 | 74 | Residential_2026_Technical_GWh_After Competition Groups_74 | Beverage Vending Machine Controls | 0.01536% | 0.018736 | 1.7755 | Residential_2026_Technical_GWh_After Competition Groups_Beverage Vending Machine Controls
Residential | Res ¦ Tankless Water Heater | 2026 | Economic | GWh | After Competition Groups | 0.88149 | 33946.7438 | 0.033947 | 6273.8904 | 0.0001405 | 48 | Residential_2026_Economic_GWh_After Competition Groups_48 | Tankless Water Heater | 0.01405% | 0.033947 | 0.88149 | Residential_2026_Economic_GWh_After Competition Groups_Tankless Water Heater
Residential | Res ¦ Tankless Water Heater | 2026 | Technical | GWh | After Competition Groups | 1.404 | 0 | 0 | 11560.8538 | 0.00012145 | 75 | Residential_2026_Technical_GWh_After Competition Groups_75 | Tankless Water Heater | 0.01214% | 0 | 1.404 | Residential_2026_Technical_GWh_After Competition Groups_Tankless Water Heater
Residential | Res ¦ Wall Insulation MF | 2026 | Technical | GWh | After Competition Groups | 0.67807 | 0 | 0 | 11560.8538 | 5.8652e-05 | 76 | Residential_2026_Technical_GWh_After Competition Groups_76 | Wall Insulation MF | 0.005865% | 0 | 0.67807 | Residential_2026_Technical_GWh_After Competition Groups_Wall Insulation MF
Residential | Res ¦ Tankless Water Heater | 2026 | Achievable | GWh | After Competition Groups | 0.062501 | 33946.7438 | 0.033947 | 1382.1554 | 4.522e-05 | 50 | Residential_2026_Achievable_GWh_After Competition Groups_50 | Tankless Water Heater | 0.004522% | 0.033947 | 0.062501 | Residential_2026_Achievable_GWh_After Competition Groups_Tankless Water Heater
Residential | Res ¦ LED Recessed Downlights | 2026 | Technical | GWh | After Competition Groups | 0.34687 | 0 | 0 | 11560.8538 | 3.0004e-05 | 77 | Residential_2026_Technical_GWh_After Competition Groups_77 | LED Recessed Downlights | 0.003% | 0 | 0.34687 | Residential_2026_Technical_GWh_After Competition Groups_LED Recessed Downlights
Residential | Res ¦ Chilled Water Optimization | 2026 | Achievable | GWh | After Competition Groups | 0.039418 | 104.1539 | 0.00010415 | 1382.1554 | 2.8519e-05 | 51 | Residential_2026_Achievable_GWh_After Competition Groups_51 | Chilled Water Optimization | 0.002852% | 0.00010415 | 0.039418 | Residential_2026_Achievable_GWh_After Competition Groups_Chilled Water Optimization
Residential | Res ¦ LED High Bay Fixture | 2026 | Technical | GWh | After Competition Groups | 0.29929 | 0 | 0 | 11560.8538 | 2.5888e-05 | 78 | Residential_2026_Technical_GWh_After Competition Groups_78 | LED High Bay Fixture | 0.002589% | 0 | 0.29929 | Residential_2026_Technical_GWh_After Competition Groups_LED High Bay Fixture
Residential | Res ¦ Chilled Water Optimization | 2026 | Economic | GWh | After Competition Groups | 0.14728 | 104.1539 | 0.00010415 | 6273.8904 | 2.3475e-05 | 49 | Residential_2026_Economic_GWh_After Competition Groups_49 | Chilled Water Optimization | 0.002348% | 0.00010415 | 0.14728 | Residential_2026_Economic_GWh_After Competition Groups_Chilled Water Optimization
Residential | Res ¦ Chilled Water Optimization | 2026 | Technical | GWh | After Competition Groups | 0.14728 | 104.1539 | 0.00010415 | 11560.8538 | 1.274e-05 | 79 | Residential_2026_Technical_GWh_After Competition Groups_79 | Chilled Water Optimization | 0.001274% | 0.00010415 | 0.14728 | Residential_2026_Technical_GWh_After Competition Groups_Chilled Water Optimization
Residential | Res ¦ Wall Insulation MF | 2026 | Economic | GWh | After Competition Groups | 0.055658 | 0 | 0 | 6273.8904 | 8.8713e-06 | 50 | Residential_2026_Economic_GWh_After Competition Groups_50 | Wall Insulation MF | 0.0008871% | 0 | 0.055658 | Residential_2026_Economic_GWh_After Competition Groups_Wall Insulation MF
Residential | Res ¦ Solar Water Preheat (Pools/DHW) | 2026 | Technical | GWh | After Competition Groups | 0.031744 | 0 | 0 | 11560.8538 | 2.7458e-06 | 80 | Residential_2026_Technical_GWh_After Competition Groups_80 | Solar Water Preheat (Pools/DHW) | 0.0002746% | 0 | 0.031744 | Residential_2026_Technical_GWh_After Competition Groups_Solar Water Preheat (Pools/DHW)
Residential | Res ¦ Wall Insulation MF | 2026 | Achievable | GWh | After Competition Groups | 0.0026518 | 0 | 0 | 1382.1554 | 1.9186e-06 | 52 | Residential_2026_Achievable_GWh_After Competition Groups_52 | Wall Insulation MF | 0.0001919% | 0 | 0.0026518 | Residential_2026_Achievable_GWh_After Competition Groups_Wall Insulation MF
Residential | Res ¦ Photocell Controls (Outdoor) | 2026 | Technical | GWh | After Competition Groups | 0.0003706 | 0 | 0 | 11560.8538 | 3.2056e-08 | 81 | Residential_2026_Technical_GWh_After Competition Groups_81 | Photocell Controls (Outdoor) | 3.206e-06% | 0 | 0.0003706 | Residential_2026_Technical_GWh_After Competition Groups_Photocell Controls (Outdoor)
Residential | Res ¦ Air Source Heat Pump | 2026 | Achievable | GWh | After Competition Groups | 0 | 0 | 0 | 1382.1554 | 0 | 53 | Residential_2026_Achievable_GWh_After Competition Groups_53 | Air Source Heat Pump | 0% | 0 | 0 | Residential_2026_Achievable_GWh_After Competition Groups_Air Source Heat Pump
Residential | Res ¦ Ceiling Insulation | 2026 | Achievable | GWh | After Competition Groups | 0 | 0 | 0 | 1382.1554 | 0 | 54 | Residential_2026_Achievable_GWh_After Competition Groups_54 | Ceiling Insulation | 0% | 0 | 0 | Residential_2026_Achievable_GWh_After Competition Groups_Ceiling Insulation
Residential | Res ¦ Ceiling Insulation | 2026 | Economic | GWh | After Competition Groups | 0 | 0 | 0 | 6273.8904 | 0 | 51 | Residential_2026_Economic_GWh_After Competition Groups_51 | Ceiling Insulation | 0% | 0 | 0 | Residential_2026_Economic_GWh_After Competition Groups_Ceiling Insulation
Residential | Res ¦ DHW Recirculation Systems | 2026 | Achievable | GWh | After Competition Groups | 0 | 0 | 0 | 1382.1554 | 0 | 55 | Residential_2026_Achievable_GWh_After Competition Groups_55 | DHW Recirculation Systems | 0% | 0 | 0 | Residential_2026_Achievable_GWh_After Competition Groups_DHW Recirculation Systems
Residential | Res ¦ DHW Recirculation Systems | 2026 | Economic | GWh | After Competition Groups | 0 | 0 | 0 | 6273.8904 | 0 | 52 | Residential_2026_Economic_GWh_After Competition Groups_52 | DHW Recirculation Systems | 0% | 0 | 0 | Residential_2026_Economic_GWh_After Competition Groups_DHW Recirculation Systems
Residential | Res ¦ Drain Water Heat Recovery | 2026 | Achievable | GWh | After Competition Groups | 0 | 0 | 0 | 1382.1554 | 0 | 56 | Residential_2026_Achievable_GWh_After Competition Groups_56 | Drain Water Heat Recovery | 0% | 0 | 0 | Residential_2026_Achievable_GWh_After Competition Groups_Drain Water Heat Recovery
Residential | Res ¦ Drain Water Heat Recovery | 2026 | Economic | GWh | After Competition Groups | 0 | 0 | 0 | 6273.8904 | 0 | 53 | Residential_2026_Economic_GWh_After Competition Groups_53 | Drain Water Heat Recovery | 0% | 0 | 0 | Residential_2026_Economic_GWh_After Competition Groups_Drain Water Heat Recovery
Residential | Res ¦ Early Hot Water Heater Replacement | 2026 | Achievable | GWh | After Competition Groups | 0 | 0 | 0 | 1382.1554 | 0 | 57 | Residential_2026_Achievable_GWh_After Competition Groups_57 | Early Hot Water Heater Replacement | 0% | 0 | 0 | Residential_2026_Achievable_GWh_After Competition Groups_Early Hot Water Heater Replacement
Residential | Res ¦ Early Hot Water Heater Replacement | 2026 | Economic | GWh | After Competition Groups | 0 | 0 | 0 | 6273.8904 | 0 | 54 | Residential_2026_Economic_GWh_After Competition Groups_54 | Early Hot Water Heater Replacement | 0% | 0 | 0 | Residential_2026_Economic_GWh_After Competition Groups_Early Hot Water Heater Replacement
Residential | Res ¦ Energy Star Clothes Dryer | 2026 | Achievable | GWh | After Competition Groups | 0 | 0 | 0 | 1382.1554 | 0 | 58 | Residential_2026_Achievable_GWh_After Competition Groups_58 | Energy Star Clothes Dryer | 0% | 0 | 0 | Residential_2026_Achievable_GWh_After Competition Groups_Energy Star Clothes Dryer
Residential | Res ¦ Energy Star Clothes Dryer | 2026 | Economic | GWh | After Competition Groups | 0 | 0 | 0 | 6273.8904 | 0 | 55 | Residential_2026_Economic_GWh_After Competition Groups_55 | Energy Star Clothes Dryer | 0% | 0 | 0 | Residential_2026_Economic_GWh_After Competition Groups_Energy Star Clothes Dryer
Residential | Res ¦ Energy Star Dehumidifier | 2026 | Achievable | GWh | After Competition Groups | 0 | 0 | 0 | 1382.1554 | 0 | 59 | Residential_2026_Achievable_GWh_After Competition Groups_59 | Energy Star Dehumidifier | 0% | 0 | 0 | Residential_2026_Achievable_GWh_After Competition Groups_Energy Star Dehumidifier
Residential | Res ¦ Energy Star Dehumidifier | 2026 | Economic | GWh | After Competition Groups | 0 | 0 | 0 | 6273.8904 | 0 | 56 | Residential_2026_Economic_GWh_After Competition Groups_56 | Energy Star Dehumidifier | 0% | 0 | 0 | Residential_2026_Economic_GWh_After Competition Groups_Energy Star Dehumidifier
Residential | Res ¦ Energy Star Freezer | 2026 | Achievable | GWh | After Competition Groups | 0 | 0 | 0 | 1382.1554 | 0 | 60 | Residential_2026_Achievable_GWh_After Competition Groups_60 | Energy Star Freezer | 0% | 0 | 0 | Residential_2026_Achievable_GWh_After Competition Groups_Energy Star Freezer
Residential | Res ¦ Energy Star Freezer | 2026 | Economic | GWh | After Competition Groups | 0 | 0 | 0 | 6273.8904 | 0 | 57 | Residential_2026_Economic_GWh_After Competition Groups_57 | Energy Star Freezer | 0% | 0 | 0 | Residential_2026_Economic_GWh_After Competition Groups_Energy Star Freezer
Residential | Res ¦ Furnace with ECM | 2026 | Achievable | GWh | After Competition Groups | 0 | 0 | 0 | 1382.1554 | 0 | 61 | Residential_2026_Achievable_GWh_After Competition Groups_61 | Furnace with ECM | 0% | 0 | 0 | Residential_2026_Achievable_GWh_After Competition Groups_Furnace with ECM
Residential | Res ¦ Furnace with ECM | 2026 | Economic | GWh | After Competition Groups | 0 | 0 | 0 | 6273.8904 | 0 | 58 | Residential_2026_Economic_GWh_After Competition Groups_58 | Furnace with ECM | 0% | 0 | 0 | Residential_2026_Economic_GWh_After Competition Groups_Furnace with ECM
Residential | Res ¦ Heat Pump Water Heater | 2026 | Achievable | GWh | After Competition Groups | 0 | 0 | 0 | 1382.1554 | 0 | 62 | Residential_2026_Achievable_GWh_After Competition Groups_62 | Heat Pump Water Heater | 0% | 0 | 0 | Residential_2026_Achievable_GWh_After Competition Groups_Heat Pump Water Heater
Residential | Res ¦ Heat Pump Water Heater | 2026 | Economic | GWh | After Competition Groups | 0 | 0 | 0 | 6273.8904 | 0 | 59 | Residential_2026_Economic_GWh_After Competition Groups_59 | Heat Pump Water Heater | 0% | 0 | 0 | Residential_2026_Economic_GWh_After Competition Groups_Heat Pump Water Heater
Residential | Res ¦ LED Downlight | 2026 | Achievable | GWh | After Competition Groups | 0 | 0 | 0 | 1382.1554 | 0 | 63 | Residential_2026_Achievable_GWh_After Competition Groups_63 | LED Downlight | 0% | 0 | 0 | Residential_2026_Achievable_GWh_After Competition Groups_LED Downlight
Residential | Res ¦ LED Downlight | 2026 | Economic | GWh | After Competition Groups | 0 | 0 | 0 | 6273.8904 | 0 | 60 | Residential_2026_Economic_GWh_After Competition Groups_60 | LED Downlight | 0% | 0 | 0 | Residential_2026_Economic_GWh_After Competition Groups_LED Downlight
Residential | Res ¦ LED High Bay Fixture | 2026 | Achievable | GWh | After Competition Groups | 0 | 0 | 0 | 1382.1554 | 0 | 64 | Residential_2026_Achievable_GWh_After Competition Groups_64 | LED High Bay Fixture | 0% | 0 | 0 | Residential_2026_Achievable_GWh_After Competition Groups_LED High Bay Fixture
Residential | Res ¦ LED High Bay Fixture | 2026 | Economic | GWh | After Competition Groups | 0 | 0 | 0 | 6273.8904 | 0 | 61 | Residential_2026_Economic_GWh_After Competition Groups_61 | LED High Bay Fixture | 0% | 0 | 0 | Residential_2026_Economic_GWh_After Competition Groups_LED High Bay Fixture
Residential | Res ¦ Lighting Motion Sensors, Timers, Dimmers | 2026 | Achievable | GWh | After Competition Groups | 0 | 0 | 0 | 1382.1554 | 0 | 65 | Residential_2026_Achievable_GWh_After Competition Groups_65 | Lighting Motion Sensors, Timers, Dimmers | 0% | 0 | 0 | Residential_2026_Achievable_GWh_After Competition Groups_Lighting Motion Sensors, Timers, Dimmers
Residential | Res ¦ Lighting Motion Sensors, Timers, Dimmers | 2026 | Economic | GWh | After Competition Groups | 0 | 0 | 0 | 6273.8904 | 0 | 62 | Residential_2026_Economic_GWh_After Competition Groups_62 | Lighting Motion Sensors, Timers, Dimmers | 0% | 0 | 0 | Residential_2026_Economic_GWh_After Competition Groups_Lighting Motion Sensors, Timers, Dimmers
Residential | Res ¦ Networked/ Connected - Indoor LED Luminaire | 2026 | Achievable | GWh | After Competition Groups | 0 | 0 | 0 | 1382.1554 | 0 | 66 | Residential_2026_Achievable_GWh_After Competition Groups_66 | Networked/ Connected - Indoor LED Luminaire | 0% | 0 | 0 | Residential_2026_Achievable_GWh_After Competition Groups_Networked/ Connected - Indoor LED Luminaire
Residential | Res ¦ Radiant Barrier | 2026 | Achievable | GWh | After Competition Groups | 0 | 0 | 0 | 1382.1554 | 0 | 67 | Residential_2026_Achievable_GWh_After Competition Groups_67 | Radiant Barrier | 0% | 0 | 0 | Residential_2026_Achievable_GWh_After Competition Groups_Radiant Barrier
Residential | Res ¦ Radiant Barrier | 2026 | Economic | GWh | After Competition Groups | 0 | 0 | 0 | 6273.8904 | 0 | 63 | Residential_2026_Economic_GWh_After Competition Groups_63 | Radiant Barrier | 0% | 0 | 0 | Residential_2026_Economic_GWh_After Competition Groups_Radiant Barrier
Residential | Res ¦ Smart Power Bar | 2026 | Achievable | GWh | After Competition Groups | 0 | 0 | 0 | 1382.1554 | 0 | 68 | Residential_2026_Achievable_GWh_After Competition Groups_68 | Smart Power Bar | 0% | 0 | 0 | Residential_2026_Achievable_GWh_After Competition Groups_Smart Power Bar
Residential | Res ¦ Smart Power Bar | 2026 | Economic | GWh | After Competition Groups | 0 | 0 | 0 | 6273.8904 | 0 | 64 | Residential_2026_Economic_GWh_After Competition Groups_64 | Smart Power Bar | 0% | 0 | 0 | Residential_2026_Economic_GWh_After Competition Groups_Smart Power Bar
Residential | Res ¦ Variable Refrigerant Flow Heat Pump | 2026 | Achievable | GWh | After Competition Groups | 0 | 0 | 0 | 1382.1554 | 0 | 69 | Residential_2026_Achievable_GWh_After Competition Groups_69 | Variable Refrigerant Flow Heat Pump | 0% | 0 | 0 | Residential_2026_Achievable_GWh_After Competition Groups_Variable Refrigerant Flow Heat Pump
Residential | Res ¦ Variable Refrigerant Flow Heat Pump | 2026 | Economic | GWh | After Competition Groups | 0 | 0 | 0 | 6273.8904 | 0 | 65 | Residential_2026_Economic_GWh_After Competition Groups_65 | Variable Refrigerant Flow Heat Pump | 0% | 0 | 0 | Residential_2026_Economic_GWh_After Competition Groups_Variable Refrigerant Flow Heat Pump
Residential | Res ¦ Energy Star A Line, PAR, MR Lamps | 2027 | Economic | GWh | After Competition Groups | 1130.9689 | 17428.3061 | 0.017428 | 6661.2498 | 0.16978 | 1 | Residential_2027_Economic_GWh_After Competition Groups_1 | Energy Star A Line, PAR, MR Lamps | 16.98% | 0.017428 | 1130.9689 | Residential_2027_Economic_GWh_After Competition Groups_Energy Star A Line, PAR, MR Lamps
Residential | Res ¦ Smart Power Bar | 2027 | Technical | GWh | After Competition Groups | 1618.4244 | 0 | 0 | 12108.4041 | 0.13366 | 1 | Residential_2027_Technical_GWh_After Competition Groups_1 | Smart Power Bar | 13.37% | 0 | 1618.4244 | Residential_2027_Technical_GWh_After Competition Groups_Smart Power Bar
Residential | Res ¦ Energy Star Clothes Washer | 2027 | Achievable | GWh | After Competition Groups | 192.68 | 18328286.9582 | 18.3283 | 1823.2806 | 0.10568 | 1 | Residential_2027_Achievable_GWh_After Competition Groups_1 | Energy Star Clothes Washer | 10.57% | 18.3283 | 192.68 | Residential_2027_Achievable_GWh_After Competition Groups_Energy Star Clothes Washer
Residential | Res ¦ Adaptive Thermostat | 2027 | Economic | GWh | After Competition Groups | 681.2247 | 4260049.0703 | 4.26 | 6661.2498 | 0.10227 | 2 | Residential_2027_Economic_GWh_After Competition Groups_2 | Adaptive Thermostat | 10.23% | 4.26 | 681.2247 | Residential_2027_Economic_GWh_After Competition Groups_Adaptive Thermostat
Residential | Res ¦ Energy Star A Line, PAR, MR Lamps | 2027 | Technical | GWh | After Competition Groups | 1130.9689 | 17428.3061 | 0.017428 | 12108.4041 | 0.093404 | 2 | Residential_2027_Technical_GWh_After Competition Groups_2 | Energy Star A Line, PAR, MR Lamps | 9.34% | 0.017428 | 1130.9689 | Residential_2027_Technical_GWh_After Competition Groups_Energy Star A Line, PAR, MR Lamps
Residential | Res ¦ Energy Star LED Bulbs General Purpose LEDs | 2027 | Achievable | GWh | After Competition Groups | 167.8684 | 0 | 0 | 1823.2806 | 0.092069 | 2 | Residential_2027_Achievable_GWh_After Competition Groups_2 | Energy Star LED Bulbs General Purpose LEDs | 9.207% | 0 | 167.8684 | Residential_2027_Achievable_GWh_After Competition Groups_Energy Star LED Bulbs General Purpose LEDs
Residential | Res ¦ Variable Speed Pool Pump Motor | 2027 | Achievable | GWh | After Competition Groups | 162.5559 | 10621340.2323 | 10.6213 | 1823.2806 | 0.089156 | 3 | Residential_2027_Achievable_GWh_After Competition Groups_3 | Variable Speed Pool Pump Motor | 8.916% | 10.6213 | 162.5559 | Residential_2027_Achievable_GWh_After Competition Groups_Variable Speed Pool Pump Motor
Residential | Res ¦ Air Sealing | 2027 | Economic | GWh | After Competition Groups | 573.5358 | 3121706.5089 | 3.1217 | 6661.2498 | 0.0861 | 3 | Residential_2027_Economic_GWh_After Competition Groups_3 | Air Sealing | 8.61% | 3.1217 | 573.5358 | Residential_2027_Economic_GWh_After Competition Groups_Air Sealing
Residential | Res ¦ Energy Star LED Specialty Bulbs | 2027 | Achievable | GWh | After Competition Groups | 147.1663 | 47420.1279 | 0.04742 | 1823.2806 | 0.080715 | 4 | Residential_2027_Achievable_GWh_After Competition Groups_4 | Energy Star LED Specialty Bulbs | 8.072% | 0.04742 | 147.1663 | Residential_2027_Achievable_GWh_After Competition Groups_Energy Star LED Specialty Bulbs
Residential | Res ¦ Car Block Heater Timer | 2027 | Achievable | GWh | After Competition Groups | 130.3626 | 646386.6497 | 0.64639 | 1823.2806 | 0.071499 | 5 | Residential_2027_Achievable_GWh_After Competition Groups_5 | Car Block Heater Timer | 7.15% | 0.64639 | 130.3626 | Residential_2027_Achievable_GWh_After Competition Groups_Car Block Heater Timer
Residential | Res ¦ Building Recommissioning, Operations and Maintenance (O&M) Improvements | 2027 | Achievable | GWh | After Competition Groups | 127.6683 | 321359.6601 | 0.32136 | 1823.2806 | 0.070021 | 6 | Residential_2027_Achievable_GWh_After Competition Groups_6 | Building Recommissioning, Operations and Maintenance (O&M) Improvements | 7.002% | 0.32136 | 127.6683 | Residential_2027_Achievable_GWh_After Competition Groups_Building Recommissioning, Operations and Maintenance (O&M) Improvements
Residential | Res ¦ Variable Speed Pool Pump Motor | 2027 | Economic | GWh | After Competition Groups | 430.3419 | 10621340.2323 | 10.6213 | 6661.2498 | 0.064604 | 4 | Residential_2027_Economic_GWh_After Competition Groups_4 | Variable Speed Pool Pump Motor | 6.46% | 10.6213 | 430.3419 | Residential_2027_Economic_GWh_After Competition Groups_Variable Speed Pool Pump Motor
Residential | Res ¦ Adaptive Thermostat | 2027 | Technical | GWh | After Competition Groups | 681.2247 | 4260049.0703 | 4.26 | 12108.4041 | 0.05626 | 3 | Residential_2027_Technical_GWh_After Competition Groups_3 | Adaptive Thermostat | 5.626% | 4.26 | 681.2247 | Residential_2027_Technical_GWh_After Competition Groups_Adaptive Thermostat
Residential | Res ¦ Car Block Heater Timer | 2027 | Economic | GWh | After Competition Groups | 350.4236 | 646386.6497 | 0.64639 | 6661.2498 | 0.052606 | 5 | Residential_2027_Economic_GWh_After Competition Groups_5 | Car Block Heater Timer | 5.261% | 0.64639 | 350.4236 | Residential_2027_Economic_GWh_After Competition Groups_Car Block Heater Timer
Residential | Res ¦ Building Recommissioning, Operations and Maintenance (O&M) Improvements | 2027 | Economic | GWh | After Competition Groups | 337.9531 | 321359.6601 | 0.32136 | 6661.2498 | 0.050734 | 6 | Residential_2027_Economic_GWh_After Competition Groups_6 | Building Recommissioning, Operations and Maintenance (O&M) Improvements | 5.073% | 0.32136 | 337.9531 | Residential_2027_Economic_GWh_After Competition Groups_Building Recommissioning, Operations and Maintenance (O&M) Improvements
Residential | Res ¦ Ductless Mini-Split Heat Pump | 2027 | Achievable | GWh | After Competition Groups | 91.4991 | 3806792.4173 | 3.8068 | 1823.2806 | 0.050184 | 7 | Residential_2027_Achievable_GWh_After Competition Groups_7 | Ductless Mini-Split Heat Pump | 5.018% | 3.8068 | 91.4991 | Residential_2027_Achievable_GWh_After Competition Groups_Ductless Mini-Split Heat Pump
Residential | Res ¦ Energy Star Clothes Washer | 2027 | Economic | GWh | After Competition Groups | 327.3489 | 18328286.9582 | 18.3283 | 6661.2498 | 0.049142 | 7 | Residential_2027_Economic_GWh_After Competition Groups_7 | Energy Star Clothes Washer | 4.914% | 18.3283 | 327.3489 | Residential_2027_Economic_GWh_After Competition Groups_Energy Star Clothes Washer
Residential | Res ¦ Air Sealing | 2027 | Technical | GWh | After Competition Groups | 573.5358 | 3121706.5089 | 3.1217 | 12108.4041 | 0.047367 | 4 | Residential_2027_Technical_GWh_After Competition Groups_4 | Air Sealing | 4.737% | 3.1217 | 573.5358 | Residential_2027_Technical_GWh_After Competition Groups_Air Sealing
Residential | Res ¦ Basement Wall Insulation | 2027 | Economic | GWh | After Competition Groups | 300.4004 | 1332783.9429 | 1.3328 | 6661.2498 | 0.045097 | 8 | Residential_2027_Economic_GWh_After Competition Groups_8 | Basement Wall Insulation | 4.51% | 1.3328 | 300.4004 | Residential_2027_Economic_GWh_After Competition Groups_Basement Wall Insulation
Residential | Res ¦ Energy Star A Line, PAR, MR Lamps | 2027 | Achievable | GWh | After Competition Groups | 80.1205 | 17428.3061 | 0.017428 | 1823.2806 | 0.043943 | 8 | Residential_2027_Achievable_GWh_After Competition Groups_8 | Energy Star A Line, PAR, MR Lamps | 4.394% | 0.017428 | 80.1205 | Residential_2027_Achievable_GWh_After Competition Groups_Energy Star A Line, PAR, MR Lamps
Residential | Res ¦ Ductless Mini-Split Heat Pump | 2027 | Economic | GWh | After Competition Groups | 283.7426 | 3806792.4173 | 3.8068 | 6661.2498 | 0.042596 | 9 | Residential_2027_Economic_GWh_After Competition Groups_9 | Ductless Mini-Split Heat Pump | 4.26% | 3.8068 | 283.7426 | Residential_2027_Economic_GWh_After Competition Groups_Ductless Mini-Split Heat Pump
Residential | Res ¦ Adaptive Thermostat | 2027 | Achievable | GWh | After Competition Groups | 70.4909 | 4260049.0703 | 4.26 | 1823.2806 | 0.038662 | 9 | Residential_2027_Achievable_GWh_After Competition Groups_9 | Adaptive Thermostat | 3.866% | 4.26 | 70.4909 | Residential_2027_Achievable_GWh_After Competition Groups_Adaptive Thermostat
Residential | Res ¦ Variable Speed Pool Pump Motor | 2027 | Technical | GWh | After Competition Groups | 430.3419 | 10621340.2323 | 10.6213 | 12108.4041 | 0.035541 | 5 | Residential_2027_Technical_GWh_After Competition Groups_5 | Variable Speed Pool Pump Motor | 3.554% | 10.6213 | 430.3419 | Residential_2027_Technical_GWh_After Competition Groups_Variable Speed Pool Pump Motor
Residential | Res ¦ Comprehensive Draft Proofing | 2027 | Achievable | GWh | After Competition Groups | 64.1156 | 0 | 0 | 1823.2806 | 0.035165 | 10 | Residential_2027_Achievable_GWh_After Competition Groups_10 | Comprehensive Draft Proofing | 3.516% | 0 | 64.1156 | Residential_2027_Achievable_GWh_After Competition Groups_Comprehensive Draft Proofing
Residential | Res ¦ Attic Insulation | 2027 | Economic | GWh | After Competition Groups | 231.8728 | 2330281.449 | 2.3303 | 6661.2498 | 0.034809 | 10 | Residential_2027_Economic_GWh_After Competition Groups_10 | Attic Insulation | 3.481% | 2.3303 | 231.8728 | Residential_2027_Economic_GWh_After Competition Groups_Attic Insulation
Residential | Res ¦ Energy Star Central Air Conditioner | 2027 | Technical | GWh | After Competition Groups | 418.1984 | 0 | 0 | 12108.4041 | 0.034538 | 6 | Residential_2027_Technical_GWh_After Competition Groups_6 | Energy Star Central Air Conditioner | 3.454% | 0 | 418.1984 | Residential_2027_Technical_GWh_After Competition Groups_Energy Star Central Air Conditioner
Residential | Res ¦ Energy Star Refrigerator | 2027 | Technical | GWh | After Competition Groups | 378.399 | 0 | 0 | 12108.4041 | 0.031251 | 7 | Residential_2027_Technical_GWh_After Competition Groups_7 | Energy Star Refrigerator | 3.125% | 0 | 378.399 | Residential_2027_Technical_GWh_After Competition Groups_Energy Star Refrigerator
Residential | Res ¦ LED Parking Lot Fixture | 2027 | Achievable | GWh | After Competition Groups | 54.3426 | 1850574.5792 | 1.8506 | 1823.2806 | 0.029805 | 11 | Residential_2027_Achievable_GWh_After Competition Groups_11 | LED Parking Lot Fixture | 2.98% | 1.8506 | 54.3426 | Residential_2027_Achievable_GWh_After Competition Groups_LED Parking Lot Fixture
Residential | Res ¦ Car Block Heater Timer | 2027 | Technical | GWh | After Competition Groups | 350.4236 | 646386.6497 | 0.64639 | 12108.4041 | 0.028941 | 8 | Residential_2027_Technical_GWh_After Competition Groups_8 | Car Block Heater Timer | 2.894% | 0.64639 | 350.4236 | Residential_2027_Technical_GWh_After Competition Groups_Car Block Heater Timer
Residential | Res ¦ Passive Attic Ventilation | 2027 | Technical | GWh | After Competition Groups | 343.859 | 0 | 0 | 12108.4041 | 0.028398 | 9 | Residential_2027_Technical_GWh_After Competition Groups_9 | Passive Attic Ventilation | 2.84% | 0 | 343.859 | Residential_2027_Technical_GWh_After Competition Groups_Passive Attic Ventilation
Residential | Res ¦ Energy Star Torchiere | 2027 | Achievable | GWh | After Competition Groups | 50.9224 | 1239957.6445 | 1.24 | 1823.2806 | 0.027929 | 12 | Residential_2027_Achievable_GWh_After Competition Groups_12 | Energy Star Torchiere | 2.793% | 1.24 | 50.9224 | Residential_2027_Achievable_GWh_After Competition Groups_Energy Star Torchiere
Residential | Res ¦ Building Recommissioning, Operations and Maintenance (O&M) Improvements | 2027 | Technical | GWh | After Competition Groups | 337.9531 | 321359.6601 | 0.32136 | 12108.4041 | 0.027911 | 10 | Residential_2027_Technical_GWh_After Competition Groups_10 | Building Recommissioning, Operations and Maintenance (O&M) Improvements | 2.791% | 0.32136 | 337.9531 | Residential_2027_Technical_GWh_After Competition Groups_Building Recommissioning, Operations and Maintenance (O&M) Improvements
Residential | Res ¦ Energy Star Torchiere | 2027 | Economic | GWh | After Competition Groups | 180.5631 | 1239957.6445 | 1.24 | 6661.2498 | 0.027106 | 11 | Residential_2027_Economic_GWh_After Competition Groups_11 | Energy Star Torchiere | 2.711% | 1.24 | 180.5631 | Residential_2027_Economic_GWh_After Competition Groups_Energy Star Torchiere
Residential | Res ¦ Energy Star Clothes Washer | 2027 | Technical | GWh | After Competition Groups | 327.3489 | 18328286.9582 | 18.3283 | 12108.4041 | 0.027035 | 11 | Residential_2027_Technical_GWh_After Competition Groups_11 | Energy Star Clothes Washer | 2.703% | 18.3283 | 327.3489 | Residential_2027_Technical_GWh_After Competition Groups_Energy Star Clothes Washer
Residential | Res ¦ Heavy Duty Outdoor/Holiday Plug-in Timers | 2027 | Achievable | GWh | After Competition Groups | 48.5284 | 5729657.4594 | 5.7297 | 1823.2806 | 0.026616 | 13 | Residential_2027_Achievable_GWh_After Competition Groups_13 | Heavy Duty Outdoor/Holiday Plug-in Timers | 2.662% | 5.7297 | 48.5284 | Residential_2027_Achievable_GWh_After Competition Groups_Heavy Duty Outdoor/Holiday Plug-in Timers
Residential | Res ¦ Smart Burners | 2027 | Technical | GWh | After Competition Groups | 314.5099 | 10416949.0771 | 10.4169 | 12108.4041 | 0.025975 | 12 | Residential_2027_Technical_GWh_After Competition Groups_12 | Smart Burners | 2.597% | 10.4169 | 314.5099 | Residential_2027_Technical_GWh_After Competition Groups_Smart Burners
Residential | Res ¦ Energy Star Windows | 2027 | Technical | GWh | After Competition Groups | 311.3133 | 0 | 0 | 12108.4041 | 0.025711 | 13 | Residential_2027_Technical_GWh_After Competition Groups_13 | Energy Star Windows | 2.571% | 0 | 311.3133 | Residential_2027_Technical_GWh_After Competition Groups_Energy Star Windows
Residential | Res ¦ Comprehensive Draft Proofing | 2027 | Economic | GWh | After Competition Groups | 169.7207 | 0 | 0 | 6661.2498 | 0.025479 | 12 | Residential_2027_Economic_GWh_After Competition Groups_12 | Comprehensive Draft Proofing | 2.548% | 0 | 169.7207 | Residential_2027_Economic_GWh_After Competition Groups_Comprehensive Draft Proofing
Residential | Res ¦ Basement Wall Insulation | 2027 | Technical | GWh | After Competition Groups | 300.4004 | 1332783.9429 | 1.3328 | 12108.4041 | 0.024809 | 14 | Residential_2027_Technical_GWh_After Competition Groups_14 | Basement Wall Insulation | 2.481% | 1.3328 | 300.4004 | Residential_2027_Technical_GWh_After Competition Groups_Basement Wall Insulation
Residential | Res ¦ Occupancy Sensors MF | 2027 | Achievable | GWh | After Competition Groups | 44.3316 | 39922.0875 | 0.039922 | 1823.2806 | 0.024314 | 14 | Residential_2027_Achievable_GWh_After Competition Groups_14 | Occupancy Sensors MF | 2.431% | 0.039922 | 44.3316 | Residential_2027_Achievable_GWh_After Competition Groups_Occupancy Sensors MF
Residential | Res ¦ Energy Star Air Source Heat Pump | 2027 | Economic | GWh | After Competition Groups | 158.5138 | 1461942.224 | 1.4619 | 6661.2498 | 0.023796 | 13 | Residential_2027_Economic_GWh_After Competition Groups_13 | Energy Star Air Source Heat Pump | 2.38% | 1.4619 | 158.5138 | Residential_2027_Economic_GWh_After Competition Groups_Energy Star Air Source Heat Pump
Residential | Res ¦ Heavy Duty Outdoor/Holiday Plug-in Timers | 2027 | Economic | GWh | After Competition Groups | 158.315 | 5729657.4594 | 5.7297 | 6661.2498 | 0.023767 | 14 | Residential_2027_Economic_GWh_After Competition Groups_14 | Heavy Duty Outdoor/Holiday Plug-in Timers | 2.377% | 5.7297 | 158.315 | Residential_2027_Economic_GWh_After Competition Groups_Heavy Duty Outdoor/Holiday Plug-in Timers
Residential | Res ¦ Ductless Mini-Split Heat Pump | 2027 | Technical | GWh | After Competition Groups | 283.7426 | 3806792.4173 | 3.8068 | 12108.4041 | 0.023434 | 15 | Residential_2027_Technical_GWh_After Competition Groups_15 | Ductless Mini-Split Heat Pump | 2.343% | 3.8068 | 283.7426 | Residential_2027_Technical_GWh_After Competition Groups_Ductless Mini-Split Heat Pump
Residential | Res ¦ Energy Star Ground Source Heat Pump | 2027 | Technical | GWh | After Competition Groups | 280.3476 | 0 | 0 | 12108.4041 | 0.023153 | 16 | Residential_2027_Technical_GWh_After Competition Groups_16 | Energy Star Ground Source Heat Pump | 2.315% | 0 | 280.3476 | Residential_2027_Technical_GWh_After Competition Groups_Energy Star Ground Source Heat Pump
Residential | Res ¦ Energy Star Light Fixture | 2027 | Technical | GWh | After Competition Groups | 274.2682 | 7094183.9138 | 7.0942 | 12108.4041 | 0.022651 | 17 | Residential_2027_Technical_GWh_After Competition Groups_17 | Energy Star Light Fixture | 2.265% | 7.0942 | 274.2682 | Residential_2027_Technical_GWh_After Competition Groups_Energy Star Light Fixture
Residential | Res ¦ Heat Pump Clothes Dryer | 2027 | Technical | GWh | After Competition Groups | 270.2498 | 0 | 0 | 12108.4041 | 0.022319 | 18 | Residential_2027_Technical_GWh_After Competition Groups_18 | Heat Pump Clothes Dryer | 2.232% | 0 | 270.2498 | Residential_2027_Technical_GWh_After Competition Groups_Heat Pump Clothes Dryer
Residential | Res ¦ Basement or Crawlspace Insulation | 2027 | Technical | GWh | After Competition Groups | 249.9711 | 0 | 0 | 12108.4041 | 0.020644 | 19 | Residential_2027_Technical_GWh_After Competition Groups_19 | Basement or Crawlspace Insulation | 2.064% | 0 | 249.9711 | Residential_2027_Technical_GWh_After Competition Groups_Basement or Crawlspace Insulation
Residential | Res ¦ Energy Star Light Fixture | 2027 | Achievable | GWh | After Competition Groups | 36.4615 | 7094183.9138 | 7.0942 | 1823.2806 | 0.019998 | 15 | Residential_2027_Achievable_GWh_After Competition Groups_15 | Energy Star Light Fixture | 2% | 7.0942 | 36.4615 | Residential_2027_Achievable_GWh_After Competition Groups_Energy Star Light Fixture
Residential | Res ¦ Air Sealing | 2027 | Achievable | GWh | After Competition Groups | 36.3711 | 3121706.5089 | 3.1217 | 1823.2806 | 0.019948 | 16 | Residential_2027_Achievable_GWh_After Competition Groups_16 | Air Sealing | 1.995% | 3.1217 | 36.3711 | Residential_2027_Achievable_GWh_After Competition Groups_Air Sealing
Residential | Res ¦ Energy Star Light Fixture | 2027 | Economic | GWh | After Competition Groups | 129.0384 | 7094183.9138 | 7.0942 | 6661.2498 | 0.019371 | 15 | Residential_2027_Economic_GWh_After Competition Groups_15 | Energy Star Light Fixture | 1.937% | 7.0942 | 129.0384 | Residential_2027_Economic_GWh_After Competition Groups_Energy Star Light Fixture
Residential | Res ¦ Attic Insulation | 2027 | Technical | GWh | After Competition Groups | 231.8728 | 2330281.449 | 2.3303 | 12108.4041 | 0.01915 | 20 | Residential_2027_Technical_GWh_After Competition Groups_20 | Attic Insulation | 1.915% | 2.3303 | 231.8728 | Residential_2027_Technical_GWh_After Competition Groups_Attic Insulation
Residential | Res ¦ Refrigerator Recycling | 2027 | Achievable | GWh | After Competition Groups | 32.8133 | 2683382.7354 | 2.6834 | 1823.2806 | 0.017997 | 17 | Residential_2027_Achievable_GWh_After Competition Groups_17 | Refrigerator Recycling | 1.8% | 2.6834 | 32.8133 | Residential_2027_Achievable_GWh_After Competition Groups_Refrigerator Recycling
Residential | Res ¦ Smart Burners | 2027 | Economic | GWh | After Competition Groups | 118.1781 | 10416949.0771 | 10.4169 | 6661.2498 | 0.017741 | 16 | Residential_2027_Economic_GWh_After Competition Groups_16 | Smart Burners | 1.774% | 10.4169 | 118.1781 | Residential_2027_Economic_GWh_After Competition Groups_Smart Burners
Residential | Res ¦ Occupancy Sensors MF | 2027 | Economic | GWh | After Competition Groups | 116.5874 | 39922.0875 | 0.039922 | 6661.2498 | 0.017502 | 17 | Residential_2027_Economic_GWh_After Competition Groups_17 | Occupancy Sensors MF | 1.75% | 0.039922 | 116.5874 | Residential_2027_Economic_GWh_After Competition Groups_Occupancy Sensors MF
Residential | Res ¦ Clothes Drying Racks | 2027 | Achievable | GWh | After Competition Groups | 29.9473 | 11587486.6661 | 11.5875 | 1823.2806 | 0.016425 | 18 | Residential_2027_Achievable_GWh_After Competition Groups_18 | Clothes Drying Racks | 1.642% | 11.5875 | 29.9473 | Residential_2027_Achievable_GWh_After Competition Groups_Clothes Drying Racks
Residential | Res ¦ Freezer Recycling | 2027 | Achievable | GWh | After Competition Groups | 28.7109 | 57637681.2668 | 57.6377 | 1823.2806 | 0.015747 | 19 | Residential_2027_Achievable_GWh_After Competition Groups_19 | Freezer Recycling | 1.575% | 57.6377 | 28.7109 | Residential_2027_Achievable_GWh_After Competition Groups_Freezer Recycling
Residential | Res ¦ Wall Insulation | 2027 | Technical | GWh | After Competition Groups | 181.7161 | 153665.118 | 0.15367 | 12108.4041 | 0.015007 | 21 | Residential_2027_Technical_GWh_After Competition Groups_21 | Wall Insulation | 1.501% | 0.15367 | 181.7161 | Residential_2027_Technical_GWh_After Competition Groups_Wall Insulation
Residential | Res ¦ Energy Star Torchiere | 2027 | Technical | GWh | After Competition Groups | 180.5631 | 1239957.6445 | 1.24 | 12108.4041 | 0.014912 | 22 | Residential_2027_Technical_GWh_After Competition Groups_22 | Energy Star Torchiere | 1.491% | 1.24 | 180.5631 | Residential_2027_Technical_GWh_After Competition Groups_Energy Star Torchiere
Residential | Res ¦ Heavy Duty Outdoor/Holiday Plug-in Timers | 2027 | Technical | GWh | After Competition Groups | 175.5634 | 5729657.4594 | 5.7297 | 12108.4041 | 0.014499 | 23 | Residential_2027_Technical_GWh_After Competition Groups_23 | Heavy Duty Outdoor/Holiday Plug-in Timers | 1.45% | 5.7297 | 175.5634 | Residential_2027_Technical_GWh_After Competition Groups_Heavy Duty Outdoor/Holiday Plug-in Timers
Residential | Res ¦ Comprehensive Draft Proofing | 2027 | Technical | GWh | After Competition Groups | 169.7207 | 0 | 0 | 12108.4041 | 0.014017 | 24 | Residential_2027_Technical_GWh_After Competition Groups_24 | Comprehensive Draft Proofing | 1.402% | 0 | 169.7207 | Residential_2027_Technical_GWh_After Competition Groups_Comprehensive Draft Proofing
Residential | Res ¦ LED Exterior Area Lights - LED Fixture (200W) | 2027 | Achievable | GWh | After Competition Groups | 24.2971 | 1591713.2891 | 1.5917 | 1823.2806 | 0.013326 | 20 | Residential_2027_Achievable_GWh_After Competition Groups_20 | LED Exterior Area Lights - LED Fixture (200W) | 1.333% | 1.5917 | 24.2971 | Residential_2027_Achievable_GWh_After Competition Groups_LED Exterior Area Lights - LED Fixture (200W)
Residential | Res ¦ LED Parking Lot Fixture | 2027 | Economic | GWh | After Competition Groups | 88.1252 | 1850574.5792 | 1.8506 | 6661.2498 | 0.01323 | 18 | Residential_2027_Economic_GWh_After Competition Groups_18 | LED Parking Lot Fixture | 1.323% | 1.8506 | 88.1252 | Residential_2027_Economic_GWh_After Competition Groups_LED Parking Lot Fixture
Residential | Res ¦ Refrigerator Recycling | 2027 | Economic | GWh | After Competition Groups | 86.8693 | 2683382.7354 | 2.6834 | 6661.2498 | 0.013041 | 19 | Residential_2027_Economic_GWh_After Competition Groups_19 | Refrigerator Recycling | 1.304% | 2.6834 | 86.8693 | Residential_2027_Economic_GWh_After Competition Groups_Refrigerator Recycling
Residential | Res ¦ Ductless Mini-Split Air Conditioner | 2027 | Technical | GWh | After Competition Groups | 156.0942 | 0 | 0 | 12108.4041 | 0.012891 | 25 | Residential_2027_Technical_GWh_After Competition Groups_25 | Ductless Mini-Split Air Conditioner | 1.289% | 0 | 156.0942 | Residential_2027_Technical_GWh_After Competition Groups_Ductless Mini-Split Air Conditioner
Residential | Res ¦ Clothes Drying Racks | 2027 | Economic | GWh | After Competition Groups | 79.3159 | 11587486.6661 | 11.5875 | 6661.2498 | 0.011907 | 20 | Residential_2027_Economic_GWh_After Competition Groups_20 | Clothes Drying Racks | 1.191% | 11.5875 | 79.3159 | Residential_2027_Economic_GWh_After Competition Groups_Clothes Drying Racks
Residential | Res ¦ Freezer Recycling | 2027 | Economic | GWh | After Competition Groups | 76.2151 | 57637681.2668 | 57.6377 | 6661.2498 | 0.011442 | 21 | Residential_2027_Economic_GWh_After Competition Groups_21 | Freezer Recycling | 1.144% | 57.6377 | 76.2151 | Residential_2027_Economic_GWh_After Competition Groups_Freezer Recycling
Residential | Res ¦ Duct Insulation | 2027 | Economic | GWh | After Competition Groups | 71.8845 | 808351.326 | 0.80835 | 6661.2498 | 0.010791 | 22 | Residential_2027_Economic_GWh_After Competition Groups_22 | Duct Insulation | 1.079% | 0.80835 | 71.8845 | Residential_2027_Economic_GWh_After Competition Groups_Duct Insulation
Residential | Res ¦ Basement Wall Insulation | 2027 | Achievable | GWh | After Competition Groups | 19.0511 | 1332783.9429 | 1.3328 | 1823.2806 | 0.010449 | 21 | Residential_2027_Achievable_GWh_After Competition Groups_21 | Basement Wall Insulation | 1.045% | 1.3328 | 19.0511 | Residential_2027_Achievable_GWh_After Competition Groups_Basement Wall Insulation
Residential | Res ¦ Furnace with ECM | 2027 | Technical | GWh | After Competition Groups | 125.7963 | 0 | 0 | 12108.4041 | 0.010389 | 26 | Residential_2027_Technical_GWh_After Competition Groups_26 | Furnace with ECM | 1.039% | 0 | 125.7963 | Residential_2027_Technical_GWh_After Competition Groups_Furnace with ECM
Residential | Res ¦ Advanced BAS/Controllers | 2027 | Achievable | GWh | After Competition Groups | 18.6468 | 1603988.9987 | 1.604 | 1823.2806 | 0.010227 | 22 | Residential_2027_Achievable_GWh_After Competition Groups_22 | Advanced BAS/Controllers | 1.023% | 1.604 | 18.6468 | Residential_2027_Achievable_GWh_After Competition Groups_Advanced BAS/Controllers
Residential | Res ¦ Occupancy Sensors MF | 2027 | Technical | GWh | After Competition Groups | 116.5874 | 39922.0875 | 0.039922 | 12108.4041 | 0.0096286 | 27 | Residential_2027_Technical_GWh_After Competition Groups_27 | Occupancy Sensors MF | 0.9629% | 0.039922 | 116.5874 | Residential_2027_Technical_GWh_After Competition Groups_Occupancy Sensors MF
Residential | Res ¦ Radiant Barrier | 2027 | Technical | GWh | After Competition Groups | 115.8463 | 0 | 0 | 12108.4041 | 0.0095674 | 28 | Residential_2027_Technical_GWh_After Competition Groups_28 | Radiant Barrier | 0.9567% | 0 | 115.8463 | Residential_2027_Technical_GWh_After Competition Groups_Radiant Barrier
Residential | Res ¦ Energy Star Air Source Heat Pump | 2027 | Achievable | GWh | After Competition Groups | 17.2898 | 1461942.224 | 1.4619 | 1823.2806 | 0.0094828 | 23 | Residential_2027_Achievable_GWh_After Competition Groups_23 | Energy Star Air Source Heat Pump | 0.9483% | 1.4619 | 17.2898 | Residential_2027_Achievable_GWh_After Competition Groups_Energy Star Air Source Heat Pump
Residential | Res ¦ Floor Insulation | 2027 | Economic | GWh | After Competition Groups | 60.8794 | 953449.2907 | 0.95345 | 6661.2498 | 0.0091393 | 23 | Residential_2027_Economic_GWh_After Competition Groups_23 | Floor Insulation | 0.9139% | 0.95345 | 60.8794 | Residential_2027_Economic_GWh_After Competition Groups_Floor Insulation
Residential | Res ¦ Energy Star Room Air Conditioner | 2027 | Economic | GWh | After Competition Groups | 59.5392 | 1466355.4185 | 1.4664 | 6661.2498 | 0.0089381 | 24 | Residential_2027_Economic_GWh_After Competition Groups_24 | Energy Star Room Air Conditioner | 0.8938% | 1.4664 | 59.5392 | Residential_2027_Economic_GWh_After Competition Groups_Energy Star Room Air Conditioner
Residential | Res ¦ Furnace Whistle | 2027 | Achievable | GWh | After Competition Groups | 15.6278 | 62427.0113 | 0.062427 | 1823.2806 | 0.0085713 | 24 | Residential_2027_Achievable_GWh_After Competition Groups_24 | Furnace Whistle | 0.8571% | 0.062427 | 15.6278 | Residential_2027_Achievable_GWh_After Competition Groups_Furnace Whistle
Residential | Res ¦ Attic Insulation | 2027 | Achievable | GWh | After Competition Groups | 14.703 | 2330281.449 | 2.3303 | 1823.2806 | 0.008064 | 25 | Residential_2027_Achievable_GWh_After Competition Groups_25 | Attic Insulation | 0.8064% | 2.3303 | 14.703 | Residential_2027_Achievable_GWh_After Competition Groups_Attic Insulation
Residential | Res ¦ Ceiling Insulation | 2027 | Technical | GWh | After Competition Groups | 90.5147 | 0 | 0 | 12108.4041 | 0.0074754 | 29 | Residential_2027_Technical_GWh_After Competition Groups_29 | Ceiling Insulation | 0.7475% | 0 | 90.5147 | Residential_2027_Technical_GWh_After Competition Groups_Ceiling Insulation
Residential | Res ¦ Window Film | 2027 | Technical | GWh | After Competition Groups | 90.243 | 0 | 0 | 12108.4041 | 0.0074529 | 30 | Residential_2027_Technical_GWh_After Competition Groups_30 | Window Film | 0.7453% | 0 | 90.243 | Residential_2027_Technical_GWh_After Competition Groups_Window Film
Residential | Res ¦ Advanced BAS/Controllers | 2027 | Economic | GWh | After Competition Groups | 49.3668 | 1603988.9987 | 1.604 | 6661.2498 | 0.007411 | 25 | Residential_2027_Economic_GWh_After Competition Groups_25 | Advanced BAS/Controllers | 0.7411% | 1.604 | 49.3668 | Residential_2027_Economic_GWh_After Competition Groups_Advanced BAS/Controllers
Residential | Res ¦ Lighting Motion Sensors, Timers, Dimmers | 2027 | Technical | GWh | After Competition Groups | 88.8908 | 0 | 0 | 12108.4041 | 0.0073412 | 31 | Residential_2027_Technical_GWh_After Competition Groups_31 | Lighting Motion Sensors, Timers, Dimmers | 0.7341% | 0 | 88.8908 | Residential_2027_Technical_GWh_After Competition Groups_Lighting Motion Sensors, Timers, Dimmers
Residential | Res ¦ LED Parking Lot Fixture | 2027 | Technical | GWh | After Competition Groups | 88.1252 | 1850574.5792 | 1.8506 | 12108.4041 | 0.007278 | 32 | Residential_2027_Technical_GWh_After Competition Groups_32 | LED Parking Lot Fixture | 0.7278% | 1.8506 | 88.1252 | Residential_2027_Technical_GWh_After Competition Groups_LED Parking Lot Fixture
Residential | Res ¦ Refrigerator Recycling | 2027 | Technical | GWh | After Competition Groups | 86.8693 | 2683382.7354 | 2.6834 | 12108.4041 | 0.0071743 | 33 | Residential_2027_Technical_GWh_After Competition Groups_33 | Refrigerator Recycling | 0.7174% | 2.6834 | 86.8693 | Residential_2027_Technical_GWh_After Competition Groups_Refrigerator Recycling
Residential | Res ¦ Outside Air Economizer | 2027 | Achievable | GWh | After Competition Groups | 13.0506 | 328798.1874 | 0.3288 | 1823.2806 | 0.0071578 | 26 | Residential_2027_Achievable_GWh_After Competition Groups_26 | Outside Air Economizer | 0.7158% | 0.3288 | 13.0506 | Residential_2027_Achievable_GWh_After Competition Groups_Outside Air Economizer
Residential | Res ¦ Variable Refrigerant Flow Heat Pump | 2027 | Technical | GWh | After Competition Groups | 86.2773 | 0 | 0 | 12108.4041 | 0.0071254 | 34 | Residential_2027_Technical_GWh_After Competition Groups_34 | Variable Refrigerant Flow Heat Pump | 0.7125% | 0 | 86.2773 | Residential_2027_Technical_GWh_After Competition Groups_Variable Refrigerant Flow Heat Pump
Residential | Res ¦ Wall Insulation | 2027 | Economic | GWh | After Competition Groups | 46.2073 | 153665.118 | 0.15367 | 6661.2498 | 0.0069367 | 26 | Residential_2027_Economic_GWh_After Competition Groups_26 | Wall Insulation | 0.6937% | 0.15367 | 46.2073 | Residential_2027_Economic_GWh_After Competition Groups_Wall Insulation
Residential | Res ¦ Smart Burners | 2027 | Achievable | GWh | After Competition Groups | 12.2867 | 10416949.0771 | 10.4169 | 1823.2806 | 0.0067388 | 27 | Residential_2027_Achievable_GWh_After Competition Groups_27 | Smart Burners | 0.6739% | 10.4169 | 12.2867 | Residential_2027_Achievable_GWh_After Competition Groups_Smart Burners
Residential | Res ¦ Clothes Drying Racks | 2027 | Technical | GWh | After Competition Groups | 79.3159 | 11587486.6661 | 11.5875 | 12108.4041 | 0.0065505 | 35 | Residential_2027_Technical_GWh_After Competition Groups_35 | Clothes Drying Racks | 0.655% | 11.5875 | 79.3159 | Residential_2027_Technical_GWh_After Competition Groups_Clothes Drying Racks
Residential | Res ¦ Minimize Hot and Warm Clothes Wash | 2027 | Economic | GWh | After Competition Groups | 42.2413 | 0 | 0 | 6661.2498 | 0.0063414 | 27 | Residential_2027_Economic_GWh_After Competition Groups_27 | Minimize Hot and Warm Clothes Wash | 0.6341% | 0 | 42.2413 | Residential_2027_Economic_GWh_After Competition Groups_Minimize Hot and Warm Clothes Wash
Residential | Res ¦ ENERGY STAR LED LAMPS (REFLECTOR LAMPs/MR16/PAR 16) | 2027 | Achievable | GWh | After Competition Groups | 11.5496 | 236198.3435 | 0.2362 | 1823.2806 | 0.0063345 | 28 | Residential_2027_Achievable_GWh_After Competition Groups_28 | ENERGY STAR LED LAMPS (REFLECTOR LAMPs/MR16/PAR 16) | 0.6335% | 0.2362 | 11.5496 | Residential_2027_Achievable_GWh_After Competition Groups_ENERGY STAR LED LAMPS (REFLECTOR LAMPs/MR16/PAR 16)
Residential | Res ¦ LED Downlight | 2027 | Technical | GWh | After Competition Groups | 76.2692 | 0 | 0 | 12108.4041 | 0.0062989 | 36 | Residential_2027_Technical_GWh_After Competition Groups_36 | LED Downlight | 0.6299% | 0 | 76.2692 | Residential_2027_Technical_GWh_After Competition Groups_LED Downlight
Residential | Res ¦ Freezer Recycling | 2027 | Technical | GWh | After Competition Groups | 76.2151 | 57637681.2668 | 57.6377 | 12108.4041 | 0.0062944 | 37 | Residential_2027_Technical_GWh_After Competition Groups_37 | Freezer Recycling | 0.6294% | 57.6377 | 76.2151 | Residential_2027_Technical_GWh_After Competition Groups_Freezer Recycling
Residential | Res ¦ Energy Star Room Air Conditioner | 2027 | Achievable | GWh | After Competition Groups | 11.4658 | 1466355.4185 | 1.4664 | 1823.2806 | 0.0062885 | 29 | Residential_2027_Achievable_GWh_After Competition Groups_29 | Energy Star Room Air Conditioner | 0.6289% | 1.4664 | 11.4658 | Residential_2027_Achievable_GWh_After Competition Groups_Energy Star Room Air Conditioner
Residential | Res ¦ Duct Insulation | 2027 | Technical | GWh | After Competition Groups | 75.4716 | 808351.326 | 0.80835 | 12108.4041 | 0.006233 | 38 | Residential_2027_Technical_GWh_After Competition Groups_38 | Duct Insulation | 0.6233% | 0.80835 | 75.4716 | Residential_2027_Technical_GWh_After Competition Groups_Duct Insulation
Residential | Res ¦ Furnace Whistle | 2027 | Economic | GWh | After Competition Groups | 41.3684 | 62427.0113 | 0.062427 | 6661.2498 | 0.0062103 | 28 | Residential_2027_Economic_GWh_After Competition Groups_28 | Furnace Whistle | 0.621% | 0.062427 | 41.3684 | Residential_2027_Economic_GWh_After Competition Groups_Furnace Whistle
Residential | Res ¦ LED Exterior Area Lights - LED Fixture (200W) | 2027 | Economic | GWh | After Competition Groups | 40.2755 | 1591713.2891 | 1.5917 | 6661.2498 | 0.0060462 | 29 | Residential_2027_Economic_GWh_After Competition Groups_29 | LED Exterior Area Lights - LED Fixture (200W) | 0.6046% | 1.5917 | 40.2755 | Residential_2027_Economic_GWh_After Competition Groups_LED Exterior Area Lights - LED Fixture (200W)
Residential | Res ¦ INTEGRAL LED TROFFERS | 2027 | Technical | GWh | After Competition Groups | 63.8594 | 0 | 0 | 12108.4041 | 0.005274 | 39 | Residential_2027_Technical_GWh_After Competition Groups_39 | INTEGRAL LED TROFFERS | 0.5274% | 0 | 63.8594 | Residential_2027_Technical_GWh_After Competition Groups_INTEGRAL LED TROFFERS
Residential | Res ¦ Floor Insulation | 2027 | Technical | GWh | After Competition Groups | 60.8794 | 953449.2907 | 0.95345 | 12108.4041 | 0.0050279 | 40 | Residential_2027_Technical_GWh_After Competition Groups_40 | Floor Insulation | 0.5028% | 0.95345 | 60.8794 | Residential_2027_Technical_GWh_After Competition Groups_Floor Insulation
Residential | Res ¦ Minimize Hot and Warm Clothes Wash | 2027 | Achievable | GWh | After Competition Groups | 8.3163 | 0 | 0 | 1823.2806 | 0.0045612 | 30 | Residential_2027_Achievable_GWh_After Competition Groups_30 | Minimize Hot and Warm Clothes Wash | 0.4561% | 0 | 8.3163 | Residential_2027_Achievable_GWh_After Competition Groups_Minimize Hot and Warm Clothes Wash
Residential | Res ¦ Basement or Crawlspace Insulation | 2027 | Economic | GWh | After Competition Groups | 29.5479 | 0 | 0 | 6661.2498 | 0.0044358 | 30 | Residential_2027_Economic_GWh_After Competition Groups_30 | Basement or Crawlspace Insulation | 0.4436% | 0 | 29.5479 | Residential_2027_Economic_GWh_After Competition Groups_Basement or Crawlspace Insulation
Residential | Res ¦ Dehumidifier Recycling | 2027 | Technical | GWh | After Competition Groups | 52.3454 | 0 | 0 | 12108.4041 | 0.0043231 | 41 | Residential_2027_Technical_GWh_After Competition Groups_41 | Dehumidifier Recycling | 0.4323% | 0 | 52.3454 | Residential_2027_Technical_GWh_After Competition Groups_Dehumidifier Recycling
Residential | Res ¦ Outside Air Economizer | 2027 | Economic | GWh | After Competition Groups | 28.1566 | 328798.1874 | 0.3288 | 6661.2498 | 0.0042269 | 31 | Residential_2027_Economic_GWh_After Competition Groups_31 | Outside Air Economizer | 0.4227% | 0.3288 | 28.1566 | Residential_2027_Economic_GWh_After Competition Groups_Outside Air Economizer
Residential | Res ¦ Advanced BAS/Controllers | 2027 | Technical | GWh | After Competition Groups | 49.3668 | 1603988.9987 | 1.604 | 12108.4041 | 0.0040771 | 42 | Residential_2027_Technical_GWh_After Competition Groups_42 | Advanced BAS/Controllers | 0.4077% | 1.604 | 49.3668 | Residential_2027_Technical_GWh_After Competition Groups_Advanced BAS/Controllers
Residential | Res ¦ Duct Insulation MF | 2027 | Economic | GWh | After Competition Groups | 26.6821 | 606684.0639 | 0.60668 | 6661.2498 | 0.0040056 | 32 | Residential_2027_Economic_GWh_After Competition Groups_32 | Duct Insulation MF | 0.4006% | 0.60668 | 26.6821 | Residential_2027_Economic_GWh_After Competition Groups_Duct Insulation MF
Residential | Res ¦ Solar Powered Attic Fan | 2027 | Technical | GWh | After Competition Groups | 46.2475 | 0 | 0 | 12108.4041 | 0.0038195 | 43 | Residential_2027_Technical_GWh_After Competition Groups_43 | Solar Powered Attic Fan | 0.3819% | 0 | 46.2475 | Residential_2027_Technical_GWh_After Competition Groups_Solar Powered Attic Fan
Residential | Res ¦ Variable Frequency Drive (VFD) | 2027 | Achievable | GWh | After Competition Groups | 6.7382 | 385217.5797 | 0.38522 | 1823.2806 | 0.0036957 | 31 | Residential_2027_Achievable_GWh_After Competition Groups_31 | Variable Frequency Drive (VFD) | 0.3696% | 0.38522 | 6.7382 | Residential_2027_Achievable_GWh_After Competition Groups_Variable Frequency Drive (VFD)
Residential | Res ¦ LED Tube Re-Lamp | 2027 | Achievable | GWh | After Competition Groups | 6.7151 | 1184088.5303 | 1.1841 | 1823.2806 | 0.003683 | 32 | Residential_2027_Achievable_GWh_After Competition Groups_32 | LED Tube Re-Lamp | 0.3683% | 1.1841 | 6.7151 | Residential_2027_Achievable_GWh_After Competition Groups_LED Tube Re-Lamp
Residential | Res ¦ Energy Star Ceiling Fan/Lighting | 2027 | Technical | GWh | After Competition Groups | 42.397 | 0 | 0 | 12108.4041 | 0.0035014 | 44 | Residential_2027_Technical_GWh_After Competition Groups_44 | Energy Star Ceiling Fan/Lighting | 0.3501% | 0 | 42.397 | Residential_2027_Technical_GWh_After Competition Groups_Energy Star Ceiling Fan/Lighting
Residential | Res ¦ Minimize Hot and Warm Clothes Wash | 2027 | Technical | GWh | After Competition Groups | 42.2413 | 0 | 0 | 12108.4041 | 0.0034886 | 45 | Residential_2027_Technical_GWh_After Competition Groups_45 | Minimize Hot and Warm Clothes Wash | 0.3489% | 0 | 42.2413 | Residential_2027_Technical_GWh_After Competition Groups_Minimize Hot and Warm Clothes Wash
Residential | Res ¦ CO Sensors for parking garage exhaust fans | 2027 | Achievable | GWh | After Competition Groups | 6.2556 | 589164.8068 | 0.58916 | 1823.2806 | 0.003431 | 33 | Residential_2027_Achievable_GWh_After Competition Groups_33 | CO Sensors for parking garage exhaust fans | 0.3431% | 0.58916 | 6.2556 | Residential_2027_Achievable_GWh_After Competition Groups_CO Sensors for parking garage exhaust fans
Residential | Res ¦ Furnace Whistle | 2027 | Technical | GWh | After Competition Groups | 41.3684 | 62427.0113 | 0.062427 | 12108.4041 | 0.0034165 | 46 | Residential_2027_Technical_GWh_After Competition Groups_46 | Furnace Whistle | 0.3417% | 0.062427 | 41.3684 | Residential_2027_Technical_GWh_After Competition Groups_Furnace Whistle
Residential | Res ¦ Demand Control Ventilation | 2027 | Economic | GWh | After Competition Groups | 22.7035 | 20546.261 | 0.020546 | 6661.2498 | 0.0034083 | 33 | Residential_2027_Economic_GWh_After Competition Groups_33 | Demand Control Ventilation | 0.3408% | 0.020546 | 22.7035 | Residential_2027_Economic_GWh_After Competition Groups_Demand Control Ventilation
Residential | Res ¦ LED Exterior Area Lights - LED Fixture (200W) | 2027 | Technical | GWh | After Competition Groups | 40.2755 | 1591713.2891 | 1.5917 | 12108.4041 | 0.0033262 | 47 | Residential_2027_Technical_GWh_After Competition Groups_47 | LED Exterior Area Lights - LED Fixture (200W) | 0.3326% | 1.5917 | 40.2755 | Residential_2027_Technical_GWh_After Competition Groups_LED Exterior Area Lights - LED Fixture (200W)
Residential | Res ¦ High Efficiency Chiller (avg of water and air cooled) | 2027 | Achievable | GWh | After Competition Groups | 5.8366 | 194303.0089 | 0.1943 | 1823.2806 | 0.0032011 | 34 | Residential_2027_Achievable_GWh_After Competition Groups_34 | High Efficiency Chiller (avg of water and air cooled) | 0.3201% | 0.1943 | 5.8366 | Residential_2027_Achievable_GWh_After Competition Groups_High Efficiency Chiller (avg of water and air cooled)
Residential | Res ¦ Early Hot Water Heater Replacement | 2027 | Technical | GWh | After Competition Groups | 37.5634 | 0 | 0 | 12108.4041 | 0.0031023 | 48 | Residential_2027_Technical_GWh_After Competition Groups_48 | Early Hot Water Heater Replacement | 0.3102% | 0 | 37.5634 | Residential_2027_Technical_GWh_After Competition Groups_Early Hot Water Heater Replacement
Residential | Res ¦ Energy Star Freezer | 2027 | Technical | GWh | After Competition Groups | 37.1738 | 0 | 0 | 12108.4041 | 0.0030701 | 49 | Residential_2027_Technical_GWh_After Competition Groups_49 | Energy Star Freezer | 0.307% | 0 | 37.1738 | Residential_2027_Technical_GWh_After Competition Groups_Energy Star Freezer
Residential | Res ¦ Duct Insulation MF | 2027 | Technical | GWh | After Competition Groups | 34.0069 | 606684.0639 | 0.60668 | 12108.4041 | 0.0028085 | 50 | Residential_2027_Technical_GWh_After Competition Groups_50 | Duct Insulation MF | 0.2809% | 0.60668 | 34.0069 | Residential_2027_Technical_GWh_After Competition Groups_Duct Insulation MF
Residential | Res ¦ Water Heater Temperature Setback | 2027 | Achievable | GWh | After Competition Groups | 4.9795 | 63179.0836 | 0.063179 | 1823.2806 | 0.0027311 | 35 | Residential_2027_Achievable_GWh_After Competition Groups_35 | Water Heater Temperature Setback | 0.2731% | 0.063179 | 4.9795 | Residential_2027_Achievable_GWh_After Competition Groups_Water Heater Temperature Setback
Residential | Res ¦ Home Energy Reports | 2027 | Technical | GWh | After Competition Groups | 33.0038 | 32109.8159 | 0.03211 | 12108.4041 | 0.0027257 | 51 | Residential_2027_Technical_GWh_After Competition Groups_51 | Home Energy Reports | 0.2726% | 0.03211 | 33.0038 | Residential_2027_Technical_GWh_After Competition Groups_Home Energy Reports
Residential | Res ¦ Variable Frequency Drive (VFD) | 2027 | Economic | GWh | After Competition Groups | 17.8378 | 385217.5797 | 0.38522 | 6661.2498 | 0.0026778 | 34 | Residential_2027_Economic_GWh_After Competition Groups_34 | Variable Frequency Drive (VFD) | 0.2678% | 0.38522 | 17.8378 | Residential_2027_Economic_GWh_After Competition Groups_Variable Frequency Drive (VFD)
Residential | Res ¦ CO Sensors for parking garage exhaust fans | 2027 | Economic | GWh | After Competition Groups | 17.7647 | 589164.8068 | 0.58916 | 6661.2498 | 0.0026669 | 35 | Residential_2027_Economic_GWh_After Competition Groups_35 | CO Sensors for parking garage exhaust fans | 0.2667% | 0.58916 | 17.7647 | Residential_2027_Economic_GWh_After Competition Groups_CO Sensors for parking garage exhaust fans
Residential | Res ¦ ENERGY STAR LED LAMPS (REFLECTOR LAMPs/MR16/PAR 16) | 2027 | Economic | GWh | After Competition Groups | 17.5957 | 236198.3435 | 0.2362 | 6661.2498 | 0.0026415 | 36 | Residential_2027_Economic_GWh_After Competition Groups_36 | ENERGY STAR LED LAMPS (REFLECTOR LAMPs/MR16/PAR 16) | 0.2641% | 0.2362 | 17.5957 | Residential_2027_Economic_GWh_After Competition Groups_ENERGY STAR LED LAMPS (REFLECTOR LAMPs/MR16/PAR 16)
Residential | Res ¦ Central Air Conditioner Maintenance | 2027 | Technical | GWh | After Competition Groups | 30.9244 | 0 | 0 | 12108.4041 | 0.002554 | 52 | Residential_2027_Technical_GWh_After Competition Groups_52 | Central Air Conditioner Maintenance | 0.2554% | 0 | 30.9244 | Residential_2027_Technical_GWh_After Competition Groups_Central Air Conditioner Maintenance
Residential | Res ¦ Energy Star Dehumidifier | 2027 | Technical | GWh | After Competition Groups | 30.7733 | 0 | 0 | 12108.4041 | 0.0025415 | 53 | Residential_2027_Technical_GWh_After Competition Groups_53 | Energy Star Dehumidifier | 0.2541% | 0 | 30.7733 | Residential_2027_Technical_GWh_After Competition Groups_Energy Star Dehumidifier
Residential | Res ¦ Duct Insulation | 2027 | Achievable | GWh | After Competition Groups | 4.5321 | 808351.326 | 0.80835 | 1823.2806 | 0.0024857 | 36 | Residential_2027_Achievable_GWh_After Competition Groups_36 | Duct Insulation | 0.2486% | 0.80835 | 4.5321 | Residential_2027_Achievable_GWh_After Competition Groups_Duct Insulation
Residential | Res ¦ Demand Control Ventilation | 2027 | Achievable | GWh | After Competition Groups | 4.5145 | 20546.261 | 0.020546 | 1823.2806 | 0.002476 | 37 | Residential_2027_Achievable_GWh_After Competition Groups_37 | Demand Control Ventilation | 0.2476% | 0.020546 | 4.5145 | Residential_2027_Achievable_GWh_After Competition Groups_Demand Control Ventilation
Residential | Res ¦ Heat Recovery Ventilator | 2027 | Economic | GWh | After Competition Groups | 15.7097 | 1271601.7504 | 1.2716 | 6661.2498 | 0.0023584 | 37 | Residential_2027_Economic_GWh_After Competition Groups_37 | Heat Recovery Ventilator | 0.2358% | 1.2716 | 15.7097 | Residential_2027_Economic_GWh_After Competition Groups_Heat Recovery Ventilator
Residential | Res ¦ Outside Air Economizer | 2027 | Technical | GWh | After Competition Groups | 28.1566 | 328798.1874 | 0.3288 | 12108.4041 | 0.0023254 | 54 | Residential_2027_Technical_GWh_After Competition Groups_54 | Outside Air Economizer | 0.2325% | 0.3288 | 28.1566 | Residential_2027_Technical_GWh_After Competition Groups_Outside Air Economizer
Residential | Res ¦ Heat Pump Water Heater | 2027 | Technical | GWh | After Competition Groups | 27.3329 | 0 | 0 | 12108.4041 | 0.0022573 | 55 | Residential_2027_Technical_GWh_After Competition Groups_55 | Heat Pump Water Heater | 0.2257% | 0 | 27.3329 | Residential_2027_Technical_GWh_After Competition Groups_Heat Pump Water Heater
Residential | Res ¦ Floor Insulation | 2027 | Achievable | GWh | After Competition Groups | 3.8591 | 953449.2907 | 0.95345 | 1823.2806 | 0.0021166 | 38 | Residential_2027_Achievable_GWh_After Competition Groups_38 | Floor Insulation | 0.2117% | 0.95345 | 3.8591 | Residential_2027_Achievable_GWh_After Competition Groups_Floor Insulation
Residential | Res ¦ Drain Water Heat Recovery | 2027 | Technical | GWh | After Competition Groups | 25.2148 | 0 | 0 | 12108.4041 | 0.0020824 | 56 | Residential_2027_Technical_GWh_After Competition Groups_56 | Drain Water Heat Recovery | 0.2082% | 0 | 25.2148 | Residential_2027_Technical_GWh_After Competition Groups_Drain Water Heat Recovery
Residential | Res ¦ Central Lighting Control System | 2027 | Technical | GWh | After Competition Groups | 24.8026 | 0 | 0 | 12108.4041 | 0.0020484 | 57 | Residential_2027_Technical_GWh_After Competition Groups_57 | Central Lighting Control System | 0.2048% | 0 | 24.8026 | Residential_2027_Technical_GWh_After Competition Groups_Central Lighting Control System
Residential | Res ¦ Water Heater Temperature Setback | 2027 | Economic | GWh | After Competition Groups | 13.1814 | 63179.0836 | 0.063179 | 6661.2498 | 0.0019788 | 38 | Residential_2027_Economic_GWh_After Competition Groups_38 | Water Heater Temperature Setback | 0.1979% | 0.063179 | 13.1814 | Residential_2027_Economic_GWh_After Competition Groups_Water Heater Temperature Setback
Residential | Res ¦ Demand Control Ventilation | 2027 | Technical | GWh | After Competition Groups | 22.7035 | 20546.261 | 0.020546 | 12108.4041 | 0.001875 | 58 | Residential_2027_Technical_GWh_After Competition Groups_58 | Demand Control Ventilation | 0.1875% | 0.020546 | 22.7035 | Residential_2027_Technical_GWh_After Competition Groups_Demand Control Ventilation
Residential | Res ¦ LED Tube Re-Lamp | 2027 | Technical | GWh | After Competition Groups | 20.2371 | 1184088.5303 | 1.1841 | 12108.4041 | 0.0016713 | 59 | Residential_2027_Technical_GWh_After Competition Groups_59 | LED Tube Re-Lamp | 0.1671% | 1.1841 | 20.2371 | Residential_2027_Technical_GWh_After Competition Groups_LED Tube Re-Lamp
Residential | Res ¦ Wall Insulation | 2027 | Achievable | GWh | After Competition Groups | 2.7393 | 153665.118 | 0.15367 | 1823.2806 | 0.0015024 | 39 | Residential_2027_Achievable_GWh_After Competition Groups_39 | Wall Insulation | 0.1502% | 0.15367 | 2.7393 | Residential_2027_Achievable_GWh_After Competition Groups_Wall Insulation
Residential | Res ¦ Variable Frequency Drive (VFD) | 2027 | Technical | GWh | After Competition Groups | 17.8378 | 385217.5797 | 0.38522 | 12108.4041 | 0.0014732 | 60 | Residential_2027_Technical_GWh_After Competition Groups_60 | Variable Frequency Drive (VFD) | 0.1473% | 0.38522 | 17.8378 | Residential_2027_Technical_GWh_After Competition Groups_Variable Frequency Drive (VFD)
Residential | Res ¦ CO Sensors for parking garage exhaust fans | 2027 | Technical | GWh | After Competition Groups | 17.7647 | 589164.8068 | 0.58916 | 12108.4041 | 0.0014671 | 61 | Residential_2027_Technical_GWh_After Competition Groups_61 | CO Sensors for parking garage exhaust fans | 0.1467% | 0.58916 | 17.7647 | Residential_2027_Technical_GWh_After Competition Groups_CO Sensors for parking garage exhaust fans
Residential | Res ¦ ENERGY STAR LED LAMPS (REFLECTOR LAMPs/MR16/PAR 16) | 2027 | Technical | GWh | After Competition Groups | 17.5957 | 236198.3435 | 0.2362 | 12108.4041 | 0.0014532 | 62 | Residential_2027_Technical_GWh_After Competition Groups_62 | ENERGY STAR LED LAMPS (REFLECTOR LAMPs/MR16/PAR 16) | 0.1453% | 0.2362 | 17.5957 | Residential_2027_Technical_GWh_After Competition Groups_ENERGY STAR LED LAMPS (REFLECTOR LAMPs/MR16/PAR 16)
Residential | Res ¦ Heat Recovery Ventilator | 2027 | Technical | GWh | After Competition Groups | 16.2352 | 1271601.7504 | 1.2716 | 12108.4041 | 0.0013408 | 63 | Residential_2027_Technical_GWh_After Competition Groups_63 | Heat Recovery Ventilator | 0.1341% | 1.2716 | 16.2352 | Residential_2027_Technical_GWh_After Competition Groups_Heat Recovery Ventilator
Residential | Res ¦ Home Energy Reports | 2027 | Economic | GWh | After Competition Groups | 8.8915 | 32109.8159 | 0.03211 | 6661.2498 | 0.0013348 | 39 | Residential_2027_Economic_GWh_After Competition Groups_39 | Home Energy Reports | 0.1335% | 0.03211 | 8.8915 | Residential_2027_Economic_GWh_After Competition Groups_Home Energy Reports
Residential | Res ¦ Condensing Make Up Air Unit | 2027 | Achievable | GWh | After Competition Groups | 2.2174 | 693903.2321 | 0.6939 | 1823.2806 | 0.0012162 | 40 | Residential_2027_Achievable_GWh_After Competition Groups_40 | Condensing Make Up Air Unit | 0.1216% | 0.6939 | 2.2174 | Residential_2027_Achievable_GWh_After Competition Groups_Condensing Make Up Air Unit
Residential | Res ¦ VFD on Pumps | 2027 | Achievable | GWh | After Competition Groups | 2.072 | 144295.5464 | 0.1443 | 1823.2806 | 0.0011364 | 41 | Residential_2027_Achievable_GWh_After Competition Groups_41 | VFD on Pumps | 0.1136% | 0.1443 | 2.072 | Residential_2027_Achievable_GWh_After Competition Groups_VFD on Pumps
Residential | Res ¦ LED Tube Re-Lamp | 2027 | Economic | GWh | After Competition Groups | 7.4981 | 1184088.5303 | 1.1841 | 6661.2498 | 0.0011256 | 40 | Residential_2027_Economic_GWh_After Competition Groups_40 | LED Tube Re-Lamp | 0.1126% | 1.1841 | 7.4981 | Residential_2027_Economic_GWh_After Competition Groups_LED Tube Re-Lamp
Residential | Res ¦ Condensing Make Up Air Unit | 2027 | Economic | GWh | After Competition Groups | 7.3951 | 693903.2321 | 0.6939 | 6661.2498 | 0.0011102 | 41 | Residential_2027_Economic_GWh_After Competition Groups_41 | Condensing Make Up Air Unit | 0.111% | 0.6939 | 7.3951 | Residential_2027_Economic_GWh_After Competition Groups_Condensing Make Up Air Unit
Residential | Res ¦ Water Heater Temperature Setback | 2027 | Technical | GWh | After Competition Groups | 13.1814 | 63179.0836 | 0.063179 | 12108.4041 | 0.0010886 | 64 | Residential_2027_Technical_GWh_After Competition Groups_64 | Water Heater Temperature Setback | 0.1089% | 0.063179 | 13.1814 | Residential_2027_Technical_GWh_After Competition Groups_Water Heater Temperature Setback
Residential | Res ¦ ENERGY STAR LED Lamps (General Service Lamps) | 2027 | Achievable | GWh | After Competition Groups | 1.9391 | 48684.2188 | 0.048684 | 1823.2806 | 0.0010635 | 42 | Residential_2027_Achievable_GWh_After Competition Groups_42 | ENERGY STAR LED Lamps (General Service Lamps) | 0.1064% | 0.048684 | 1.9391 | Residential_2027_Achievable_GWh_After Competition Groups_ENERGY STAR LED Lamps (General Service Lamps)
Residential | Res ¦ High Efficiency Chiller (avg of water and air cooled) | 2027 | Economic | GWh | After Competition Groups | 6.9118 | 194303.0089 | 0.1943 | 6661.2498 | 0.0010376 | 42 | Residential_2027_Economic_GWh_After Competition Groups_42 | High Efficiency Chiller (avg of water and air cooled) | 0.1038% | 0.1943 | 6.9118 | Residential_2027_Economic_GWh_After Competition Groups_High Efficiency Chiller (avg of water and air cooled)
Residential | Res ¦ Home Energy Reports | 2027 | Achievable | GWh | After Competition Groups | 1.8805 | 32109.8159 | 0.03211 | 1823.2806 | 0.0010314 | 43 | Residential_2027_Achievable_GWh_After Competition Groups_43 | Home Energy Reports | 0.1031% | 0.03211 | 1.8805 | Residential_2027_Achievable_GWh_After Competition Groups_Home Energy Reports
Residential | Res ¦ DHW Recirculation Systems | 2027 | Technical | GWh | After Competition Groups | 11.8751 | 0 | 0 | 12108.4041 | 0.00098073 | 65 | Residential_2027_Technical_GWh_After Competition Groups_65 | DHW Recirculation Systems | 0.09807% | 0 | 11.8751 | Residential_2027_Technical_GWh_After Competition Groups_DHW Recirculation Systems
Residential | Res ¦ Energy Star Dishwasher | 2027 | Technical | GWh | After Competition Groups | 11.8331 | 0 | 0 | 12108.4041 | 0.00097726 | 66 | Residential_2027_Technical_GWh_After Competition Groups_66 | Energy Star Dishwasher | 0.09773% | 0 | 11.8331 | Residential_2027_Technical_GWh_After Competition Groups_Energy Star Dishwasher
Residential | Res ¦ Duct Insulation MF | 2027 | Achievable | GWh | After Competition Groups | 1.6913 | 606684.0639 | 0.60668 | 1823.2806 | 0.00092763 | 44 | Residential_2027_Achievable_GWh_After Competition Groups_44 | Duct Insulation MF | 0.09276% | 0.60668 | 1.6913 | Residential_2027_Achievable_GWh_After Competition Groups_Duct Insulation MF
Residential | Res ¦ Air Source Heat Pump Maintenance | 2027 | Technical | GWh | After Competition Groups | 10.7163 | 0 | 0 | 12108.4041 | 0.00088503 | 67 | Residential_2027_Technical_GWh_After Competition Groups_67 | Air Source Heat Pump Maintenance | 0.0885% | 0 | 10.7163 | Residential_2027_Technical_GWh_After Competition Groups_Air Source Heat Pump Maintenance
Residential | Res ¦ VFD on Pumps | 2027 | Economic | GWh | After Competition Groups | 5.4853 | 144295.5464 | 0.1443 | 6661.2498 | 0.00082347 | 43 | Residential_2027_Economic_GWh_After Competition Groups_43 | VFD on Pumps | 0.08235% | 0.1443 | 5.4853 | Residential_2027_Economic_GWh_After Competition Groups_VFD on Pumps
Residential | Res ¦ Tankless Water Heater | 2027 | Economic | GWh | After Competition Groups | 5.1508 | 268595.0353 | 0.2686 | 6661.2498 | 0.00077326 | 44 | Residential_2027_Economic_GWh_After Competition Groups_44 | Tankless Water Heater | 0.07733% | 0.2686 | 5.1508 | Residential_2027_Economic_GWh_After Competition Groups_Tankless Water Heater
Residential | Res ¦ Condensing Make Up Air Unit | 2027 | Technical | GWh | After Competition Groups | 7.3951 | 693903.2321 | 0.6939 | 12108.4041 | 0.00061074 | 68 | Residential_2027_Technical_GWh_After Competition Groups_68 | Condensing Make Up Air Unit | 0.06107% | 0.6939 | 7.3951 | Residential_2027_Technical_GWh_After Competition Groups_Condensing Make Up Air Unit
Residential | Res ¦ High Efficiency Chiller (avg of water and air cooled) | 2027 | Technical | GWh | After Competition Groups | 6.9118 | 194303.0089 | 0.1943 | 12108.4041 | 0.00057083 | 69 | Residential_2027_Technical_GWh_After Competition Groups_69 | High Efficiency Chiller (avg of water and air cooled) | 0.05708% | 0.1943 | 6.9118 | Residential_2027_Technical_GWh_After Competition Groups_High Efficiency Chiller (avg of water and air cooled)
Residential | Res ¦ ECM MOTORS FOR HVAC APPLICATION (FAN-POWERED VAV BOX) | 2027 | Achievable | GWh | After Competition Groups | 0.98579 | 64725.5579 | 0.064726 | 1823.2806 | 0.00054067 | 45 | Residential_2027_Achievable_GWh_After Competition Groups_45 | ECM MOTORS FOR HVAC APPLICATION (FAN-POWERED VAV BOX) | 0.05407% | 0.064726 | 0.98579 | Residential_2027_Achievable_GWh_After Competition Groups_ECM MOTORS FOR HVAC APPLICATION (FAN-POWERED VAV BOX)
Residential | Res ¦ VFD on Pumps | 2027 | Technical | GWh | After Competition Groups | 5.4853 | 144295.5464 | 0.1443 | 12108.4041 | 0.00045302 | 70 | Residential_2027_Technical_GWh_After Competition Groups_70 | VFD on Pumps | 0.0453% | 0.1443 | 5.4853 | Residential_2027_Technical_GWh_After Competition Groups_VFD on Pumps
Residential | Res ¦ ENERGY STAR LED Lamps (General Service Lamps) | 2027 | Economic | GWh | After Competition Groups | 2.9996 | 48684.2188 | 0.048684 | 6661.2498 | 0.0004503 | 45 | Residential_2027_Economic_GWh_After Competition Groups_45 | ENERGY STAR LED Lamps (General Service Lamps) | 0.04503% | 0.048684 | 2.9996 | Residential_2027_Economic_GWh_After Competition Groups_ENERGY STAR LED Lamps (General Service Lamps)
Residential | Res ¦ ECM MOTORS FOR HVAC APPLICATION (FAN-POWERED VAV BOX) | 2027 | Economic | GWh | After Competition Groups | 2.8749 | 64725.5579 | 0.064726 | 6661.2498 | 0.00043159 | 46 | Residential_2027_Economic_GWh_After Competition Groups_46 | ECM MOTORS FOR HVAC APPLICATION (FAN-POWERED VAV BOX) | 0.04316% | 0.064726 | 2.8749 | Residential_2027_Economic_GWh_After Competition Groups_ECM MOTORS FOR HVAC APPLICATION (FAN-POWERED VAV BOX)
Residential | Res ¦ Heat Recovery Ventilator | 2027 | Achievable | GWh | After Competition Groups | 0.68767 | 1271601.7504 | 1.2716 | 1823.2806 | 0.00037716 | 46 | Residential_2027_Achievable_GWh_After Competition Groups_46 | Heat Recovery Ventilator | 0.03772% | 1.2716 | 0.68767 | Residential_2027_Achievable_GWh_After Competition Groups_Heat Recovery Ventilator
Residential | Res ¦ Basement or Crawlspace Insulation | 2027 | Achievable | GWh | After Competition Groups | 0.65244 | 0 | 0 | 1823.2806 | 0.00035784 | 47 | Residential_2027_Achievable_GWh_After Competition Groups_47 | Basement or Crawlspace Insulation | 0.03578% | 0 | 0.65244 | Residential_2027_Achievable_GWh_After Competition Groups_Basement or Crawlspace Insulation
Residential | Res ¦ Energy Star Windows | 2027 | Achievable | GWh | After Competition Groups | 0.63108 | 0 | 0 | 1823.2806 | 0.00034612 | 48 | Residential_2027_Achievable_GWh_After Competition Groups_48 | Energy Star Windows | 0.03461% | 0 | 0.63108 | Residential_2027_Achievable_GWh_After Competition Groups_Energy Star Windows
Residential | Res ¦ Tankless Water Heater | 2027 | Achievable | GWh | After Competition Groups | 0.52629 | 268595.0353 | 0.2686 | 1823.2806 | 0.00028865 | 49 | Residential_2027_Achievable_GWh_After Competition Groups_49 | Tankless Water Heater | 0.02887% | 0.2686 | 0.52629 | Residential_2027_Achievable_GWh_After Competition Groups_Tankless Water Heater
Residential | Res ¦ Beverage Vending Machine Controls | 2027 | Achievable | GWh | After Competition Groups | 0.52467 | 22139.7387 | 0.02214 | 1823.2806 | 0.00028776 | 50 | Residential_2027_Achievable_GWh_After Competition Groups_50 | Beverage Vending Machine Controls | 0.02878% | 0.02214 | 0.52467 | Residential_2027_Achievable_GWh_After Competition Groups_Beverage Vending Machine Controls
Residential | Res ¦ Beverage Vending Machine Controls | 2027 | Economic | GWh | After Competition Groups | 1.8802 | 22139.7387 | 0.02214 | 6661.2498 | 0.00028227 | 47 | Residential_2027_Economic_GWh_After Competition Groups_47 | Beverage Vending Machine Controls | 0.02823% | 0.02214 | 1.8802 | Residential_2027_Economic_GWh_After Competition Groups_Beverage Vending Machine Controls
Residential | Res ¦ Energy Star Windows | 2027 | Economic | GWh | After Competition Groups | 1.6719 | 0 | 0 | 6661.2498 | 0.00025099 | 48 | Residential_2027_Economic_GWh_After Competition Groups_48 | Energy Star Windows | 0.0251% | 0 | 1.6719 | Residential_2027_Economic_GWh_After Competition Groups_Energy Star Windows
Residential | Res ¦ ENERGY STAR LED Lamps (General Service Lamps) | 2027 | Technical | GWh | After Competition Groups | 2.9996 | 48684.2188 | 0.048684 | 12108.4041 | 0.00024773 | 71 | Residential_2027_Technical_GWh_After Competition Groups_71 | ENERGY STAR LED Lamps (General Service Lamps) | 0.02477% | 0.048684 | 2.9996 | Residential_2027_Technical_GWh_After Competition Groups_ENERGY STAR LED Lamps (General Service Lamps)
Residential | Res ¦ ECM MOTORS FOR HVAC APPLICATION (FAN-POWERED VAV BOX) | 2027 | Technical | GWh | After Competition Groups | 2.8749 | 64725.5579 | 0.064726 | 12108.4041 | 0.00023743 | 72 | Residential_2027_Technical_GWh_After Competition Groups_72 | ECM MOTORS FOR HVAC APPLICATION (FAN-POWERED VAV BOX) | 0.02374% | 0.064726 | 2.8749 | Residential_2027_Technical_GWh_After Competition Groups_ECM MOTORS FOR HVAC APPLICATION (FAN-POWERED VAV BOX)
Residential | Res ¦ HVAC Optimization | 2027 | Technical | GWh | After Competition Groups | 2.2877 | 0 | 0 | 12108.4041 | 0.00018894 | 73 | Residential_2027_Technical_GWh_After Competition Groups_73 | HVAC Optimization | 0.01889% | 0 | 2.2877 | Residential_2027_Technical_GWh_After Competition Groups_HVAC Optimization
Residential | Res ¦ Beverage Vending Machine Controls | 2027 | Technical | GWh | After Competition Groups | 1.8802 | 22139.7387 | 0.02214 | 12108.4041 | 0.00015528 | 74 | Residential_2027_Technical_GWh_After Competition Groups_74 | Beverage Vending Machine Controls | 0.01553% | 0.02214 | 1.8802 | Residential_2027_Technical_GWh_After Competition Groups_Beverage Vending Machine Controls
Residential | Res ¦ Tankless Water Heater | 2027 | Technical | GWh | After Competition Groups | 1.7007 | 0 | 0 | 12108.4041 | 0.00014045 | 75 | Residential_2027_Technical_GWh_After Competition Groups_75 | Tankless Water Heater | 0.01405% | 0 | 1.7007 | Residential_2027_Technical_GWh_After Competition Groups_Tankless Water Heater
Residential | Res ¦ Wall Insulation MF | 2027 | Technical | GWh | After Competition Groups | 0.66735 | 0 | 0 | 12108.4041 | 5.5115e-05 | 76 | Residential_2027_Technical_GWh_After Competition Groups_76 | Wall Insulation MF | 0.005511% | 0 | 0.66735 | Residential_2027_Technical_GWh_After Competition Groups_Wall Insulation MF
Residential | Res ¦ Chilled Water Optimization | 2027 | Achievable | GWh | After Competition Groups | 0.056775 | 129.1274 | 0.00012913 | 1823.2806 | 3.1139e-05 | 51 | Residential_2027_Achievable_GWh_After Competition Groups_51 | Chilled Water Optimization | 0.003114% | 0.00012913 | 0.056775 | Residential_2027_Achievable_GWh_After Competition Groups_Chilled Water Optimization
Residential | Res ¦ LED Recessed Downlights | 2027 | Technical | GWh | After Competition Groups | 0.34079 | 0 | 0 | 12108.4041 | 2.8145e-05 | 77 | Residential_2027_Technical_GWh_After Competition Groups_77 | LED Recessed Downlights | 0.002814% | 0 | 0.34079 | Residential_2027_Technical_GWh_After Competition Groups_LED Recessed Downlights
Residential | Res ¦ Chilled Water Optimization | 2027 | Economic | GWh | After Competition Groups | 0.18031 | 129.1274 | 0.00012913 | 6661.2498 | 2.7069e-05 | 49 | Residential_2027_Economic_GWh_After Competition Groups_49 | Chilled Water Optimization | 0.002707% | 0.00012913 | 0.18031 | Residential_2027_Economic_GWh_After Competition Groups_Chilled Water Optimization
Residential | Res ¦ LED High Bay Fixture | 2027 | Technical | GWh | After Competition Groups | 0.29433 | 0 | 0 | 12108.4041 | 2.4308e-05 | 78 | Residential_2027_Technical_GWh_After Competition Groups_78 | LED High Bay Fixture | 0.002431% | 0 | 0.29433 | Residential_2027_Technical_GWh_After Competition Groups_LED High Bay Fixture
Residential | Res ¦ Chilled Water Optimization | 2027 | Technical | GWh | After Competition Groups | 0.18031 | 129.1274 | 0.00012913 | 12108.4041 | 1.4891e-05 | 79 | Residential_2027_Technical_GWh_After Competition Groups_79 | Chilled Water Optimization | 0.001489% | 0.00012913 | 0.18031 | Residential_2027_Technical_GWh_After Competition Groups_Chilled Water Optimization
Residential | Res ¦ Ceiling Insulation | 2027 | Economic | GWh | After Competition Groups | 0.058807 | 0 | 0 | 6661.2498 | 8.8282e-06 | 50 | Residential_2027_Economic_GWh_After Competition Groups_50 | Ceiling Insulation | 0.0008828% | 0 | 0.058807 | Residential_2027_Economic_GWh_After Competition Groups_Ceiling Insulation
Residential | Res ¦ Wall Insulation MF | 2027 | Economic | GWh | After Competition Groups | 0.054778 | 0 | 0 | 6661.2498 | 8.2235e-06 | 51 | Residential_2027_Economic_GWh_After Competition Groups_51 | Wall Insulation MF | 0.0008223% | 0 | 0.054778 | Residential_2027_Economic_GWh_After Competition Groups_Wall Insulation MF
Residential | Res ¦ Solar Water Preheat (Pools/DHW) | 2027 | Technical | GWh | After Competition Groups | 0.039275 | 0 | 0 | 12108.4041 | 3.2436e-06 | 80 | Residential_2027_Technical_GWh_After Competition Groups_80 | Solar Water Preheat (Pools/DHW) | 0.0003244% | 0 | 0.039275 | Residential_2027_Technical_GWh_After Competition Groups_Solar Water Preheat (Pools/DHW)
Residential | Res ¦ Wall Insulation MF | 2027 | Achievable | GWh | After Competition Groups | 0.0034742 | 0 | 0 | 1823.2806 | 1.9055e-06 | 52 | Residential_2027_Achievable_GWh_After Competition Groups_52 | Wall Insulation MF | 0.0001905% | 0 | 0.0034742 | Residential_2027_Achievable_GWh_After Competition Groups_Wall Insulation MF
Residential | Res ¦ Ceiling Insulation | 2027 | Achievable | GWh | After Competition Groups | 0.000583 | 0 | 0 | 1823.2806 | 3.1975e-07 | 53 | Residential_2027_Achievable_GWh_After Competition Groups_53 | Ceiling Insulation | 3.198e-05% | 0 | 0.000583 | Residential_2027_Achievable_GWh_After Competition Groups_Ceiling Insulation
Residential | Res ¦ Photocell Controls (Outdoor) | 2027 | Technical | GWh | After Competition Groups | 0.00036447 | 0 | 0 | 12108.4041 | 3.01e-08 | 81 | Residential_2027_Technical_GWh_After Competition Groups_81 | Photocell Controls (Outdoor) | 3.01e-06% | 0 | 0.00036447 | Residential_2027_Technical_GWh_After Competition Groups_Photocell Controls (Outdoor)
Residential | Res ¦ Air Source Heat Pump | 2027 | Achievable | GWh | After Competition Groups | 0 | 0 | 0 | 1823.2806 | 0 | 54 | Residential_2027_Achievable_GWh_After Competition Groups_54 | Air Source Heat Pump | 0% | 0 | 0 | Residential_2027_Achievable_GWh_After Competition Groups_Air Source Heat Pump
Residential | Res ¦ DHW Recirculation Systems | 2027 | Achievable | GWh | After Competition Groups | 0 | 0 | 0 | 1823.2806 | 0 | 55 | Residential_2027_Achievable_GWh_After Competition Groups_55 | DHW Recirculation Systems | 0% | 0 | 0 | Residential_2027_Achievable_GWh_After Competition Groups_DHW Recirculation Systems
Residential | Res ¦ DHW Recirculation Systems | 2027 | Economic | GWh | After Competition Groups | 0 | 0 | 0 | 6661.2498 | 0 | 52 | Residential_2027_Economic_GWh_After Competition Groups_52 | DHW Recirculation Systems | 0% | 0 | 0 | Residential_2027_Economic_GWh_After Competition Groups_DHW Recirculation Systems
Residential | Res ¦ Drain Water Heat Recovery | 2027 | Achievable | GWh | After Competition Groups | 0 | 0 | 0 | 1823.2806 | 0 | 56 | Residential_2027_Achievable_GWh_After Competition Groups_56 | Drain Water Heat Recovery | 0% | 0 | 0 | Residential_2027_Achievable_GWh_After Competition Groups_Drain Water Heat Recovery
Residential | Res ¦ Drain Water Heat Recovery | 2027 | Economic | GWh | After Competition Groups | 0 | 0 | 0 | 6661.2498 | 0 | 53 | Residential_2027_Economic_GWh_After Competition Groups_53 | Drain Water Heat Recovery | 0% | 0 | 0 | Residential_2027_Economic_GWh_After Competition Groups_Drain Water Heat Recovery
Residential | Res ¦ Early Hot Water Heater Replacement | 2027 | Achievable | GWh | After Competition Groups | 0 | 0 | 0 | 1823.2806 | 0 | 57 | Residential_2027_Achievable_GWh_After Competition Groups_57 | Early Hot Water Heater Replacement | 0% | 0 | 0 | Residential_2027_Achievable_GWh_After Competition Groups_Early Hot Water Heater Replacement
Residential | Res ¦ Early Hot Water Heater Replacement | 2027 | Economic | GWh | After Competition Groups | 0 | 0 | 0 | 6661.2498 | 0 | 54 | Residential_2027_Economic_GWh_After Competition Groups_54 | Early Hot Water Heater Replacement | 0% | 0 | 0 | Residential_2027_Economic_GWh_After Competition Groups_Early Hot Water Heater Replacement
Residential | Res ¦ Energy Star Clothes Dryer | 2027 | Achievable | GWh | After Competition Groups | 0 | 0 | 0 | 1823.2806 | 0 | 58 | Residential_2027_Achievable_GWh_After Competition Groups_58 | Energy Star Clothes Dryer | 0% | 0 | 0 | Residential_2027_Achievable_GWh_After Competition Groups_Energy Star Clothes Dryer
Residential | Res ¦ Energy Star Clothes Dryer | 2027 | Economic | GWh | After Competition Groups | 0 | 0 | 0 | 6661.2498 | 0 | 55 | Residential_2027_Economic_GWh_After Competition Groups_55 | Energy Star Clothes Dryer | 0% | 0 | 0 | Residential_2027_Economic_GWh_After Competition Groups_Energy Star Clothes Dryer
Residential | Res ¦ Energy Star Dehumidifier | 2027 | Achievable | GWh | After Competition Groups | 0 | 0 | 0 | 1823.2806 | 0 | 59 | Residential_2027_Achievable_GWh_After Competition Groups_59 | Energy Star Dehumidifier | 0% | 0 | 0 | Residential_2027_Achievable_GWh_After Competition Groups_Energy Star Dehumidifier
Residential | Res ¦ Energy Star Dehumidifier | 2027 | Economic | GWh | After Competition Groups | 0 | 0 | 0 | 6661.2498 | 0 | 56 | Residential_2027_Economic_GWh_After Competition Groups_56 | Energy Star Dehumidifier | 0% | 0 | 0 | Residential_2027_Economic_GWh_After Competition Groups_Energy Star Dehumidifier
Residential | Res ¦ Energy Star Freezer | 2027 | Achievable | GWh | After Competition Groups | 0 | 0 | 0 | 1823.2806 | 0 | 60 | Residential_2027_Achievable_GWh_After Competition Groups_60 | Energy Star Freezer | 0% | 0 | 0 | Residential_2027_Achievable_GWh_After Competition Groups_Energy Star Freezer
Residential | Res ¦ Energy Star Freezer | 2027 | Economic | GWh | After Competition Groups | 0 | 0 | 0 | 6661.2498 | 0 | 57 | Residential_2027_Economic_GWh_After Competition Groups_57 | Energy Star Freezer | 0% | 0 | 0 | Residential_2027_Economic_GWh_After Competition Groups_Energy Star Freezer
Residential | Res ¦ Furnace with ECM | 2027 | Achievable | GWh | After Competition Groups | 0 | 0 | 0 | 1823.2806 | 0 | 61 | Residential_2027_Achievable_GWh_After Competition Groups_61 | Furnace with ECM | 0% | 0 | 0 | Residential_2027_Achievable_GWh_After Competition Groups_Furnace with ECM
Residential | Res ¦ Furnace with ECM | 2027 | Economic | GWh | After Competition Groups | 0 | 0 | 0 | 6661.2498 | 0 | 58 | Residential_2027_Economic_GWh_After Competition Groups_58 | Furnace with ECM | 0% | 0 | 0 | Residential_2027_Economic_GWh_After Competition Groups_Furnace with ECM
Residential | Res ¦ Heat Pump Water Heater | 2027 | Achievable | GWh | After Competition Groups | 0 | 0 | 0 | 1823.2806 | 0 | 62 | Residential_2027_Achievable_GWh_After Competition Groups_62 | Heat Pump Water Heater | 0% | 0 | 0 | Residential_2027_Achievable_GWh_After Competition Groups_Heat Pump Water Heater
Residential | Res ¦ Heat Pump Water Heater | 2027 | Economic | GWh | After Competition Groups | 0 | 0 | 0 | 6661.2498 | 0 | 59 | Residential_2027_Economic_GWh_After Competition Groups_59 | Heat Pump Water Heater | 0% | 0 | 0 | Residential_2027_Economic_GWh_After Competition Groups_Heat Pump Water Heater
Residential | Res ¦ LED Downlight | 2027 | Achievable | GWh | After Competition Groups | 0 | 0 | 0 | 1823.2806 | 0 | 63 | Residential_2027_Achievable_GWh_After Competition Groups_63 | LED Downlight | 0% | 0 | 0 | Residential_2027_Achievable_GWh_After Competition Groups_LED Downlight
Residential | Res ¦ LED Downlight | 2027 | Economic | GWh | After Competition Groups | 0 | 0 | 0 | 6661.2498 | 0 | 60 | Residential_2027_Economic_GWh_After Competition Groups_60 | LED Downlight | 0% | 0 | 0 | Residential_2027_Economic_GWh_After Competition Groups_LED Downlight
Residential | Res ¦ LED High Bay Fixture | 2027 | Achievable | GWh | After Competition Groups | 0 | 0 | 0 | 1823.2806 | 0 | 64 | Residential_2027_Achievable_GWh_After Competition Groups_64 | LED High Bay Fixture | 0% | 0 | 0 | Residential_2027_Achievable_GWh_After Competition Groups_LED High Bay Fixture
Residential | Res ¦ LED High Bay Fixture | 2027 | Economic | GWh | After Competition Groups | 0 | 0 | 0 | 6661.2498 | 0 | 61 | Residential_2027_Economic_GWh_After Competition Groups_61 | LED High Bay Fixture | 0% | 0 | 0 | Residential_2027_Economic_GWh_After Competition Groups_LED High Bay Fixture
Residential | Res ¦ Lighting Motion Sensors, Timers, Dimmers | 2027 | Achievable | GWh | After Competition Groups | 0 | 0 | 0 | 1823.2806 | 0 | 65 | Residential_2027_Achievable_GWh_After Competition Groups_65 | Lighting Motion Sensors, Timers, Dimmers | 0% | 0 | 0 | Residential_2027_Achievable_GWh_After Competition Groups_Lighting Motion Sensors, Timers, Dimmers
Residential | Res ¦ Lighting Motion Sensors, Timers, Dimmers | 2027 | Economic | GWh | After Competition Groups | 0 | 0 | 0 | 6661.2498 | 0 | 62 | Residential_2027_Economic_GWh_After Competition Groups_62 | Lighting Motion Sensors, Timers, Dimmers | 0% | 0 | 0 | Residential_2027_Economic_GWh_After Competition Groups_Lighting Motion Sensors, Timers, Dimmers
Residential | Res ¦ Networked/ Connected - Indoor LED Luminaire | 2027 | Achievable | GWh | After Competition Groups | 0 | 0 | 0 | 1823.2806 | 0 | 66 | Residential_2027_Achievable_GWh_After Competition Groups_66 | Networked/ Connected - Indoor LED Luminaire | 0% | 0 | 0 | Residential_2027_Achievable_GWh_After Competition Groups_Networked/ Connected - Indoor LED Luminaire
Residential | Res ¦ Radiant Barrier | 2027 | Achievable | GWh | After Competition Groups | 0 | 0 | 0 | 1823.2806 | 0 | 67 | Residential_2027_Achievable_GWh_After Competition Groups_67 | Radiant Barrier | 0% | 0 | 0 | Residential_2027_Achievable_GWh_After Competition Groups_Radiant Barrier
Residential | Res ¦ Radiant Barrier | 2027 | Economic | GWh | After Competition Groups | 0 | 0 | 0 | 6661.2498 | 0 | 63 | Residential_2027_Economic_GWh_After Competition Groups_63 | Radiant Barrier | 0% | 0 | 0 | Residential_2027_Economic_GWh_After Competition Groups_Radiant Barrier
Residential | Res ¦ Smart Power Bar | 2027 | Achievable | GWh | After Competition Groups | 0 | 0 | 0 | 1823.2806 | 0 | 68 | Residential_2027_Achievable_GWh_After Competition Groups_68 | Smart Power Bar | 0% | 0 | 0 | Residential_2027_Achievable_GWh_After Competition Groups_Smart Power Bar
Residential | Res ¦ Smart Power Bar | 2027 | Economic | GWh | After Competition Groups | 0 | 0 | 0 | 6661.2498 | 0 | 64 | Residential_2027_Economic_GWh_After Competition Groups_64 | Smart Power Bar | 0% | 0 | 0 | Residential_2027_Economic_GWh_After Competition Groups_Smart Power Bar
Residential | Res ¦ Variable Refrigerant Flow Heat Pump | 2027 | Achievable | GWh | After Competition Groups | 0 | 0 | 0 | 1823.2806 | 0 | 69 | Residential_2027_Achievable_GWh_After Competition Groups_69 | Variable Refrigerant Flow Heat Pump | 0% | 0 | 0 | Residential_2027_Achievable_GWh_After Competition Groups_Variable Refrigerant Flow Heat Pump
Residential | Res ¦ Variable Refrigerant Flow Heat Pump | 2027 | Economic | GWh | After Competition Groups | 0 | 0 | 0 | 6661.2498 | 0 | 65 | Residential_2027_Economic_GWh_After Competition Groups_65 | Variable Refrigerant Flow Heat Pump | 0% | 0 | 0 | Residential_2027_Economic_GWh_After Competition Groups_Variable Refrigerant Flow Heat Pump
Residential | Res ¦ Energy Star A Line, PAR, MR Lamps | 2028 | Economic | GWh | After Competition Groups | 1242.0936 | 20970.972 | 0.020971 | 7025.453 | 0.1768 | 1 | Residential_2028_Economic_GWh_After Competition Groups_1 | Energy Star A Line, PAR, MR Lamps | 17.68% | 0.020971 | 1242.0936 | Residential_2028_Economic_GWh_After Competition Groups_Energy Star A Line, PAR, MR Lamps
Residential | Res ¦ Smart Power Bar | 2028 | Technical | GWh | After Competition Groups | 1592.8533 | 0 | 0 | 12587.1585 | 0.12655 | 1 | Residential_2028_Technical_GWh_After Competition Groups_1 | Smart Power Bar | 12.65% | 0 | 1592.8533 | Residential_2028_Technical_GWh_After Competition Groups_Smart Power Bar
Residential | Res ¦ Energy Star Clothes Washer | 2028 | Achievable | GWh | After Competition Groups | 238.5886 | 19192090.3054 | 19.1921 | 2288.7711 | 0.10424 | 1 | Residential_2028_Achievable_GWh_After Competition Groups_1 | Energy Star Clothes Washer | 10.42% | 19.1921 | 238.5886 | Residential_2028_Achievable_GWh_After Competition Groups_Energy Star Clothes Washer
Residential | Res ¦ Energy Star A Line, PAR, MR Lamps | 2028 | Technical | GWh | After Competition Groups | 1242.0936 | 20970.972 | 0.020971 | 12587.1585 | 0.098679 | 2 | Residential_2028_Technical_GWh_After Competition Groups_2 | Energy Star A Line, PAR, MR Lamps | 9.868% | 0.020971 | 1242.0936 | Residential_2028_Technical_GWh_After Competition Groups_Energy Star A Line, PAR, MR Lamps
Residential | Res ¦ Adaptive Thermostat | 2028 | Economic | GWh | After Competition Groups | 685.0605 | 4637269.6522 | 4.6373 | 7025.453 | 0.097511 | 2 | Residential_2028_Economic_GWh_After Competition Groups_2 | Adaptive Thermostat | 9.751% | 4.6373 | 685.0605 | Residential_2028_Economic_GWh_After Competition Groups_Adaptive Thermostat
Residential | Res ¦ Variable Speed Pool Pump Motor | 2028 | Achievable | GWh | After Competition Groups | 202.1781 | 11030404.845 | 11.0304 | 2288.7711 | 0.088335 | 2 | Residential_2028_Achievable_GWh_After Competition Groups_2 | Variable Speed Pool Pump Motor | 8.833% | 11.0304 | 202.1781 | Residential_2028_Achievable_GWh_After Competition Groups_Variable Speed Pool Pump Motor
Residential | Res ¦ Energy Star LED Bulbs General Purpose LEDs | 2028 | Achievable | GWh | After Competition Groups | 200.2457 | 0 | 0 | 2288.7711 | 0.087491 | 3 | Residential_2028_Achievable_GWh_After Competition Groups_3 | Energy Star LED Bulbs General Purpose LEDs | 8.749% | 0 | 200.2457 | Residential_2028_Achievable_GWh_After Competition Groups_Energy Star LED Bulbs General Purpose LEDs
Residential | Res ¦ Air Sealing | 2028 | Economic | GWh | After Competition Groups | 564.4739 | 3456678.9277 | 3.4567 | 7025.453 | 0.080347 | 3 | Residential_2028_Economic_GWh_After Competition Groups_3 | Air Sealing | 8.035% | 3.4567 | 564.4739 | Residential_2028_Economic_GWh_After Competition Groups_Air Sealing
Residential | Res ¦ Energy Star LED Specialty Bulbs | 2028 | Achievable | GWh | After Competition Groups | 176.1325 | 45609.0164 | 0.045609 | 2288.7711 | 0.076955 | 4 | Residential_2028_Achievable_GWh_After Competition Groups_4 | Energy Star LED Specialty Bulbs | 7.696% | 0.045609 | 176.1325 | Residential_2028_Achievable_GWh_After Competition Groups_Energy Star LED Specialty Bulbs
Residential | Res ¦ Car Block Heater Timer | 2028 | Achievable | GWh | After Competition Groups | 163.4799 | 682353.1755 | 0.68235 | 2288.7711 | 0.071427 | 5 | Residential_2028_Achievable_GWh_After Competition Groups_5 | Car Block Heater Timer | 7.143% | 0.68235 | 163.4799 | Residential_2028_Achievable_GWh_After Competition Groups_Car Block Heater Timer
Residential | Res ¦ Building Recommissioning, Operations and Maintenance (O&M) Improvements | 2028 | Achievable | GWh | After Competition Groups | 158.7865 | 333732.9729 | 0.33373 | 2288.7711 | 0.069376 | 6 | Residential_2028_Achievable_GWh_After Competition Groups_6 | Building Recommissioning, Operations and Maintenance (O&M) Improvements | 6.938% | 0.33373 | 158.7865 | Residential_2028_Achievable_GWh_After Competition Groups_Building Recommissioning, Operations and Maintenance (O&M) Improvements
Residential | Res ¦ Variable Speed Pool Pump Motor | 2028 | Economic | GWh | After Competition Groups | 423.5425 | 11030404.845 | 11.0304 | 7025.453 | 0.060287 | 4 | Residential_2028_Economic_GWh_After Competition Groups_4 | Variable Speed Pool Pump Motor | 6.029% | 11.0304 | 423.5425 | Residential_2028_Economic_GWh_After Competition Groups_Variable Speed Pool Pump Motor
Residential | Res ¦ Adaptive Thermostat | 2028 | Technical | GWh | After Competition Groups | 685.0605 | 4637269.6522 | 4.6373 | 12587.1585 | 0.054425 | 3 | Residential_2028_Technical_GWh_After Competition Groups_3 | Adaptive Thermostat | 5.443% | 4.6373 | 685.0605 | Residential_2028_Technical_GWh_After Competition Groups_Adaptive Thermostat
Residential | Res ¦ Energy Star Clothes Washer | 2028 | Economic | GWh | After Competition Groups | 379.2816 | 19192090.3054 | 19.1921 | 7025.453 | 0.053987 | 5 | Residential_2028_Economic_GWh_After Competition Groups_5 | Energy Star Clothes Washer | 5.399% | 19.1921 | 379.2816 | Residential_2028_Economic_GWh_After Competition Groups_Energy Star Clothes Washer
Residential | Res ¦ Ductless Mini-Split Heat Pump | 2028 | Achievable | GWh | After Competition Groups | 121.0787 | 4418099.4231 | 4.4181 | 2288.7711 | 0.052901 | 7 | Residential_2028_Achievable_GWh_After Competition Groups_7 | Ductless Mini-Split Heat Pump | 5.29% | 4.4181 | 121.0787 | Residential_2028_Achievable_GWh_After Competition Groups_Ductless Mini-Split Heat Pump
Residential | Res ¦ Car Block Heater Timer | 2028 | Economic | GWh | After Competition Groups | 353.83 | 682353.1755 | 0.68235 | 7025.453 | 0.050364 | 6 | Residential_2028_Economic_GWh_After Competition Groups_6 | Car Block Heater Timer | 5.036% | 0.68235 | 353.83 | Residential_2028_Economic_GWh_After Competition Groups_Car Block Heater Timer
Residential | Res ¦ Ductless Mini-Split Heat Pump | 2028 | Economic | GWh | After Competition Groups | 333.5413 | 4418099.4231 | 4.4181 | 7025.453 | 0.047476 | 7 | Residential_2028_Economic_GWh_After Competition Groups_7 | Ductless Mini-Split Heat Pump | 4.748% | 4.4181 | 333.5413 | Residential_2028_Economic_GWh_After Competition Groups_Ductless Mini-Split Heat Pump
Residential | Res ¦ Building Recommissioning, Operations and Maintenance (O&M) Improvements | 2028 | Economic | GWh | After Competition Groups | 332.6134 | 333732.9729 | 0.33373 | 7025.453 | 0.047344 | 8 | Residential_2028_Economic_GWh_After Competition Groups_8 | Building Recommissioning, Operations and Maintenance (O&M) Improvements | 4.734% | 0.33373 | 332.6134 | Residential_2028_Economic_GWh_After Competition Groups_Building Recommissioning, Operations and Maintenance (O&M) Improvements
Residential | Res ¦ Air Sealing | 2028 | Technical | GWh | After Competition Groups | 564.4739 | 3456678.9277 | 3.4567 | 12587.1585 | 0.044845 | 4 | Residential_2028_Technical_GWh_After Competition Groups_4 | Air Sealing | 4.485% | 3.4567 | 564.4739 | Residential_2028_Technical_GWh_After Competition Groups_Air Sealing
Residential | Res ¦ Energy Star A Line, PAR, MR Lamps | 2028 | Achievable | GWh | After Competition Groups | 99.3282 | 20970.972 | 0.020971 | 2288.7711 | 0.043398 | 8 | Residential_2028_Achievable_GWh_After Competition Groups_8 | Energy Star A Line, PAR, MR Lamps | 4.34% | 0.020971 | 99.3282 | Residential_2028_Achievable_GWh_After Competition Groups_Energy Star A Line, PAR, MR Lamps
Residential | Res ¦ Basement Wall Insulation | 2028 | Economic | GWh | After Competition Groups | 295.6541 | 1475802.0665 | 1.4758 | 7025.453 | 0.042083 | 9 | Residential_2028_Economic_GWh_After Competition Groups_9 | Basement Wall Insulation | 4.208% | 1.4758 | 295.6541 | Residential_2028_Economic_GWh_After Competition Groups_Basement Wall Insulation
Residential | Res ¦ Adaptive Thermostat | 2028 | Achievable | GWh | After Competition Groups | 87.929 | 4637269.6522 | 4.6373 | 2288.7711 | 0.038418 | 9 | Residential_2028_Achievable_GWh_After Competition Groups_9 | Adaptive Thermostat | 3.842% | 4.6373 | 87.929 | Residential_2028_Achievable_GWh_After Competition Groups_Adaptive Thermostat
Residential | Res ¦ Energy Star Refrigerator | 2028 | Technical | GWh | After Competition Groups | 441.9168 | 0 | 0 | 12587.1585 | 0.035109 | 5 | Residential_2028_Technical_GWh_After Competition Groups_5 | Energy Star Refrigerator | 3.511% | 0 | 441.9168 | Residential_2028_Technical_GWh_After Competition Groups_Energy Star Refrigerator
Residential | Res ¦ Comprehensive Draft Proofing | 2028 | Achievable | GWh | After Competition Groups | 79.7433 | 0 | 0 | 2288.7711 | 0.034841 | 10 | Residential_2028_Achievable_GWh_After Competition Groups_10 | Comprehensive Draft Proofing | 3.484% | 0 | 79.7433 | Residential_2028_Achievable_GWh_After Competition Groups_Comprehensive Draft Proofing
Residential | Res ¦ Variable Speed Pool Pump Motor | 2028 | Technical | GWh | After Competition Groups | 423.5425 | 11030404.845 | 11.0304 | 12587.1585 | 0.033649 | 6 | Residential_2028_Technical_GWh_After Competition Groups_6 | Variable Speed Pool Pump Motor | 3.365% | 11.0304 | 423.5425 | Residential_2028_Technical_GWh_After Competition Groups_Variable Speed Pool Pump Motor
Residential | Res ¦ Energy Star Central Air Conditioner | 2028 | Technical | GWh | After Competition Groups | 423.2669 | 0 | 0 | 12587.1585 | 0.033627 | 7 | Residential_2028_Technical_GWh_After Competition Groups_7 | Energy Star Central Air Conditioner | 3.363% | 0 | 423.2669 | Residential_2028_Technical_GWh_After Competition Groups_Energy Star Central Air Conditioner
Residential | Res ¦ Attic Insulation | 2028 | Economic | GWh | After Competition Groups | 228.2092 | 2580309.4463 | 2.5803 | 7025.453 | 0.032483 | 10 | Residential_2028_Economic_GWh_After Competition Groups_10 | Attic Insulation | 3.248% | 2.5803 | 228.2092 | Residential_2028_Economic_GWh_After Competition Groups_Attic Insulation
Residential | Res ¦ Energy Star Torchiere | 2028 | Achievable | GWh | After Competition Groups | 68.9741 | 1471674.2811 | 1.4717 | 2288.7711 | 0.030136 | 11 | Residential_2028_Achievable_GWh_After Competition Groups_11 | Energy Star Torchiere | 3.014% | 1.4717 | 68.9741 | Residential_2028_Achievable_GWh_After Competition Groups_Energy Star Torchiere
Residential | Res ¦ Energy Star Clothes Washer | 2028 | Technical | GWh | After Competition Groups | 379.2816 | 19192090.3054 | 19.1921 | 12587.1585 | 0.030132 | 8 | Residential_2028_Technical_GWh_After Competition Groups_8 | Energy Star Clothes Washer | 3.013% | 19.1921 | 379.2816 | Residential_2028_Technical_GWh_After Competition Groups_Energy Star Clothes Washer
Residential | Res ¦ Smart Burners | 2028 | Technical | GWh | After Competition Groups | 370.0672 | 13934612.0634 | 13.9346 | 12587.1585 | 0.0294 | 9 | Residential_2028_Technical_GWh_After Competition Groups_9 | Smart Burners | 2.94% | 13.9346 | 370.0672 | Residential_2028_Technical_GWh_After Competition Groups_Smart Burners
Residential | Res ¦ Energy Star Torchiere | 2028 | Economic | GWh | After Competition Groups | 205.785 | 1471674.2811 | 1.4717 | 7025.453 | 0.029291 | 11 | Residential_2028_Economic_GWh_After Competition Groups_11 | Energy Star Torchiere | 2.929% | 1.4717 | 205.785 | Residential_2028_Economic_GWh_After Competition Groups_Energy Star Torchiere
Residential | Res ¦ Car Block Heater Timer | 2028 | Technical | GWh | After Competition Groups | 353.83 | 682353.1755 | 0.68235 | 12587.1585 | 0.02811 | 10 | Residential_2028_Technical_GWh_After Competition Groups_10 | Car Block Heater Timer | 2.811% | 0.68235 | 353.83 | Residential_2028_Technical_GWh_After Competition Groups_Car Block Heater Timer
Residential | Res ¦ LED Parking Lot Fixture | 2028 | Achievable | GWh | After Competition Groups | 62.8112 | 1921822.2854 | 1.9218 | 2288.7711 | 0.027443 | 12 | Residential_2028_Achievable_GWh_After Competition Groups_12 | LED Parking Lot Fixture | 2.744% | 1.9218 | 62.8112 | Residential_2028_Achievable_GWh_After Competition Groups_LED Parking Lot Fixture
Residential | Res ¦ Heavy Duty Outdoor/Holiday Plug-in Timers | 2028 | Achievable | GWh | After Competition Groups | 62.716 | 6058033.0035 | 6.058 | 2288.7711 | 0.027402 | 13 | Residential_2028_Achievable_GWh_After Competition Groups_13 | Heavy Duty Outdoor/Holiday Plug-in Timers | 2.74% | 6.058 | 62.716 | Residential_2028_Achievable_GWh_After Competition Groups_Heavy Duty Outdoor/Holiday Plug-in Timers
Residential | Res ¦ Passive Attic Ventilation | 2028 | Technical | GWh | After Competition Groups | 338.426 | 0 | 0 | 12587.1585 | 0.026887 | 11 | Residential_2028_Technical_GWh_After Competition Groups_11 | Passive Attic Ventilation | 2.689% | 0 | 338.426 | Residential_2028_Technical_GWh_After Competition Groups_Passive Attic Ventilation
Residential | Res ¦ Ductless Mini-Split Heat Pump | 2028 | Technical | GWh | After Competition Groups | 333.5413 | 4418099.4231 | 4.4181 | 12587.1585 | 0.026499 | 12 | Residential_2028_Technical_GWh_After Competition Groups_12 | Ductless Mini-Split Heat Pump | 2.65% | 4.4181 | 333.5413 | Residential_2028_Technical_GWh_After Competition Groups_Ductless Mini-Split Heat Pump
Residential | Res ¦ Energy Star Air Source Heat Pump | 2028 | Economic | GWh | After Competition Groups | 186.0384 | 1855791.5104 | 1.8558 | 7025.453 | 0.026481 | 12 | Residential_2028_Economic_GWh_After Competition Groups_12 | Energy Star Air Source Heat Pump | 2.648% | 1.8558 | 186.0384 | Residential_2028_Economic_GWh_After Competition Groups_Energy Star Air Source Heat Pump
Residential | Res ¦ Building Recommissioning, Operations and Maintenance (O&M) Improvements | 2028 | Technical | GWh | After Competition Groups | 332.6134 | 333732.9729 | 0.33373 | 12587.1585 | 0.026425 | 13 | Residential_2028_Technical_GWh_After Competition Groups_13 | Building Recommissioning, Operations and Maintenance (O&M) Improvements | 2.642% | 0.33373 | 332.6134 | Residential_2028_Technical_GWh_After Competition Groups_Building Recommissioning, Operations and Maintenance (O&M) Improvements
Residential | Res ¦ Energy Star Ground Source Heat Pump | 2028 | Technical | GWh | After Competition Groups | 329.0507 | 0 | 0 | 12587.1585 | 0.026142 | 14 | Residential_2028_Technical_GWh_After Competition Groups_14 | Energy Star Ground Source Heat Pump | 2.614% | 0 | 329.0507 | Residential_2028_Technical_GWh_After Competition Groups_Energy Star Ground Source Heat Pump
Residential | Res ¦ Heat Pump Clothes Dryer | 2028 | Technical | GWh | After Competition Groups | 314.1195 | 0 | 0 | 12587.1585 | 0.024956 | 15 | Residential_2028_Technical_GWh_After Competition Groups_15 | Heat Pump Clothes Dryer | 2.496% | 0 | 314.1195 | Residential_2028_Technical_GWh_After Competition Groups_Heat Pump Clothes Dryer
Residential | Res ¦ Smart Burners | 2028 | Economic | GWh | After Competition Groups | 173.7355 | 13934612.0634 | 13.9346 | 7025.453 | 0.024729 | 13 | Residential_2028_Economic_GWh_After Competition Groups_13 | Smart Burners | 2.473% | 13.9346 | 173.7355 | Residential_2028_Economic_GWh_After Competition Groups_Smart Burners
Residential | Res ¦ Energy Star Windows | 2028 | Technical | GWh | After Competition Groups | 306.3945 | 0 | 0 | 12587.1585 | 0.024342 | 16 | Residential_2028_Technical_GWh_After Competition Groups_16 | Energy Star Windows | 2.434% | 0 | 306.3945 | Residential_2028_Technical_GWh_After Competition Groups_Energy Star Windows
Residential | Res ¦ Energy Star Light Fixture | 2028 | Technical | GWh | After Competition Groups | 302.6505 | 9857922.541 | 9.8579 | 12587.1585 | 0.024044 | 17 | Residential_2028_Technical_GWh_After Competition Groups_17 | Energy Star Light Fixture | 2.404% | 9.8579 | 302.6505 | Residential_2028_Technical_GWh_After Competition Groups_Energy Star Light Fixture
Residential | Res ¦ Occupancy Sensors MF | 2028 | Achievable | GWh | After Competition Groups | 54.8653 | 41459.1062 | 0.041459 | 2288.7711 | 0.023972 | 14 | Residential_2028_Achievable_GWh_After Competition Groups_14 | Occupancy Sensors MF | 2.397% | 0.041459 | 54.8653 | Residential_2028_Achievable_GWh_After Competition Groups_Occupancy Sensors MF
Residential | Res ¦ Comprehensive Draft Proofing | 2028 | Economic | GWh | After Competition Groups | 167.0392 | 0 | 0 | 7025.453 | 0.023776 | 14 | Residential_2028_Economic_GWh_After Competition Groups_14 | Comprehensive Draft Proofing | 2.378% | 0 | 167.0392 | Residential_2028_Economic_GWh_After Competition Groups_Comprehensive Draft Proofing
Residential | Res ¦ Basement Wall Insulation | 2028 | Technical | GWh | After Competition Groups | 295.6541 | 1475802.0665 | 1.4758 | 12587.1585 | 0.023489 | 18 | Residential_2028_Technical_GWh_After Competition Groups_18 | Basement Wall Insulation | 2.349% | 1.4758 | 295.6541 | Residential_2028_Technical_GWh_After Competition Groups_Basement Wall Insulation
Residential | Res ¦ Energy Star Light Fixture | 2028 | Achievable | GWh | After Competition Groups | 53.5157 | 9857922.541 | 9.8579 | 2288.7711 | 0.023382 | 15 | Residential_2028_Achievable_GWh_After Competition Groups_15 | Energy Star Light Fixture | 2.338% | 9.8579 | 53.5157 | Residential_2028_Achievable_GWh_After Competition Groups_Energy Star Light Fixture
Residential | Res ¦ Energy Star Light Fixture | 2028 | Economic | GWh | After Competition Groups | 157.4206 | 9857922.541 | 9.8579 | 7025.453 | 0.022407 | 15 | Residential_2028_Economic_GWh_After Competition Groups_15 | Energy Star Light Fixture | 2.241% | 9.8579 | 157.4206 | Residential_2028_Economic_GWh_After Competition Groups_Energy Star Light Fixture
Residential | Res ¦ Heavy Duty Outdoor/Holiday Plug-in Timers | 2028 | Economic | GWh | After Competition Groups | 152.8958 | 6058033.0035 | 6.058 | 7025.453 | 0.021763 | 16 | Residential_2028_Economic_GWh_After Competition Groups_16 | Heavy Duty Outdoor/Holiday Plug-in Timers | 2.176% | 6.058 | 152.8958 | Residential_2028_Economic_GWh_After Competition Groups_Heavy Duty Outdoor/Holiday Plug-in Timers
Residential | Res ¦ Air Sealing | 2028 | Achievable | GWh | After Competition Groups | 45.7182 | 3456678.9277 | 3.4567 | 2288.7711 | 0.019975 | 16 | Residential_2028_Achievable_GWh_After Competition Groups_16 | Air Sealing | 1.998% | 3.4567 | 45.7182 | Residential_2028_Achievable_GWh_After Competition Groups_Air Sealing
Residential | Res ¦ Basement or Crawlspace Insulation | 2028 | Technical | GWh | After Competition Groups | 246.0215 | 0 | 0 | 12587.1585 | 0.019545 | 19 | Residential_2028_Technical_GWh_After Competition Groups_19 | Basement or Crawlspace Insulation | 1.955% | 0 | 246.0215 | Residential_2028_Technical_GWh_After Competition Groups_Basement or Crawlspace Insulation
Residential | Res ¦ Attic Insulation | 2028 | Technical | GWh | After Competition Groups | 228.2092 | 2580309.4463 | 2.5803 | 12587.1585 | 0.01813 | 20 | Residential_2028_Technical_GWh_After Competition Groups_20 | Attic Insulation | 1.813% | 2.5803 | 228.2092 | Residential_2028_Technical_GWh_After Competition Groups_Attic Insulation
Residential | Res ¦ Refrigerator Recycling | 2028 | Achievable | GWh | After Competition Groups | 40.8114 | 2786733.7905 | 2.7867 | 2288.7711 | 0.017831 | 17 | Residential_2028_Achievable_GWh_After Competition Groups_17 | Refrigerator Recycling | 1.783% | 2.7867 | 40.8114 | Residential_2028_Achievable_GWh_After Competition Groups_Refrigerator Recycling
Residential | Res ¦ Energy Star Torchiere | 2028 | Technical | GWh | After Competition Groups | 205.785 | 1471674.2811 | 1.4717 | 12587.1585 | 0.016349 | 21 | Residential_2028_Technical_GWh_After Competition Groups_21 | Energy Star Torchiere | 1.635% | 1.4717 | 205.785 | Residential_2028_Technical_GWh_After Competition Groups_Energy Star Torchiere
Residential | Res ¦ Clothes Drying Racks | 2028 | Achievable | GWh | After Competition Groups | 37.2472 | 12034430.8933 | 12.0344 | 2288.7711 | 0.016274 | 18 | Residential_2028_Achievable_GWh_After Competition Groups_18 | Clothes Drying Racks | 1.627% | 12.0344 | 37.2472 | Residential_2028_Achievable_GWh_After Competition Groups_Clothes Drying Racks
Residential | Res ¦ Occupancy Sensors MF | 2028 | Economic | GWh | After Competition Groups | 112.5901 | 41459.1062 | 0.041459 | 7025.453 | 0.016026 | 17 | Residential_2028_Economic_GWh_After Competition Groups_17 | Occupancy Sensors MF | 1.603% | 0.041459 | 112.5901 | Residential_2028_Economic_GWh_After Competition Groups_Occupancy Sensors MF
Residential | Res ¦ Freezer Recycling | 2028 | Achievable | GWh | After Competition Groups | 35.7113 | 59878079.8404 | 59.8781 | 2288.7711 | 0.015603 | 19 | Residential_2028_Achievable_GWh_After Competition Groups_19 | Freezer Recycling | 1.56% | 59.8781 | 35.7113 | Residential_2028_Achievable_GWh_After Competition Groups_Freezer Recycling
Residential | Res ¦ Ductless Mini-Split Air Conditioner | 2028 | Technical | GWh | After Competition Groups | 180.3983 | 0 | 0 | 12587.1585 | 0.014332 | 22 | Residential_2028_Technical_GWh_After Competition Groups_22 | Ductless Mini-Split Air Conditioner | 1.433% | 0 | 180.3983 | Residential_2028_Technical_GWh_After Competition Groups_Ductless Mini-Split Air Conditioner
Residential | Res ¦ Wall Insulation | 2028 | Technical | GWh | After Competition Groups | 178.845 | 171118.0247 | 0.17112 | 12587.1585 | 0.014209 | 23 | Residential_2028_Technical_GWh_After Competition Groups_23 | Wall Insulation | 1.421% | 0.17112 | 178.845 | Residential_2028_Technical_GWh_After Competition Groups_Wall Insulation
Residential | Res ¦ Heavy Duty Outdoor/Holiday Plug-in Timers | 2028 | Technical | GWh | After Competition Groups | 169.5002 | 6058033.0035 | 6.058 | 12587.1585 | 0.013466 | 24 | Residential_2028_Technical_GWh_After Competition Groups_24 | Heavy Duty Outdoor/Holiday Plug-in Timers | 1.347% | 6.058 | 169.5002 | Residential_2028_Technical_GWh_After Competition Groups_Heavy Duty Outdoor/Holiday Plug-in Timers
Residential | Res ¦ Comprehensive Draft Proofing | 2028 | Technical | GWh | After Competition Groups | 167.0392 | 0 | 0 | 12587.1585 | 0.013271 | 25 | Residential_2028_Technical_GWh_After Competition Groups_25 | Comprehensive Draft Proofing | 1.327% | 0 | 167.0392 | Residential_2028_Technical_GWh_After Competition Groups_Comprehensive Draft Proofing
Residential | Res ¦ LED Parking Lot Fixture | 2028 | Economic | GWh | After Competition Groups | 90.8196 | 1921822.2854 | 1.9218 | 7025.453 | 0.012927 | 18 | Residential_2028_Economic_GWh_After Competition Groups_18 | LED Parking Lot Fixture | 1.293% | 1.9218 | 90.8196 | Residential_2028_Economic_GWh_After Competition Groups_LED Parking Lot Fixture
Residential | Res ¦ LED Exterior Area Lights - LED Fixture (200W) | 2028 | Achievable | GWh | After Competition Groups | 28.3826 | 1568011.5225 | 1.568 | 2288.7711 | 0.012401 | 20 | Residential_2028_Achievable_GWh_After Competition Groups_20 | LED Exterior Area Lights - LED Fixture (200W) | 1.24% | 1.568 | 28.3826 | Residential_2028_Achievable_GWh_After Competition Groups_LED Exterior Area Lights - LED Fixture (200W)
Residential | Res ¦ Refrigerator Recycling | 2028 | Economic | GWh | After Competition Groups | 85.4968 | 2786733.7905 | 2.7867 | 7025.453 | 0.01217 | 19 | Residential_2028_Economic_GWh_After Competition Groups_19 | Refrigerator Recycling | 1.217% | 2.7867 | 85.4968 | Residential_2028_Economic_GWh_After Competition Groups_Refrigerator Recycling
Residential | Res ¦ Clothes Drying Racks | 2028 | Economic | GWh | After Competition Groups | 78.0627 | 12034430.8933 | 12.0344 | 7025.453 | 0.011111 | 20 | Residential_2028_Economic_GWh_After Competition Groups_20 | Clothes Drying Racks | 1.111% | 12.0344 | 78.0627 | Residential_2028_Economic_GWh_After Competition Groups_Clothes Drying Racks
Residential | Res ¦ Smart Burners | 2028 | Achievable | GWh | After Competition Groups | 24.909 | 13934612.0634 | 13.9346 | 2288.7711 | 0.010883 | 21 | Residential_2028_Achievable_GWh_After Competition Groups_21 | Smart Burners | 1.088% | 13.9346 | 24.909 | Residential_2028_Achievable_GWh_After Competition Groups_Smart Burners
Residential | Res ¦ Energy Star Air Source Heat Pump | 2028 | Achievable | GWh | After Competition Groups | 24.7696 | 1855791.5104 | 1.8558 | 2288.7711 | 0.010822 | 22 | Residential_2028_Achievable_GWh_After Competition Groups_22 | Energy Star Air Source Heat Pump | 1.082% | 1.8558 | 24.7696 | Residential_2028_Achievable_GWh_After Competition Groups_Energy Star Air Source Heat Pump
Residential | Res ¦ Freezer Recycling | 2028 | Economic | GWh | After Competition Groups | 75.0109 | 59878079.8404 | 59.8781 | 7025.453 | 0.010677 | 21 | Residential_2028_Economic_GWh_After Competition Groups_21 | Freezer Recycling | 1.068% | 59.8781 | 75.0109 | Residential_2028_Economic_GWh_After Competition Groups_Freezer Recycling
Residential | Res ¦ Basement Wall Insulation | 2028 | Achievable | GWh | After Competition Groups | 23.9471 | 1475802.0665 | 1.4758 | 2288.7711 | 0.010463 | 23 | Residential_2028_Achievable_GWh_After Competition Groups_23 | Basement Wall Insulation | 1.046% | 1.4758 | 23.9471 | Residential_2028_Achievable_GWh_After Competition Groups_Basement Wall Insulation
Residential | Res ¦ Duct Insulation | 2028 | Economic | GWh | After Competition Groups | 71.8515 | 951042.2438 | 0.95104 | 7025.453 | 0.010227 | 22 | Residential_2028_Economic_GWh_After Competition Groups_22 | Duct Insulation | 1.023% | 0.95104 | 71.8515 | Residential_2028_Economic_GWh_After Competition Groups_Duct Insulation
Residential | Res ¦ Advanced BAS/Controllers | 2028 | Achievable | GWh | After Competition Groups | 23.1919 | 1665773.5361 | 1.6658 | 2288.7711 | 0.010133 | 24 | Residential_2028_Achievable_GWh_After Competition Groups_24 | Advanced BAS/Controllers | 1.013% | 1.6658 | 23.1919 | Residential_2028_Achievable_GWh_After Competition Groups_Advanced BAS/Controllers
Residential | Res ¦ Furnace with ECM | 2028 | Technical | GWh | After Competition Groups | 123.8087 | 0 | 0 | 12587.1585 | 0.0098361 | 26 | Residential_2028_Technical_GWh_After Competition Groups_26 | Furnace with ECM | 0.9836% | 0 | 123.8087 | Residential_2028_Technical_GWh_After Competition Groups_Furnace with ECM
Residential | Res ¦ Energy Star Room Air Conditioner | 2028 | Economic | GWh | After Competition Groups | 68.8088 | 1692718.5134 | 1.6927 | 7025.453 | 0.0097942 | 23 | Residential_2028_Economic_GWh_After Competition Groups_23 | Energy Star Room Air Conditioner | 0.9794% | 1.6927 | 68.8088 | Residential_2028_Economic_GWh_After Competition Groups_Energy Star Room Air Conditioner
Residential | Res ¦ Radiant Barrier | 2028 | Technical | GWh | After Competition Groups | 114.0159 | 0 | 0 | 12587.1585 | 0.0090581 | 27 | Residential_2028_Technical_GWh_After Competition Groups_27 | Radiant Barrier | 0.9058% | 0 | 114.0159 | Residential_2028_Technical_GWh_After Competition Groups_Radiant Barrier
Residential | Res ¦ Occupancy Sensors MF | 2028 | Technical | GWh | After Competition Groups | 112.5901 | 41459.1062 | 0.041459 | 12587.1585 | 0.0089448 | 28 | Residential_2028_Technical_GWh_After Competition Groups_28 | Occupancy Sensors MF | 0.8945% | 0.041459 | 112.5901 | Residential_2028_Technical_GWh_After Competition Groups_Occupancy Sensors MF
Residential | Res ¦ Floor Insulation | 2028 | Economic | GWh | After Competition Groups | 59.9175 | 1055728.8778 | 1.0557 | 7025.453 | 0.0085286 | 24 | Residential_2028_Economic_GWh_After Competition Groups_24 | Floor Insulation | 0.8529% | 1.0557 | 59.9175 | Residential_2028_Economic_GWh_After Competition Groups_Floor Insulation
Residential | Res ¦ Furnace Whistle | 2028 | Achievable | GWh | After Competition Groups | 19.437 | 64830.5171 | 0.064831 | 2288.7711 | 0.0084923 | 25 | Residential_2028_Achievable_GWh_After Competition Groups_25 | Furnace Whistle | 0.8492% | 0.064831 | 19.437 | Residential_2028_Achievable_GWh_After Competition Groups_Furnace Whistle
Residential | Res ¦ Lighting Motion Sensors, Timers, Dimmers | 2028 | Technical | GWh | After Competition Groups | 102.2658 | 0 | 0 | 12587.1585 | 0.0081246 | 29 | Residential_2028_Technical_GWh_After Competition Groups_29 | Lighting Motion Sensors, Timers, Dimmers | 0.8125% | 0 | 102.2658 | Residential_2028_Technical_GWh_After Competition Groups_Lighting Motion Sensors, Timers, Dimmers
Residential | Res ¦ Attic Insulation | 2028 | Achievable | GWh | After Competition Groups | 18.4815 | 2580309.4463 | 2.5803 | 2288.7711 | 0.0080748 | 26 | Residential_2028_Achievable_GWh_After Competition Groups_26 | Attic Insulation | 0.8075% | 2.5803 | 18.4815 | Residential_2028_Achievable_GWh_After Competition Groups_Attic Insulation
Residential | Res ¦ LED Parking Lot Fixture | 2028 | Technical | GWh | After Competition Groups | 90.8196 | 1921822.2854 | 1.9218 | 12587.1585 | 0.0072153 | 30 | Residential_2028_Technical_GWh_After Competition Groups_30 | LED Parking Lot Fixture | 0.7215% | 1.9218 | 90.8196 | Residential_2028_Technical_GWh_After Competition Groups_LED Parking Lot Fixture
Residential | Res ¦ Variable Refrigerant Flow Heat Pump | 2028 | Technical | GWh | After Competition Groups | 89.8802 | 0 | 0 | 12587.1585 | 0.0071406 | 31 | Residential_2028_Technical_GWh_After Competition Groups_31 | Variable Refrigerant Flow Heat Pump | 0.7141% | 0 | 89.8802 | Residential_2028_Technical_GWh_After Competition Groups_Variable Refrigerant Flow Heat Pump
Residential | Res ¦ Ceiling Insulation | 2028 | Technical | GWh | After Competition Groups | 89.0846 | 0 | 0 | 12587.1585 | 0.0070774 | 32 | Residential_2028_Technical_GWh_After Competition Groups_32 | Ceiling Insulation | 0.7077% | 0 | 89.0846 | Residential_2028_Technical_GWh_After Competition Groups_Ceiling Insulation
Residential | Res ¦ Window Film | 2028 | Technical | GWh | After Competition Groups | 88.8172 | 0 | 0 | 12587.1585 | 0.0070562 | 33 | Residential_2028_Technical_GWh_After Competition Groups_33 | Window Film | 0.7056% | 0 | 88.8172 | Residential_2028_Technical_GWh_After Competition Groups_Window Film
Residential | Res ¦ Outside Air Economizer | 2028 | Achievable | GWh | After Competition Groups | 16.0392 | 339309.9038 | 0.33931 | 2288.7711 | 0.0070078 | 27 | Residential_2028_Achievable_GWh_After Competition Groups_27 | Outside Air Economizer | 0.7008% | 0.33931 | 16.0392 | Residential_2028_Achievable_GWh_After Competition Groups_Outside Air Economizer
Residential | Res ¦ Advanced BAS/Controllers | 2028 | Economic | GWh | After Competition Groups | 48.5868 | 1665773.5361 | 1.6658 | 7025.453 | 0.0069158 | 25 | Residential_2028_Economic_GWh_After Competition Groups_25 | Advanced BAS/Controllers | 0.6916% | 1.6658 | 48.5868 | Residential_2028_Economic_GWh_After Competition Groups_Advanced BAS/Controllers
Residential | Res ¦ Refrigerator Recycling | 2028 | Technical | GWh | After Competition Groups | 85.4968 | 2786733.7905 | 2.7867 | 12587.1585 | 0.0067924 | 34 | Residential_2028_Technical_GWh_After Competition Groups_34 | Refrigerator Recycling | 0.6792% | 2.7867 | 85.4968 | Residential_2028_Technical_GWh_After Competition Groups_Refrigerator Recycling
Residential | Res ¦ Energy Star Room Air Conditioner | 2028 | Achievable | GWh | After Competition Groups | 15.1037 | 1692718.5134 | 1.6927 | 2288.7711 | 0.006599 | 28 | Residential_2028_Achievable_GWh_After Competition Groups_28 | Energy Star Room Air Conditioner | 0.6599% | 1.6927 | 15.1037 | Residential_2028_Achievable_GWh_After Competition Groups_Energy Star Room Air Conditioner
Residential | Res ¦ Wall Insulation | 2028 | Economic | GWh | After Competition Groups | 45.4773 | 171118.0247 | 0.17112 | 7025.453 | 0.0064732 | 26 | Residential_2028_Economic_GWh_After Competition Groups_26 | Wall Insulation | 0.6473% | 0.17112 | 45.4773 | Residential_2028_Economic_GWh_After Competition Groups_Wall Insulation
Residential | Res ¦ LED Downlight | 2028 | Technical | GWh | After Competition Groups | 79.0114 | 0 | 0 | 12587.1585 | 0.0062771 | 35 | Residential_2028_Technical_GWh_After Competition Groups_35 | LED Downlight | 0.6277% | 0 | 79.0114 | Residential_2028_Technical_GWh_After Competition Groups_LED Downlight
Residential | Res ¦ Clothes Drying Racks | 2028 | Technical | GWh | After Competition Groups | 78.0627 | 12034430.8933 | 12.0344 | 12587.1585 | 0.0062018 | 36 | Residential_2028_Technical_GWh_After Competition Groups_36 | Clothes Drying Racks | 0.6202% | 12.0344 | 78.0627 | Residential_2028_Technical_GWh_After Competition Groups_Clothes Drying Racks
Residential | Res ¦ Freezer Recycling | 2028 | Technical | GWh | After Competition Groups | 75.0109 | 59878079.8404 | 59.8781 | 12587.1585 | 0.0059593 | 37 | Residential_2028_Technical_GWh_After Competition Groups_37 | Freezer Recycling | 0.5959% | 59.8781 | 75.0109 | Residential_2028_Technical_GWh_After Competition Groups_Freezer Recycling
Residential | Res ¦ LED Exterior Area Lights - LED Fixture (200W) | 2028 | Economic | GWh | After Competition Groups | 41.687 | 1568011.5225 | 1.568 | 7025.453 | 0.0059337 | 27 | Residential_2028_Economic_GWh_After Competition Groups_27 | LED Exterior Area Lights - LED Fixture (200W) | 0.5934% | 1.568 | 41.687 | Residential_2028_Economic_GWh_After Competition Groups_LED Exterior Area Lights - LED Fixture (200W)
Residential | Res ¦ Minimize Hot and Warm Clothes Wash | 2028 | Economic | GWh | After Competition Groups | 41.5739 | 0 | 0 | 7025.453 | 0.0059176 | 28 | Residential_2028_Economic_GWh_After Competition Groups_28 | Minimize Hot and Warm Clothes Wash | 0.5918% | 0 | 41.5739 | Residential_2028_Economic_GWh_After Competition Groups_Minimize Hot and Warm Clothes Wash
Residential | Res ¦ Duct Insulation | 2028 | Technical | GWh | After Competition Groups | 74.2792 | 951042.2438 | 0.95104 | 12587.1585 | 0.0059012 | 38 | Residential_2028_Technical_GWh_After Competition Groups_38 | Duct Insulation | 0.5901% | 0.95104 | 74.2792 | Residential_2028_Technical_GWh_After Competition Groups_Duct Insulation
Residential | Res ¦ Furnace Whistle | 2028 | Economic | GWh | After Competition Groups | 40.7148 | 64830.5171 | 0.064831 | 7025.453 | 0.0057953 | 29 | Residential_2028_Economic_GWh_After Competition Groups_29 | Furnace Whistle | 0.5795% | 0.064831 | 40.7148 | Residential_2028_Economic_GWh_After Competition Groups_Furnace Whistle
Residential | Res ¦ ENERGY STAR LED LAMPS (REFLECTOR LAMPs/MR16/PAR 16) | 2028 | Achievable | GWh | After Competition Groups | 12.838 | 223034.2567 | 0.22303 | 2288.7711 | 0.0056091 | 29 | Residential_2028_Achievable_GWh_After Competition Groups_29 | ENERGY STAR LED LAMPS (REFLECTOR LAMPs/MR16/PAR 16) | 0.5609% | 0.22303 | 12.838 | Residential_2028_Achievable_GWh_After Competition Groups_ENERGY STAR LED LAMPS (REFLECTOR LAMPs/MR16/PAR 16)
Residential | Res ¦ INTEGRAL LED TROFFERS | 2028 | Technical | GWh | After Competition Groups | 61.6742 | 0 | 0 | 12587.1585 | 0.0048998 | 39 | Residential_2028_Technical_GWh_After Competition Groups_39 | INTEGRAL LED TROFFERS | 0.49% | 0 | 61.6742 | Residential_2028_Technical_GWh_After Competition Groups_INTEGRAL LED TROFFERS
Residential | Res ¦ Floor Insulation | 2028 | Technical | GWh | After Competition Groups | 59.9175 | 1055728.8778 | 1.0557 | 12587.1585 | 0.0047602 | 40 | Residential_2028_Technical_GWh_After Competition Groups_40 | Floor Insulation | 0.476% | 1.0557 | 59.9175 | Residential_2028_Technical_GWh_After Competition Groups_Floor Insulation
Residential | Res ¦ Minimize Hot and Warm Clothes Wash | 2028 | Achievable | GWh | After Competition Groups | 9.9795 | 0 | 0 | 2288.7711 | 0.0043602 | 30 | Residential_2028_Achievable_GWh_After Competition Groups_30 | Minimize Hot and Warm Clothes Wash | 0.436% | 0 | 9.9795 | Residential_2028_Achievable_GWh_After Competition Groups_Minimize Hot and Warm Clothes Wash
Residential | Res ¦ Solar Powered Attic Fan | 2028 | Technical | GWh | After Competition Groups | 54.6839 | 0 | 0 | 12587.1585 | 0.0043444 | 41 | Residential_2028_Technical_GWh_After Competition Groups_41 | Solar Powered Attic Fan | 0.4344% | 0 | 54.6839 | Residential_2028_Technical_GWh_After Competition Groups_Solar Powered Attic Fan
Residential | Res ¦ Basement or Crawlspace Insulation | 2028 | Economic | GWh | After Competition Groups | 29.0811 | 0 | 0 | 7025.453 | 0.0041394 | 30 | Residential_2028_Economic_GWh_After Competition Groups_30 | Basement or Crawlspace Insulation | 0.4139% | 0 | 29.0811 | Residential_2028_Economic_GWh_After Competition Groups_Basement or Crawlspace Insulation
Residential | Res ¦ LED Tube Re-Lamp | 2028 | Achievable | GWh | After Competition Groups | 9.46 | 1106676.1925 | 1.1067 | 2288.7711 | 0.0041332 | 31 | Residential_2028_Achievable_GWh_After Competition Groups_31 | LED Tube Re-Lamp | 0.4133% | 1.1067 | 9.46 | Residential_2028_Achievable_GWh_After Competition Groups_LED Tube Re-Lamp
Residential | Res ¦ Dehumidifier Recycling | 2028 | Technical | GWh | After Competition Groups | 51.5184 | 0 | 0 | 12587.1585 | 0.0040929 | 42 | Residential_2028_Technical_GWh_After Competition Groups_42 | Dehumidifier Recycling | 0.4093% | 0 | 51.5184 | Residential_2028_Technical_GWh_After Competition Groups_Dehumidifier Recycling
Residential | Res ¦ Outside Air Economizer | 2028 | Economic | GWh | After Competition Groups | 28.5882 | 339309.9038 | 0.33931 | 7025.453 | 0.0040692 | 31 | Residential_2028_Economic_GWh_After Competition Groups_31 | Outside Air Economizer | 0.4069% | 0.33931 | 28.5882 | Residential_2028_Economic_GWh_After Competition Groups_Outside Air Economizer
Residential | Res ¦ Energy Star Ceiling Fan/Lighting | 2028 | Technical | GWh | After Competition Groups | 48.9708 | 0 | 0 | 12587.1585 | 0.0038905 | 43 | Residential_2028_Technical_GWh_After Competition Groups_43 | Energy Star Ceiling Fan/Lighting | 0.3891% | 0 | 48.9708 | Residential_2028_Technical_GWh_After Competition Groups_Energy Star Ceiling Fan/Lighting
Residential | Res ¦ Advanced BAS/Controllers | 2028 | Technical | GWh | After Competition Groups | 48.5868 | 1665773.5361 | 1.6658 | 12587.1585 | 0.00386 | 44 | Residential_2028_Technical_GWh_After Competition Groups_44 | Advanced BAS/Controllers | 0.386% | 1.6658 | 48.5868 | Residential_2028_Technical_GWh_After Competition Groups_Advanced BAS/Controllers
Residential | Res ¦ Duct Insulation MF | 2028 | Economic | GWh | After Competition Groups | 26.2605 | 671757.2868 | 0.67176 | 7025.453 | 0.0037379 | 32 | Residential_2028_Economic_GWh_After Competition Groups_32 | Duct Insulation MF | 0.3738% | 0.67176 | 26.2605 | Residential_2028_Economic_GWh_After Competition Groups_Duct Insulation MF
Residential | Res ¦ Variable Frequency Drive (VFD) | 2028 | Achievable | GWh | After Competition Groups | 8.3806 | 400051.8981 | 0.40005 | 2288.7711 | 0.0036616 | 32 | Residential_2028_Achievable_GWh_After Competition Groups_32 | Variable Frequency Drive (VFD) | 0.3662% | 0.40005 | 8.3806 | Residential_2028_Achievable_GWh_After Competition Groups_Variable Frequency Drive (VFD)
Residential | Res ¦ CO Sensors for parking garage exhaust fans | 2028 | Achievable | GWh | After Competition Groups | 7.8813 | 628135.214 | 0.62814 | 2288.7711 | 0.0034435 | 33 | Residential_2028_Achievable_GWh_After Competition Groups_33 | CO Sensors for parking garage exhaust fans | 0.3443% | 0.62814 | 7.8813 | Residential_2028_Achievable_GWh_After Competition Groups_CO Sensors for parking garage exhaust fans
Residential | Res ¦ Energy Star Freezer | 2028 | Technical | GWh | After Competition Groups | 43.0734 | 0 | 0 | 12587.1585 | 0.003422 | 45 | Residential_2028_Technical_GWh_After Competition Groups_45 | Energy Star Freezer | 0.3422% | 0 | 43.0734 | Residential_2028_Technical_GWh_After Competition Groups_Energy Star Freezer
Residential | Res ¦ LED Exterior Area Lights - LED Fixture (200W) | 2028 | Technical | GWh | After Competition Groups | 41.687 | 1568011.5225 | 1.568 | 12587.1585 | 0.0033119 | 46 | Residential_2028_Technical_GWh_After Competition Groups_46 | LED Exterior Area Lights - LED Fixture (200W) | 0.3312% | 1.568 | 41.687 | Residential_2028_Technical_GWh_After Competition Groups_LED Exterior Area Lights - LED Fixture (200W)
Residential | Res ¦ Minimize Hot and Warm Clothes Wash | 2028 | Technical | GWh | After Competition Groups | 41.5739 | 0 | 0 | 12587.1585 | 0.0033029 | 47 | Residential_2028_Technical_GWh_After Competition Groups_47 | Minimize Hot and Warm Clothes Wash | 0.3303% | 0 | 41.5739 | Residential_2028_Technical_GWh_After Competition Groups_Minimize Hot and Warm Clothes Wash
Residential | Res ¦ Furnace Whistle | 2028 | Technical | GWh | After Competition Groups | 40.7148 | 64830.5171 | 0.064831 | 12587.1585 | 0.0032346 | 48 | Residential_2028_Technical_GWh_After Competition Groups_48 | Furnace Whistle | 0.3235% | 0.064831 | 40.7148 | Residential_2028_Technical_GWh_After Competition Groups_Furnace Whistle
Residential | Res ¦ Demand Control Ventilation | 2028 | Economic | GWh | After Competition Groups | 22.3448 | 20135.5758 | 0.020136 | 7025.453 | 0.0031806 | 33 | Residential_2028_Economic_GWh_After Competition Groups_33 | Demand Control Ventilation | 0.3181% | 0.020136 | 22.3448 | Residential_2028_Economic_GWh_After Competition Groups_Demand Control Ventilation
Residential | Res ¦ Home Energy Reports | 2028 | Technical | GWh | After Competition Groups | 39.0439 | 39191.338 | 0.039191 | 12587.1585 | 0.0031019 | 49 | Residential_2028_Technical_GWh_After Competition Groups_49 | Home Energy Reports | 0.3102% | 0.039191 | 39.0439 | Residential_2028_Technical_GWh_After Competition Groups_Home Energy Reports
Residential | Res ¦ High Efficiency Chiller (avg of water and air cooled) | 2028 | Achievable | GWh | After Competition Groups | 6.9982 | 195826.3035 | 0.19583 | 2288.7711 | 0.0030576 | 34 | Residential_2028_Achievable_GWh_After Competition Groups_34 | High Efficiency Chiller (avg of water and air cooled) | 0.3058% | 0.19583 | 6.9982 | Residential_2028_Achievable_GWh_After Competition Groups_High Efficiency Chiller (avg of water and air cooled)
Residential | Res ¦ Early Hot Water Heater Replacement | 2028 | Technical | GWh | After Competition Groups | 36.9699 | 0 | 0 | 12587.1585 | 0.0029371 | 50 | Residential_2028_Technical_GWh_After Competition Groups_50 | Early Hot Water Heater Replacement | 0.2937% | 0 | 36.9699 | Residential_2028_Technical_GWh_After Competition Groups_Early Hot Water Heater Replacement
Residential | Res ¦ Energy Star Clothes Dryer | 2028 | Economic | GWh | After Competition Groups | 20.0364 | 2235656.3808 | 2.2357 | 7025.453 | 0.002852 | 34 | Residential_2028_Economic_GWh_After Competition Groups_34 | Energy Star Clothes Dryer | 0.2852% | 2.2357 | 20.0364 | Residential_2028_Economic_GWh_After Competition Groups_Energy Star Clothes Dryer
Residential | Res ¦ Water Heater Temperature Setback | 2028 | Achievable | GWh | After Competition Groups | 6.1932 | 65611.6307 | 0.065612 | 2288.7711 | 0.0027059 | 35 | Residential_2028_Achievable_GWh_After Competition Groups_35 | Water Heater Temperature Setback | 0.2706% | 0.065612 | 6.1932 | Residential_2028_Achievable_GWh_After Competition Groups_Water Heater Temperature Setback
Residential | Res ¦ Heat Recovery Ventilator | 2028 | Economic | GWh | After Competition Groups | 18.7136 | 1716126.7256 | 1.7161 | 7025.453 | 0.0026637 | 35 | Residential_2028_Economic_GWh_After Competition Groups_35 | Heat Recovery Ventilator | 0.2664% | 1.7161 | 18.7136 | Residential_2028_Economic_GWh_After Competition Groups_Heat Recovery Ventilator
Residential | Res ¦ Duct Insulation MF | 2028 | Technical | GWh | After Competition Groups | 33.4696 | 671757.2868 | 0.67176 | 12587.1585 | 0.002659 | 51 | Residential_2028_Technical_GWh_After Competition Groups_51 | Duct Insulation MF | 0.2659% | 0.67176 | 33.4696 | Residential_2028_Technical_GWh_After Competition Groups_Duct Insulation MF
Residential | Res ¦ CO Sensors for parking garage exhaust fans | 2028 | Economic | GWh | After Competition Groups | 18.0369 | 628135.214 | 0.62814 | 7025.453 | 0.0025674 | 36 | Residential_2028_Economic_GWh_After Competition Groups_36 | CO Sensors for parking garage exhaust fans | 0.2567% | 0.62814 | 18.0369 | Residential_2028_Economic_GWh_After Competition Groups_CO Sensors for parking garage exhaust fans
Residential | Res ¦ Heat Pump Water Heater | 2028 | Technical | GWh | After Competition Groups | 31.8205 | 0 | 0 | 12587.1585 | 0.002528 | 52 | Residential_2028_Technical_GWh_After Competition Groups_52 | Heat Pump Water Heater | 0.2528% | 0 | 31.8205 | Residential_2028_Technical_GWh_After Competition Groups_Heat Pump Water Heater
Residential | Res ¦ ENERGY STAR LED LAMPS (REFLECTOR LAMPs/MR16/PAR 16) | 2028 | Economic | GWh | After Competition Groups | 17.7242 | 223034.2567 | 0.22303 | 7025.453 | 0.0025229 | 37 | Residential_2028_Economic_GWh_After Competition Groups_37 | ENERGY STAR LED LAMPS (REFLECTOR LAMPs/MR16/PAR 16) | 0.2523% | 0.22303 | 17.7242 | Residential_2028_Economic_GWh_After Competition Groups_ENERGY STAR LED LAMPS (REFLECTOR LAMPs/MR16/PAR 16)
Residential | Res ¦ Variable Frequency Drive (VFD) | 2028 | Economic | GWh | After Competition Groups | 17.5559 | 400051.8981 | 0.40005 | 7025.453 | 0.0024989 | 38 | Residential_2028_Economic_GWh_After Competition Groups_38 | Variable Frequency Drive (VFD) | 0.2499% | 0.40005 | 17.5559 | Residential_2028_Economic_GWh_After Competition Groups_Variable Frequency Drive (VFD)
Residential | Res ¦ Duct Insulation | 2028 | Achievable | GWh | After Competition Groups | 5.7117 | 951042.2438 | 0.95104 | 2288.7711 | 0.0024955 | 36 | Residential_2028_Achievable_GWh_After Competition Groups_36 | Duct Insulation | 0.2496% | 0.95104 | 5.7117 | Residential_2028_Achievable_GWh_After Competition Groups_Duct Insulation
Residential | Res ¦ Demand Control Ventilation | 2028 | Achievable | GWh | After Competition Groups | 5.591 | 20135.5758 | 0.020136 | 2288.7711 | 0.0024428 | 37 | Residential_2028_Achievable_GWh_After Competition Groups_37 | Demand Control Ventilation | 0.2443% | 0.020136 | 5.591 | Residential_2028_Achievable_GWh_After Competition Groups_Demand Control Ventilation
Residential | Res ¦ Central Air Conditioner Maintenance | 2028 | Technical | GWh | After Competition Groups | 30.4358 | 0 | 0 | 12587.1585 | 0.002418 | 53 | Residential_2028_Technical_GWh_After Competition Groups_53 | Central Air Conditioner Maintenance | 0.2418% | 0 | 30.4358 | Residential_2028_Technical_GWh_After Competition Groups_Central Air Conditioner Maintenance
Residential | Res ¦ Energy Star Dehumidifier | 2028 | Technical | GWh | After Competition Groups | 30.2871 | 0 | 0 | 12587.1585 | 0.0024062 | 54 | Residential_2028_Technical_GWh_After Competition Groups_54 | Energy Star Dehumidifier | 0.2406% | 0 | 30.2871 | Residential_2028_Technical_GWh_After Competition Groups_Energy Star Dehumidifier
Residential | Res ¦ Outside Air Economizer | 2028 | Technical | GWh | After Competition Groups | 28.5882 | 339309.9038 | 0.33931 | 12587.1585 | 0.0022712 | 55 | Residential_2028_Technical_GWh_After Competition Groups_55 | Outside Air Economizer | 0.2271% | 0.33931 | 28.5882 | Residential_2028_Technical_GWh_After Competition Groups_Outside Air Economizer
Residential | Res ¦ Central Lighting Control System | 2028 | Technical | GWh | After Competition Groups | 28.3401 | 0 | 0 | 12587.1585 | 0.0022515 | 56 | Residential_2028_Technical_GWh_After Competition Groups_56 | Central Lighting Control System | 0.2252% | 0 | 28.3401 | Residential_2028_Technical_GWh_After Competition Groups_Central Lighting Control System
Residential | Res ¦ Floor Insulation | 2028 | Achievable | GWh | After Competition Groups | 4.8508 | 1055728.8778 | 1.0557 | 2288.7711 | 0.0021194 | 38 | Residential_2028_Achievable_GWh_After Competition Groups_38 | Floor Insulation | 0.2119% | 1.0557 | 4.8508 | Residential_2028_Achievable_GWh_After Competition Groups_Floor Insulation
Residential | Res ¦ Drain Water Heat Recovery | 2028 | Technical | GWh | After Competition Groups | 24.8164 | 0 | 0 | 12587.1585 | 0.0019716 | 57 | Residential_2028_Technical_GWh_After Competition Groups_57 | Drain Water Heat Recovery | 0.1972% | 0 | 24.8164 | Residential_2028_Technical_GWh_After Competition Groups_Drain Water Heat Recovery
Residential | Res ¦ Water Heater Temperature Setback | 2028 | Economic | GWh | After Competition Groups | 12.9732 | 65611.6307 | 0.065612 | 7025.453 | 0.0018466 | 39 | Residential_2028_Economic_GWh_After Competition Groups_39 | Water Heater Temperature Setback | 0.1847% | 0.065612 | 12.9732 | Residential_2028_Economic_GWh_After Competition Groups_Water Heater Temperature Setback
Residential | Res ¦ LED Tube Re-Lamp | 2028 | Technical | GWh | After Competition Groups | 23.0744 | 1106676.1925 | 1.1067 | 12587.1585 | 0.0018332 | 58 | Residential_2028_Technical_GWh_After Competition Groups_58 | LED Tube Re-Lamp | 0.1833% | 1.1067 | 23.0744 | Residential_2028_Technical_GWh_After Competition Groups_LED Tube Re-Lamp
Residential | Res ¦ Demand Control Ventilation | 2028 | Technical | GWh | After Competition Groups | 22.3448 | 20135.5758 | 0.020136 | 12587.1585 | 0.0017752 | 59 | Residential_2028_Technical_GWh_After Competition Groups_59 | Demand Control Ventilation | 0.1775% | 0.020136 | 22.3448 | Residential_2028_Technical_GWh_After Competition Groups_Demand Control Ventilation
Residential | Res ¦ Energy Star Windows | 2028 | Economic | GWh | After Competition Groups | 11.3024 | 0 | 0 | 7025.453 | 0.0016088 | 40 | Residential_2028_Economic_GWh_After Competition Groups_40 | Energy Star Windows | 0.1609% | 0 | 11.3024 | Residential_2028_Economic_GWh_After Competition Groups_Energy Star Windows
Residential | Res ¦ Energy Star Clothes Dryer | 2028 | Achievable | GWh | After Competition Groups | 3.61 | 2235656.3808 | 2.2357 | 2288.7711 | 0.0015773 | 39 | Residential_2028_Achievable_GWh_After Competition Groups_39 | Energy Star Clothes Dryer | 0.1577% | 2.2357 | 3.61 | Residential_2028_Achievable_GWh_After Competition Groups_Energy Star Clothes Dryer
Residential | Res ¦ Heat Recovery Ventilator | 2028 | Technical | GWh | After Competition Groups | 19.3359 | 1716126.7256 | 1.7161 | 12587.1585 | 0.0015362 | 60 | Residential_2028_Technical_GWh_After Competition Groups_60 | Heat Recovery Ventilator | 0.1536% | 1.7161 | 19.3359 | Residential_2028_Technical_GWh_After Competition Groups_Heat Recovery Ventilator
Residential | Res ¦ Wall Insulation | 2028 | Achievable | GWh | After Competition Groups | 3.4746 | 171118.0247 | 0.17112 | 2288.7711 | 0.0015181 | 40 | Residential_2028_Achievable_GWh_After Competition Groups_40 | Wall Insulation | 0.1518% | 0.17112 | 3.4746 | Residential_2028_Achievable_GWh_After Competition Groups_Wall Insulation
Residential | Res ¦ Home Energy Reports | 2028 | Economic | GWh | After Competition Groups | 10.4539 | 39191.338 | 0.039191 | 7025.453 | 0.001488 | 41 | Residential_2028_Economic_GWh_After Competition Groups_41 | Home Energy Reports | 0.1488% | 0.039191 | 10.4539 | Residential_2028_Economic_GWh_After Competition Groups_Home Energy Reports
Residential | Res ¦ LED Tube Re-Lamp | 2028 | Economic | GWh | After Competition Groups | 10.3354 | 1106676.1925 | 1.1067 | 7025.453 | 0.0014711 | 42 | Residential_2028_Economic_GWh_After Competition Groups_42 | LED Tube Re-Lamp | 0.1471% | 1.1067 | 10.3354 | Residential_2028_Economic_GWh_After Competition Groups_LED Tube Re-Lamp
Residential | Res ¦ CO Sensors for parking garage exhaust fans | 2028 | Technical | GWh | After Competition Groups | 18.0369 | 628135.214 | 0.62814 | 12587.1585 | 0.001433 | 61 | Residential_2028_Technical_GWh_After Competition Groups_61 | CO Sensors for parking garage exhaust fans | 0.1433% | 0.62814 | 18.0369 | Residential_2028_Technical_GWh_After Competition Groups_CO Sensors for parking garage exhaust fans
Residential | Res ¦ ENERGY STAR LED LAMPS (REFLECTOR LAMPs/MR16/PAR 16) | 2028 | Technical | GWh | After Competition Groups | 17.7242 | 223034.2567 | 0.22303 | 12587.1585 | 0.0014081 | 62 | Residential_2028_Technical_GWh_After Competition Groups_62 | ENERGY STAR LED LAMPS (REFLECTOR LAMPs/MR16/PAR 16) | 0.1408% | 0.22303 | 17.7242 | Residential_2028_Technical_GWh_After Competition Groups_ENERGY STAR LED LAMPS (REFLECTOR LAMPs/MR16/PAR 16)
Residential | Res ¦ Variable Frequency Drive (VFD) | 2028 | Technical | GWh | After Competition Groups | 17.5559 | 400051.8981 | 0.40005 | 12587.1585 | 0.0013947 | 63 | Residential_2028_Technical_GWh_After Competition Groups_63 | Variable Frequency Drive (VFD) | 0.1395% | 0.40005 | 17.5559 | Residential_2028_Technical_GWh_After Competition Groups_Variable Frequency Drive (VFD)
Residential | Res ¦ Tankless Water Heater | 2028 | Economic | GWh | After Competition Groups | 9.4419 | 643044.1891 | 0.64304 | 7025.453 | 0.001344 | 43 | Residential_2028_Economic_GWh_After Competition Groups_43 | Tankless Water Heater | 0.1344% | 0.64304 | 9.4419 | Residential_2028_Economic_GWh_After Competition Groups_Tankless Water Heater
Residential | Res ¦ Condensing Make Up Air Unit | 2028 | Achievable | GWh | After Competition Groups | 3.0192 | 829515.6223 | 0.82952 | 2288.7711 | 0.0013191 | 41 | Residential_2028_Achievable_GWh_After Competition Groups_41 | Condensing Make Up Air Unit | 0.1319% | 0.82952 | 3.0192 | Residential_2028_Achievable_GWh_After Competition Groups_Condensing Make Up Air Unit
Residential | Res ¦ Condensing Make Up Air Unit | 2028 | Economic | GWh | After Competition Groups | 8.6943 | 829515.6223 | 0.82952 | 7025.453 | 0.0012376 | 44 | Residential_2028_Economic_GWh_After Competition Groups_44 | Condensing Make Up Air Unit | 0.1238% | 0.82952 | 8.6943 | Residential_2028_Economic_GWh_After Competition Groups_Condensing Make Up Air Unit
Residential | Res ¦ Home Energy Reports | 2028 | Achievable | GWh | After Competition Groups | 2.7223 | 39191.338 | 0.039191 | 2288.7711 | 0.0011894 | 42 | Residential_2028_Achievable_GWh_After Competition Groups_42 | Home Energy Reports | 0.1189% | 0.039191 | 2.7223 | Residential_2028_Achievable_GWh_After Competition Groups_Home Energy Reports
Residential | Res ¦ High Efficiency Chiller (avg of water and air cooled) | 2028 | Economic | GWh | After Competition Groups | 8.1616 | 195826.3035 | 0.19583 | 7025.453 | 0.0011617 | 45 | Residential_2028_Economic_GWh_After Competition Groups_45 | High Efficiency Chiller (avg of water and air cooled) | 0.1162% | 0.19583 | 8.1616 | Residential_2028_Economic_GWh_After Competition Groups_High Efficiency Chiller (avg of water and air cooled)
Residential | Res ¦ VFD on Pumps | 2028 | Achievable | GWh | After Competition Groups | 2.5771 | 149852.4853 | 0.14985 | 2288.7711 | 0.001126 | 43 | Residential_2028_Achievable_GWh_After Competition Groups_43 | VFD on Pumps | 0.1126% | 0.14985 | 2.5771 | Residential_2028_Achievable_GWh_After Competition Groups_VFD on Pumps
Residential | Res ¦ Energy Star Dishwasher | 2028 | Technical | GWh | After Competition Groups | 13.7873 | 0 | 0 | 12587.1585 | 0.0010953 | 64 | Residential_2028_Technical_GWh_After Competition Groups_64 | Energy Star Dishwasher | 0.1095% | 0 | 13.7873 | Residential_2028_Technical_GWh_After Competition Groups_Energy Star Dishwasher
Residential | Res ¦ Water Heater Temperature Setback | 2028 | Technical | GWh | After Competition Groups | 12.9732 | 65611.6307 | 0.065612 | 12587.1585 | 0.0010307 | 65 | Residential_2028_Technical_GWh_After Competition Groups_65 | Water Heater Temperature Setback | 0.1031% | 0.065612 | 12.9732 | Residential_2028_Technical_GWh_After Competition Groups_Water Heater Temperature Setback
Residential | Res ¦ ENERGY STAR LED Lamps (General Service Lamps) | 2028 | Achievable | GWh | After Competition Groups | 2.1689 | 46716.2049 | 0.046716 | 2288.7711 | 0.00094761 | 44 | Residential_2028_Achievable_GWh_After Competition Groups_44 | ENERGY STAR LED Lamps (General Service Lamps) | 0.09476% | 0.046716 | 2.1689 | Residential_2028_Achievable_GWh_After Competition Groups_ENERGY STAR LED Lamps (General Service Lamps)
Residential | Res ¦ Duct Insulation MF | 2028 | Achievable | GWh | After Competition Groups | 2.126 | 671757.2868 | 0.67176 | 2288.7711 | 0.00092886 | 45 | Residential_2028_Achievable_GWh_After Competition Groups_45 | Duct Insulation MF | 0.09289% | 0.67176 | 2.126 | Residential_2028_Achievable_GWh_After Competition Groups_Duct Insulation MF
Residential | Res ¦ DHW Recirculation Systems | 2028 | Technical | GWh | After Competition Groups | 11.6875 | 0 | 0 | 12587.1585 | 0.00092852 | 66 | Residential_2028_Technical_GWh_After Competition Groups_66 | DHW Recirculation Systems | 0.09285% | 0 | 11.6875 | Residential_2028_Technical_GWh_After Competition Groups_DHW Recirculation Systems
Residential | Res ¦ Air Source Heat Pump Maintenance | 2028 | Technical | GWh | After Competition Groups | 10.547 | 0 | 0 | 12587.1585 | 0.00083792 | 67 | Residential_2028_Technical_GWh_After Competition Groups_67 | Air Source Heat Pump Maintenance | 0.08379% | 0 | 10.547 | Residential_2028_Technical_GWh_After Competition Groups_Air Source Heat Pump Maintenance
Residential | Res ¦ VFD on Pumps | 2028 | Economic | GWh | After Competition Groups | 5.3986 | 149852.4853 | 0.14985 | 7025.453 | 0.00076844 | 46 | Residential_2028_Economic_GWh_After Competition Groups_46 | VFD on Pumps | 0.07684% | 0.14985 | 5.3986 | Residential_2028_Economic_GWh_After Competition Groups_VFD on Pumps
Residential | Res ¦ Tankless Water Heater | 2028 | Achievable | GWh | After Competition Groups | 1.6034 | 643044.1891 | 0.64304 | 2288.7711 | 0.00070055 | 46 | Residential_2028_Achievable_GWh_After Competition Groups_46 | Tankless Water Heater | 0.07006% | 0.64304 | 1.6034 | Residential_2028_Achievable_GWh_After Competition Groups_Tankless Water Heater
Residential | Res ¦ Condensing Make Up Air Unit | 2028 | Technical | GWh | After Competition Groups | 8.6943 | 829515.6223 | 0.82952 | 12587.1585 | 0.00069073 | 68 | Residential_2028_Technical_GWh_After Competition Groups_68 | Condensing Make Up Air Unit | 0.06907% | 0.82952 | 8.6943 | Residential_2028_Technical_GWh_After Competition Groups_Condensing Make Up Air Unit
Residential | Res ¦ High Efficiency Chiller (avg of water and air cooled) | 2028 | Technical | GWh | After Competition Groups | 8.1616 | 195826.3035 | 0.19583 | 12587.1585 | 0.00064841 | 69 | Residential_2028_Technical_GWh_After Competition Groups_69 | High Efficiency Chiller (avg of water and air cooled) | 0.06484% | 0.19583 | 8.1616 | Residential_2028_Technical_GWh_After Competition Groups_High Efficiency Chiller (avg of water and air cooled)
Residential | Res ¦ Energy Star Windows | 2028 | Achievable | GWh | After Competition Groups | 1.3228 | 0 | 0 | 2288.7711 | 0.00057796 | 47 | Residential_2028_Achievable_GWh_After Competition Groups_47 | Energy Star Windows | 0.0578% | 0 | 1.3228 | Residential_2028_Achievable_GWh_After Competition Groups_Energy Star Windows
Residential | Res ¦ ECM MOTORS FOR HVAC APPLICATION (FAN-POWERED VAV BOX) | 2028 | Achievable | GWh | After Competition Groups | 1.2424 | 69059.8066 | 0.06906 | 2288.7711 | 0.00054282 | 48 | Residential_2028_Achievable_GWh_After Competition Groups_48 | ECM MOTORS FOR HVAC APPLICATION (FAN-POWERED VAV BOX) | 0.05428% | 0.06906 | 1.2424 | Residential_2028_Achievable_GWh_After Competition Groups_ECM MOTORS FOR HVAC APPLICATION (FAN-POWERED VAV BOX)
Residential | Res ¦ Heat Recovery Ventilator | 2028 | Achievable | GWh | After Competition Groups | 1.0934 | 1716126.7256 | 1.7161 | 2288.7711 | 0.00047774 | 49 | Residential_2028_Achievable_GWh_After Competition Groups_49 | Heat Recovery Ventilator | 0.04777% | 1.7161 | 1.0934 | Residential_2028_Achievable_GWh_After Competition Groups_Heat Recovery Ventilator
Residential | Res ¦ Basement or Crawlspace Insulation | 2028 | Achievable | GWh | After Competition Groups | 1.0125 | 0 | 0 | 2288.7711 | 0.00044239 | 50 | Residential_2028_Achievable_GWh_After Competition Groups_50 | Basement or Crawlspace Insulation | 0.04424% | 0 | 1.0125 | Residential_2028_Achievable_GWh_After Competition Groups_Basement or Crawlspace Insulation
Residential | Res ¦ ENERGY STAR LED Lamps (General Service Lamps) | 2028 | Economic | GWh | After Competition Groups | 3.0434 | 46716.2049 | 0.046716 | 7025.453 | 0.0004332 | 47 | Residential_2028_Economic_GWh_After Competition Groups_47 | ENERGY STAR LED Lamps (General Service Lamps) | 0.04332% | 0.046716 | 3.0434 | Residential_2028_Economic_GWh_After Competition Groups_ENERGY STAR LED Lamps (General Service Lamps)
Residential | Res ¦ VFD on Pumps | 2028 | Technical | GWh | After Competition Groups | 5.3986 | 149852.4853 | 0.14985 | 12587.1585 | 0.0004289 | 70 | Residential_2028_Technical_GWh_After Competition Groups_70 | VFD on Pumps | 0.04289% | 0.14985 | 5.3986 | Residential_2028_Technical_GWh_After Competition Groups_VFD on Pumps
Residential | Res ¦ ECM MOTORS FOR HVAC APPLICATION (FAN-POWERED VAV BOX) | 2028 | Economic | GWh | After Competition Groups | 2.9188 | 69059.8066 | 0.06906 | 7025.453 | 0.00041546 | 48 | Residential_2028_Economic_GWh_After Competition Groups_48 | ECM MOTORS FOR HVAC APPLICATION (FAN-POWERED VAV BOX) | 0.04155% | 0.06906 | 2.9188 | Residential_2028_Economic_GWh_After Competition Groups_ECM MOTORS FOR HVAC APPLICATION (FAN-POWERED VAV BOX)
Residential | Res ¦ Beverage Vending Machine Controls | 2028 | Achievable | GWh | After Competition Groups | 0.68982 | 25034.8195 | 0.025035 | 2288.7711 | 0.00030139 | 51 | Residential_2028_Achievable_GWh_After Competition Groups_51 | Beverage Vending Machine Controls | 0.03014% | 0.025035 | 0.68982 | Residential_2028_Achievable_GWh_After Competition Groups_Beverage Vending Machine Controls
Residential | Res ¦ Beverage Vending Machine Controls | 2028 | Economic | GWh | After Competition Groups | 1.9674 | 25034.8195 | 0.025035 | 7025.453 | 0.00028004 | 49 | Residential_2028_Economic_GWh_After Competition Groups_49 | Beverage Vending Machine Controls | 0.028% | 0.025035 | 1.9674 | Residential_2028_Economic_GWh_After Competition Groups_Beverage Vending Machine Controls
Residential | Res ¦ ENERGY STAR LED Lamps (General Service Lamps) | 2028 | Technical | GWh | After Competition Groups | 3.0434 | 46716.2049 | 0.046716 | 12587.1585 | 0.00024179 | 71 | Residential_2028_Technical_GWh_After Competition Groups_71 | ENERGY STAR LED Lamps (General Service Lamps) | 0.02418% | 0.046716 | 3.0434 | Residential_2028_Technical_GWh_After Competition Groups_ENERGY STAR LED Lamps (General Service Lamps)
Residential | Res ¦ ECM MOTORS FOR HVAC APPLICATION (FAN-POWERED VAV BOX) | 2028 | Technical | GWh | After Competition Groups | 2.9188 | 69059.8066 | 0.06906 | 12587.1585 | 0.00023189 | 72 | Residential_2028_Technical_GWh_After Competition Groups_72 | ECM MOTORS FOR HVAC APPLICATION (FAN-POWERED VAV BOX) | 0.02319% | 0.06906 | 2.9188 | Residential_2028_Technical_GWh_After Competition Groups_ECM MOTORS FOR HVAC APPLICATION (FAN-POWERED VAV BOX)
Residential | Res ¦ HVAC Optimization | 2028 | Technical | GWh | After Competition Groups | 2.4494 | 0 | 0 | 12587.1585 | 0.00019459 | 73 | Residential_2028_Technical_GWh_After Competition Groups_73 | HVAC Optimization | 0.01946% | 0 | 2.4494 | Residential_2028_Technical_GWh_After Competition Groups_HVAC Optimization
Residential | Res ¦ Tankless Water Heater | 2028 | Technical | GWh | After Competition Groups | 1.9788 | 22092.1448 | 0.022092 | 12587.1585 | 0.00015721 | 74 | Residential_2028_Technical_GWh_After Competition Groups_74 | Tankless Water Heater | 0.01572% | 0.022092 | 1.9788 | Residential_2028_Technical_GWh_After Competition Groups_Tankless Water Heater
Residential | Res ¦ Beverage Vending Machine Controls | 2028 | Technical | GWh | After Competition Groups | 1.9674 | 25034.8195 | 0.025035 | 12587.1585 | 0.0001563 | 75 | Residential_2028_Technical_GWh_After Competition Groups_75 | Beverage Vending Machine Controls | 0.01563% | 0.025035 | 1.9674 | Residential_2028_Technical_GWh_After Competition Groups_Beverage Vending Machine Controls
Residential | Res ¦ Wall Insulation MF | 2028 | Technical | GWh | After Competition Groups | 0.65681 | 0 | 0 | 12587.1585 | 5.2181e-05 | 76 | Residential_2028_Technical_GWh_After Competition Groups_76 | Wall Insulation MF | 0.005218% | 0 | 0.65681 | Residential_2028_Technical_GWh_After Competition Groups_Wall Insulation MF
Residential | Res ¦ LED High Bay Fixture | 2028 | Economic | GWh | After Competition Groups | 0.28425 | 28236.6915 | 0.028237 | 7025.453 | 4.046e-05 | 50 | Residential_2028_Economic_GWh_After Competition Groups_50 | LED High Bay Fixture | 0.004046% | 0.028237 | 0.28425 | Residential_2028_Economic_GWh_After Competition Groups_LED High Bay Fixture
Residential | Res ¦ Chilled Water Optimization | 2028 | Achievable | GWh | After Competition Groups | 0.077064 | 153.8975 | 0.0001539 | 2288.7711 | 3.367e-05 | 52 | Residential_2028_Achievable_GWh_After Competition Groups_52 | Chilled Water Optimization | 0.003367% | 0.0001539 | 0.077064 | Residential_2028_Achievable_GWh_After Competition Groups_Chilled Water Optimization
Residential | Res ¦ Chilled Water Optimization | 2028 | Economic | GWh | After Competition Groups | 0.21209 | 153.8975 | 0.0001539 | 7025.453 | 3.0188e-05 | 51 | Residential_2028_Economic_GWh_After Competition Groups_51 | Chilled Water Optimization | 0.003019% | 0.0001539 | 0.21209 | Residential_2028_Economic_GWh_After Competition Groups_Chilled Water Optimization
Residential | Res ¦ LED Recessed Downlights | 2028 | Technical | GWh | After Competition Groups | 0.32866 | 0 | 0 | 12587.1585 | 2.6111e-05 | 77 | Residential_2028_Technical_GWh_After Competition Groups_77 | LED Recessed Downlights | 0.002611% | 0 | 0.32866 | Residential_2028_Technical_GWh_After Competition Groups_LED Recessed Downlights
Residential | Res ¦ LED High Bay Fixture | 2028 | Technical | GWh | After Competition Groups | 0.28425 | 28236.6915 | 0.028237 | 12587.1585 | 2.2582e-05 | 78 | Residential_2028_Technical_GWh_After Competition Groups_78 | LED High Bay Fixture | 0.002258% | 0.028237 | 0.28425 | Residential_2028_Technical_GWh_After Competition Groups_LED High Bay Fixture
Residential | Res ¦ Chilled Water Optimization | 2028 | Technical | GWh | After Competition Groups | 0.21209 | 153.8975 | 0.0001539 | 12587.1585 | 1.685e-05 | 79 | Residential_2028_Technical_GWh_After Competition Groups_79 | Chilled Water Optimization | 0.001685% | 0.0001539 | 0.21209 | Residential_2028_Technical_GWh_After Competition Groups_Chilled Water Optimization
Residential | Res ¦ LED High Bay Fixture | 2028 | Achievable | GWh | After Competition Groups | 0.019175 | 28236.6915 | 0.028237 | 2288.7711 | 8.3778e-06 | 53 | Residential_2028_Achievable_GWh_After Competition Groups_53 | LED High Bay Fixture | 0.0008378% | 0.028237 | 0.019175 | Residential_2028_Achievable_GWh_After Competition Groups_LED High Bay Fixture
Residential | Res ¦ Ceiling Insulation | 2028 | Economic | GWh | After Competition Groups | 0.057878 | 0 | 0 | 7025.453 | 8.2383e-06 | 52 | Residential_2028_Economic_GWh_After Competition Groups_52 | Ceiling Insulation | 0.0008238% | 0 | 0.057878 | Residential_2028_Economic_GWh_After Competition Groups_Ceiling Insulation
Residential | Res ¦ Wall Insulation MF | 2028 | Economic | GWh | After Competition Groups | 0.053913 | 0 | 0 | 7025.453 | 7.6739e-06 | 53 | Residential_2028_Economic_GWh_After Competition Groups_53 | Wall Insulation MF | 0.0007674% | 0 | 0.053913 | Residential_2028_Economic_GWh_After Competition Groups_Wall Insulation MF
Residential | Res ¦ Solar Water Preheat (Pools/DHW) | 2028 | Technical | GWh | After Competition Groups | 0.046718 | 0 | 0 | 12587.1585 | 3.7116e-06 | 80 | Residential_2028_Technical_GWh_After Competition Groups_80 | Solar Water Preheat (Pools/DHW) | 0.0003712% | 0 | 0.046718 | Residential_2028_Technical_GWh_After Competition Groups_Solar Water Preheat (Pools/DHW)
Residential | Res ¦ Wall Insulation MF | 2028 | Achievable | GWh | After Competition Groups | 0.0043671 | 0 | 0 | 2288.7711 | 1.9081e-06 | 54 | Residential_2028_Achievable_GWh_After Competition Groups_54 | Wall Insulation MF | 0.0001908% | 0 | 0.0043671 | Residential_2028_Achievable_GWh_After Competition Groups_Wall Insulation MF
Residential | Res ¦ Ceiling Insulation | 2028 | Achievable | GWh | After Competition Groups | 0.001223 | 0 | 0 | 2288.7711 | 5.3435e-07 | 55 | Residential_2028_Achievable_GWh_After Competition Groups_55 | Ceiling Insulation | 5.343e-05% | 0 | 0.001223 | Residential_2028_Achievable_GWh_After Competition Groups_Ceiling Insulation
Residential | Res ¦ Photocell Controls (Outdoor) | 2028 | Technical | GWh | After Competition Groups | 0.00035199 | 0 | 0 | 12587.1585 | 2.7964e-08 | 81 | Residential_2028_Technical_GWh_After Competition Groups_81 | Photocell Controls (Outdoor) | 2.796e-06% | 0 | 0.00035199 | Residential_2028_Technical_GWh_After Competition Groups_Photocell Controls (Outdoor)
Residential | Res ¦ Air Source Heat Pump | 2028 | Achievable | GWh | After Competition Groups | 0 | 0 | 0 | 2288.7711 | 0 | 56 | Residential_2028_Achievable_GWh_After Competition Groups_56 | Air Source Heat Pump | 0% | 0 | 0 | Residential_2028_Achievable_GWh_After Competition Groups_Air Source Heat Pump
Residential | Res ¦ DHW Recirculation Systems | 2028 | Achievable | GWh | After Competition Groups | 0 | 0 | 0 | 2288.7711 | 0 | 57 | Residential_2028_Achievable_GWh_After Competition Groups_57 | DHW Recirculation Systems | 0% | 0 | 0 | Residential_2028_Achievable_GWh_After Competition Groups_DHW Recirculation Systems
Residential | Res ¦ DHW Recirculation Systems | 2028 | Economic | GWh | After Competition Groups | 0 | 0 | 0 | 7025.453 | 0 | 54 | Residential_2028_Economic_GWh_After Competition Groups_54 | DHW Recirculation Systems | 0% | 0 | 0 | Residential_2028_Economic_GWh_After Competition Groups_DHW Recirculation Systems
Residential | Res ¦ Drain Water Heat Recovery | 2028 | Achievable | GWh | After Competition Groups | 0 | 0 | 0 | 2288.7711 | 0 | 58 | Residential_2028_Achievable_GWh_After Competition Groups_58 | Drain Water Heat Recovery | 0% | 0 | 0 | Residential_2028_Achievable_GWh_After Competition Groups_Drain Water Heat Recovery
Residential | Res ¦ Drain Water Heat Recovery | 2028 | Economic | GWh | After Competition Groups | 0 | 0 | 0 | 7025.453 | 0 | 55 | Residential_2028_Economic_GWh_After Competition Groups_55 | Drain Water Heat Recovery | 0% | 0 | 0 | Residential_2028_Economic_GWh_After Competition Groups_Drain Water Heat Recovery
Residential | Res ¦ Early Hot Water Heater Replacement | 2028 | Achievable | GWh | After Competition Groups | 0 | 0 | 0 | 2288.7711 | 0 | 59 | Residential_2028_Achievable_GWh_After Competition Groups_59 | Early Hot Water Heater Replacement | 0% | 0 | 0 | Residential_2028_Achievable_GWh_After Competition Groups_Early Hot Water Heater Replacement
Residential | Res ¦ Early Hot Water Heater Replacement | 2028 | Economic | GWh | After Competition Groups | 0 | 0 | 0 | 7025.453 | 0 | 56 | Residential_2028_Economic_GWh_After Competition Groups_56 | Early Hot Water Heater Replacement | 0% | 0 | 0 | Residential_2028_Economic_GWh_After Competition Groups_Early Hot Water Heater Replacement
Residential | Res ¦ Energy Star Dehumidifier | 2028 | Achievable | GWh | After Competition Groups | 0 | 0 | 0 | 2288.7711 | 0 | 60 | Residential_2028_Achievable_GWh_After Competition Groups_60 | Energy Star Dehumidifier | 0% | 0 | 0 | Residential_2028_Achievable_GWh_After Competition Groups_Energy Star Dehumidifier
Residential | Res ¦ Energy Star Dehumidifier | 2028 | Economic | GWh | After Competition Groups | 0 | 0 | 0 | 7025.453 | 0 | 57 | Residential_2028_Economic_GWh_After Competition Groups_57 | Energy Star Dehumidifier | 0% | 0 | 0 | Residential_2028_Economic_GWh_After Competition Groups_Energy Star Dehumidifier
Residential | Res ¦ Energy Star Freezer | 2028 | Achievable | GWh | After Competition Groups | 0 | 0 | 0 | 2288.7711 | 0 | 61 | Residential_2028_Achievable_GWh_After Competition Groups_61 | Energy Star Freezer | 0% | 0 | 0 | Residential_2028_Achievable_GWh_After Competition Groups_Energy Star Freezer
Residential | Res ¦ Energy Star Freezer | 2028 | Economic | GWh | After Competition Groups | 0 | 0 | 0 | 7025.453 | 0 | 58 | Residential_2028_Economic_GWh_After Competition Groups_58 | Energy Star Freezer | 0% | 0 | 0 | Residential_2028_Economic_GWh_After Competition Groups_Energy Star Freezer
Residential | Res ¦ Furnace with ECM | 2028 | Achievable | GWh | After Competition Groups | 0 | 0 | 0 | 2288.7711 | 0 | 62 | Residential_2028_Achievable_GWh_After Competition Groups_62 | Furnace with ECM | 0% | 0 | 0 | Residential_2028_Achievable_GWh_After Competition Groups_Furnace with ECM
Residential | Res ¦ Furnace with ECM | 2028 | Economic | GWh | After Competition Groups | 0 | 0 | 0 | 7025.453 | 0 | 59 | Residential_2028_Economic_GWh_After Competition Groups_59 | Furnace with ECM | 0% | 0 | 0 | Residential_2028_Economic_GWh_After Competition Groups_Furnace with ECM
Residential | Res ¦ Heat Pump Water Heater | 2028 | Achievable | GWh | After Competition Groups | 0 | 0 | 0 | 2288.7711 | 0 | 63 | Residential_2028_Achievable_GWh_After Competition Groups_63 | Heat Pump Water Heater | 0% | 0 | 0 | Residential_2028_Achievable_GWh_After Competition Groups_Heat Pump Water Heater
Residential | Res ¦ Heat Pump Water Heater | 2028 | Economic | GWh | After Competition Groups | 0 | 0 | 0 | 7025.453 | 0 | 60 | Residential_2028_Economic_GWh_After Competition Groups_60 | Heat Pump Water Heater | 0% | 0 | 0 | Residential_2028_Economic_GWh_After Competition Groups_Heat Pump Water Heater
Residential | Res ¦ LED Downlight | 2028 | Achievable | GWh | After Competition Groups | 0 | 0 | 0 | 2288.7711 | 0 | 64 | Residential_2028_Achievable_GWh_After Competition Groups_64 | LED Downlight | 0% | 0 | 0 | Residential_2028_Achievable_GWh_After Competition Groups_LED Downlight
Residential | Res ¦ LED Downlight | 2028 | Economic | GWh | After Competition Groups | 0 | 0 | 0 | 7025.453 | 0 | 61 | Residential_2028_Economic_GWh_After Competition Groups_61 | LED Downlight | 0% | 0 | 0 | Residential_2028_Economic_GWh_After Competition Groups_LED Downlight
Residential | Res ¦ Lighting Motion Sensors, Timers, Dimmers | 2028 | Achievable | GWh | After Competition Groups | 0 | 0 | 0 | 2288.7711 | 0 | 65 | Residential_2028_Achievable_GWh_After Competition Groups_65 | Lighting Motion Sensors, Timers, Dimmers | 0% | 0 | 0 | Residential_2028_Achievable_GWh_After Competition Groups_Lighting Motion Sensors, Timers, Dimmers
Residential | Res ¦ Lighting Motion Sensors, Timers, Dimmers | 2028 | Economic | GWh | After Competition Groups | 0 | 0 | 0 | 7025.453 | 0 | 62 | Residential_2028_Economic_GWh_After Competition Groups_62 | Lighting Motion Sensors, Timers, Dimmers | 0% | 0 | 0 | Residential_2028_Economic_GWh_After Competition Groups_Lighting Motion Sensors, Timers, Dimmers
Residential | Res ¦ Networked/ Connected - Indoor LED Luminaire | 2028 | Achievable | GWh | After Competition Groups | 0 | 0 | 0 | 2288.7711 | 0 | 66 | Residential_2028_Achievable_GWh_After Competition Groups_66 | Networked/ Connected - Indoor LED Luminaire | 0% | 0 | 0 | Residential_2028_Achievable_GWh_After Competition Groups_Networked/ Connected - Indoor LED Luminaire
Residential | Res ¦ Radiant Barrier | 2028 | Achievable | GWh | After Competition Groups | 0 | 0 | 0 | 2288.7711 | 0 | 67 | Residential_2028_Achievable_GWh_After Competition Groups_67 | Radiant Barrier | 0% | 0 | 0 | Residential_2028_Achievable_GWh_After Competition Groups_Radiant Barrier
Residential | Res ¦ Radiant Barrier | 2028 | Economic | GWh | After Competition Groups | 0 | 0 | 0 | 7025.453 | 0 | 63 | Residential_2028_Economic_GWh_After Competition Groups_63 | Radiant Barrier | 0% | 0 | 0 | Residential_2028_Economic_GWh_After Competition Groups_Radiant Barrier
Residential | Res ¦ Smart Power Bar | 2028 | Achievable | GWh | After Competition Groups | 0 | 0 | 0 | 2288.7711 | 0 | 68 | Residential_2028_Achievable_GWh_After Competition Groups_68 | Smart Power Bar | 0% | 0 | 0 | Residential_2028_Achievable_GWh_After Competition Groups_Smart Power Bar
Residential | Res ¦ Smart Power Bar | 2028 | Economic | GWh | After Competition Groups | 0 | 0 | 0 | 7025.453 | 0 | 64 | Residential_2028_Economic_GWh_After Competition Groups_64 | Smart Power Bar | 0% | 0 | 0 | Residential_2028_Economic_GWh_After Competition Groups_Smart Power Bar
Residential | Res ¦ Variable Refrigerant Flow Heat Pump | 2028 | Achievable | GWh | After Competition Groups | 0 | 0 | 0 | 2288.7711 | 0 | 69 | Residential_2028_Achievable_GWh_After Competition Groups_69 | Variable Refrigerant Flow Heat Pump | 0% | 0 | 0 | Residential_2028_Achievable_GWh_After Competition Groups_Variable Refrigerant Flow Heat Pump
Residential | Res ¦ Variable Refrigerant Flow Heat Pump | 2028 | Economic | GWh | After Competition Groups | 0 | 0 | 0 | 7025.453 | 0 | 65 | Residential_2028_Economic_GWh_After Competition Groups_65 | Variable Refrigerant Flow Heat Pump | 0% | 0 | 0 | Residential_2028_Economic_GWh_After Competition Groups_Variable Refrigerant Flow Heat Pump
Residential | Res ¦ Energy Star A Line, PAR, MR Lamps | 2029 | Economic | GWh | After Competition Groups | 1334.9049 | 24439.198 | 0.024439 | 7418.8653 | 0.17993 | 1 | Residential_2029_Economic_GWh_After Competition Groups_1 | Energy Star A Line, PAR, MR Lamps | 17.99% | 0.024439 | 1334.9049 | Residential_2029_Economic_GWh_After Competition Groups_Energy Star A Line, PAR, MR Lamps
Residential | Res ¦ Smart Power Bar | 2029 | Technical | GWh | After Competition Groups | 1567.6863 | 0 | 0 | 13028.5195 | 0.12033 | 1 | Residential_2029_Technical_GWh_After Competition Groups_1 | Smart Power Bar | 12.03% | 0 | 1567.6863 | Residential_2029_Technical_GWh_After Competition Groups_Smart Power Bar
Residential | Res ¦ Energy Star Clothes Washer | 2029 | Achievable | GWh | After Competition Groups | 285.021 | 19799255.1899 | 19.7993 | 2771.0579 | 0.10286 | 1 | Residential_2029_Achievable_GWh_After Competition Groups_1 | Energy Star Clothes Washer | 10.29% | 19.7993 | 285.021 | Residential_2029_Achievable_GWh_After Competition Groups_Energy Star Clothes Washer
Residential | Res ¦ Energy Star A Line, PAR, MR Lamps | 2029 | Technical | GWh | After Competition Groups | 1334.9049 | 24439.198 | 0.024439 | 13028.5195 | 0.10246 | 2 | Residential_2029_Technical_GWh_After Competition Groups_2 | Energy Star A Line, PAR, MR Lamps | 10.25% | 0.024439 | 1334.9049 | Residential_2029_Technical_GWh_After Competition Groups_Energy Star A Line, PAR, MR Lamps
Residential | Res ¦ Adaptive Thermostat | 2029 | Economic | GWh | After Competition Groups | 688.8888 | 5083781.2292 | 5.0838 | 7418.8653 | 0.092856 | 2 | Residential_2029_Economic_GWh_After Competition Groups_2 | Adaptive Thermostat | 9.286% | 5.0838 | 688.8888 | Residential_2029_Economic_GWh_After Competition Groups_Adaptive Thermostat
Residential | Res ¦ Variable Speed Pool Pump Motor | 2029 | Achievable | GWh | After Competition Groups | 240.6314 | 10919097.9489 | 10.9191 | 2771.0579 | 0.086837 | 2 | Residential_2029_Achievable_GWh_After Competition Groups_2 | Variable Speed Pool Pump Motor | 8.684% | 10.9191 | 240.6314 | Residential_2029_Achievable_GWh_After Competition Groups_Variable Speed Pool Pump Motor
Residential | Res ¦ Energy Star LED Bulbs General Purpose LEDs | 2029 | Achievable | GWh | After Competition Groups | 231.0109 | 0 | 0 | 2771.0579 | 0.083366 | 3 | Residential_2029_Achievable_GWh_After Competition Groups_3 | Energy Star LED Bulbs General Purpose LEDs | 8.337% | 0 | 231.0109 | Residential_2029_Achievable_GWh_After Competition Groups_Energy Star LED Bulbs General Purpose LEDs
Residential | Res ¦ Air Sealing | 2029 | Economic | GWh | After Competition Groups | 555.5552 | 3813431.3978 | 3.8134 | 7418.8653 | 0.074884 | 3 | Residential_2029_Economic_GWh_After Competition Groups_3 | Air Sealing | 7.488% | 3.8134 | 555.5552 | Residential_2029_Economic_GWh_After Competition Groups_Air Sealing
Residential | Res ¦ Energy Star LED Specialty Bulbs | 2029 | Achievable | GWh | After Competition Groups | 203.7607 | 44010.6603 | 0.044011 | 2771.0579 | 0.073532 | 4 | Residential_2029_Achievable_GWh_After Competition Groups_4 | Energy Star LED Specialty Bulbs | 7.353% | 0.044011 | 203.7607 | Residential_2029_Achievable_GWh_After Competition Groups_Energy Star LED Specialty Bulbs
Residential | Res ¦ Car Block Heater Timer | 2029 | Achievable | GWh | After Competition Groups | 196.4375 | 692645.3121 | 0.69265 | 2771.0579 | 0.070889 | 5 | Residential_2029_Achievable_GWh_After Competition Groups_5 | Car Block Heater Timer | 7.089% | 0.69265 | 196.4375 | Residential_2029_Achievable_GWh_After Competition Groups_Car Block Heater Timer
Residential | Res ¦ Building Recommissioning, Operations and Maintenance (O&M) Improvements | 2029 | Achievable | GWh | After Competition Groups | 188.9862 | 330360.7619 | 0.33036 | 2771.0579 | 0.0682 | 6 | Residential_2029_Achievable_GWh_After Competition Groups_6 | Building Recommissioning, Operations and Maintenance (O&M) Improvements | 6.82% | 0.33036 | 188.9862 | Residential_2029_Achievable_GWh_After Competition Groups_Building Recommissioning, Operations and Maintenance (O&M) Improvements
Residential | Res ¦ Energy Star Clothes Washer | 2029 | Economic | GWh | After Competition Groups | 428.094 | 19799255.1899 | 19.7993 | 7418.8653 | 0.057703 | 4 | Residential_2029_Economic_GWh_After Competition Groups_4 | Energy Star Clothes Washer | 5.77% | 19.7993 | 428.094 | Residential_2029_Economic_GWh_After Competition Groups_Energy Star Clothes Washer
Residential | Res ¦ Variable Speed Pool Pump Motor | 2029 | Economic | GWh | After Competition Groups | 416.8505 | 10919097.9489 | 10.9191 | 7418.8653 | 0.056188 | 5 | Residential_2029_Economic_GWh_After Competition Groups_5 | Variable Speed Pool Pump Motor | 5.619% | 10.9191 | 416.8505 | Residential_2029_Economic_GWh_After Competition Groups_Variable Speed Pool Pump Motor
Residential | Res ¦ Ductless Mini-Split Heat Pump | 2029 | Achievable | GWh | After Competition Groups | 153.9841 | 5013830.3365 | 5.0138 | 2771.0579 | 0.055569 | 7 | Residential_2029_Achievable_GWh_After Competition Groups_7 | Ductless Mini-Split Heat Pump | 5.557% | 5.0138 | 153.9841 | Residential_2029_Achievable_GWh_After Competition Groups_Ductless Mini-Split Heat Pump
Residential | Res ¦ Adaptive Thermostat | 2029 | Technical | GWh | After Competition Groups | 688.8888 | 5083781.2292 | 5.0838 | 13028.5195 | 0.052875 | 3 | Residential_2029_Technical_GWh_After Competition Groups_3 | Adaptive Thermostat | 5.288% | 5.0838 | 688.8888 | Residential_2029_Technical_GWh_After Competition Groups_Adaptive Thermostat
Residential | Res ¦ Ductless Mini-Split Heat Pump | 2029 | Economic | GWh | After Competition Groups | 381.9179 | 5013830.3365 | 5.0138 | 7418.8653 | 0.051479 | 6 | Residential_2029_Economic_GWh_After Competition Groups_6 | Ductless Mini-Split Heat Pump | 5.148% | 5.0138 | 381.9179 | Residential_2029_Economic_GWh_After Competition Groups_Ductless Mini-Split Heat Pump
Residential | Res ¦ Car Block Heater Timer | 2029 | Economic | GWh | After Competition Groups | 357.2968 | 692645.3121 | 0.69265 | 7418.8653 | 0.048161 | 7 | Residential_2029_Economic_GWh_After Competition Groups_7 | Car Block Heater Timer | 4.816% | 0.69265 | 357.2968 | Residential_2029_Economic_GWh_After Competition Groups_Car Block Heater Timer
Residential | Res ¦ Building Recommissioning, Operations and Maintenance (O&M) Improvements | 2029 | Economic | GWh | After Competition Groups | 327.3581 | 330360.7619 | 0.33036 | 7418.8653 | 0.044125 | 8 | Residential_2029_Economic_GWh_After Competition Groups_8 | Building Recommissioning, Operations and Maintenance (O&M) Improvements | 4.413% | 0.33036 | 327.3581 | Residential_2029_Economic_GWh_After Competition Groups_Building Recommissioning, Operations and Maintenance (O&M) Improvements
Residential | Res ¦ Energy Star A Line, PAR, MR Lamps | 2029 | Achievable | GWh | After Competition Groups | 121.1567 | 24439.198 | 0.024439 | 2771.0579 | 0.043722 | 8 | Residential_2029_Achievable_GWh_After Competition Groups_8 | Energy Star A Line, PAR, MR Lamps | 4.372% | 0.024439 | 121.1567 | Residential_2029_Achievable_GWh_After Competition Groups_Energy Star A Line, PAR, MR Lamps
Residential | Res ¦ Air Sealing | 2029 | Technical | GWh | After Competition Groups | 555.5552 | 3813431.3978 | 3.8134 | 13028.5195 | 0.042641 | 4 | Residential_2029_Technical_GWh_After Competition Groups_4 | Air Sealing | 4.264% | 3.8134 | 555.5552 | Residential_2029_Technical_GWh_After Competition Groups_Air Sealing
Residential | Res ¦ Basement Wall Insulation | 2029 | Economic | GWh | After Competition Groups | 290.9827 | 1628122.8618 | 1.6281 | 7418.8653 | 0.039222 | 9 | Residential_2029_Economic_GWh_After Competition Groups_9 | Basement Wall Insulation | 3.922% | 1.6281 | 290.9827 | Residential_2029_Economic_GWh_After Competition Groups_Basement Wall Insulation
Residential | Res ¦ Energy Star Refrigerator | 2029 | Technical | GWh | After Competition Groups | 502.7104 | 0 | 0 | 13028.5195 | 0.038585 | 5 | Residential_2029_Technical_GWh_After Competition Groups_5 | Energy Star Refrigerator | 3.859% | 0 | 502.7104 | Residential_2029_Technical_GWh_After Competition Groups_Energy Star Refrigerator
Residential | Res ¦ Adaptive Thermostat | 2029 | Achievable | GWh | After Competition Groups | 106.566 | 5083781.2292 | 5.0838 | 2771.0579 | 0.038457 | 9 | Residential_2029_Achievable_GWh_After Competition Groups_9 | Adaptive Thermostat | 3.846% | 5.0838 | 106.566 | Residential_2029_Achievable_GWh_After Competition Groups_Adaptive Thermostat
Residential | Res ¦ Comprehensive Draft Proofing | 2029 | Achievable | GWh | After Competition Groups | 94.9097 | 0 | 0 | 2771.0579 | 0.03425 | 10 | Residential_2029_Achievable_GWh_After Competition Groups_10 | Comprehensive Draft Proofing | 3.425% | 0 | 94.9097 | Residential_2029_Achievable_GWh_After Competition Groups_Comprehensive Draft Proofing
Residential | Res ¦ Energy Star Clothes Washer | 2029 | Technical | GWh | After Competition Groups | 428.094 | 19799255.1899 | 19.7993 | 13028.5195 | 0.032858 | 6 | Residential_2029_Technical_GWh_After Competition Groups_6 | Energy Star Clothes Washer | 3.286% | 19.7993 | 428.094 | Residential_2029_Technical_GWh_After Competition Groups_Energy Star Clothes Washer
Residential | Res ¦ Energy Star Central Air Conditioner | 2029 | Technical | GWh | After Competition Groups | 428.0291 | 0 | 0 | 13028.5195 | 0.032853 | 7 | Residential_2029_Technical_GWh_After Competition Groups_7 | Energy Star Central Air Conditioner | 3.285% | 0 | 428.0291 | Residential_2029_Technical_GWh_After Competition Groups_Energy Star Central Air Conditioner
Residential | Res ¦ Smart Burners | 2029 | Technical | GWh | After Competition Groups | 424.1617 | 17916604.7639 | 17.9166 | 13028.5195 | 0.032556 | 8 | Residential_2029_Technical_GWh_After Competition Groups_8 | Smart Burners | 3.256% | 17.9166 | 424.1617 | Residential_2029_Technical_GWh_After Competition Groups_Smart Burners
Residential | Res ¦ Energy Star Torchiere | 2029 | Achievable | GWh | After Competition Groups | 89.0227 | 1682127.5737 | 1.6821 | 2771.0579 | 0.032126 | 11 | Residential_2029_Achievable_GWh_After Competition Groups_11 | Energy Star Torchiere | 3.213% | 1.6821 | 89.0227 | Residential_2029_Achievable_GWh_After Competition Groups_Energy Star Torchiere
Residential | Res ¦ Variable Speed Pool Pump Motor | 2029 | Technical | GWh | After Competition Groups | 416.8505 | 10919097.9489 | 10.9191 | 13028.5195 | 0.031995 | 9 | Residential_2029_Technical_GWh_After Competition Groups_9 | Variable Speed Pool Pump Motor | 3.2% | 10.9191 | 416.8505 | Residential_2029_Technical_GWh_After Competition Groups_Variable Speed Pool Pump Motor
Residential | Res ¦ Energy Star Torchiere | 2029 | Economic | GWh | After Competition Groups | 228.6557 | 1682127.5737 | 1.6821 | 7418.8653 | 0.030821 | 10 | Residential_2029_Economic_GWh_After Competition Groups_10 | Energy Star Torchiere | 3.082% | 1.6821 | 228.6557 | Residential_2029_Economic_GWh_After Competition Groups_Energy Star Torchiere
Residential | Res ¦ Smart Burners | 2029 | Economic | GWh | After Competition Groups | 227.8299 | 17916604.7639 | 17.9166 | 7418.8653 | 0.03071 | 11 | Residential_2029_Economic_GWh_After Competition Groups_11 | Smart Burners | 3.071% | 17.9166 | 227.8299 | Residential_2029_Economic_GWh_After Competition Groups_Smart Burners
Residential | Res ¦ Attic Insulation | 2029 | Economic | GWh | After Competition Groups | 224.6035 | 2846578.3882 | 2.8466 | 7418.8653 | 0.030275 | 12 | Residential_2029_Economic_GWh_After Competition Groups_12 | Attic Insulation | 3.027% | 2.8466 | 224.6035 | Residential_2029_Economic_GWh_After Competition Groups_Attic Insulation
Residential | Res ¦ Ductless Mini-Split Heat Pump | 2029 | Technical | GWh | After Competition Groups | 381.9179 | 5013830.3365 | 5.0138 | 13028.5195 | 0.029314 | 10 | Residential_2029_Technical_GWh_After Competition Groups_10 | Ductless Mini-Split Heat Pump | 2.931% | 5.0138 | 381.9179 | Residential_2029_Technical_GWh_After Competition Groups_Ductless Mini-Split Heat Pump
Residential | Res ¦ Energy Star Ground Source Heat Pump | 2029 | Technical | GWh | After Competition Groups | 376.2292 | 0 | 0 | 13028.5195 | 0.028877 | 11 | Residential_2029_Technical_GWh_After Competition Groups_11 | Energy Star Ground Source Heat Pump | 2.888% | 0 | 376.2292 | Residential_2029_Technical_GWh_After Competition Groups_Energy Star Ground Source Heat Pump
Residential | Res ¦ Energy Star Air Source Heat Pump | 2029 | Economic | GWh | After Competition Groups | 212.6964 | 2287294.5327 | 2.2873 | 7418.8653 | 0.02867 | 13 | Residential_2029_Economic_GWh_After Competition Groups_13 | Energy Star Air Source Heat Pump | 2.867% | 2.2873 | 212.6964 | Residential_2029_Economic_GWh_After Competition Groups_Energy Star Air Source Heat Pump
Residential | Res ¦ Heavy Duty Outdoor/Holiday Plug-in Timers | 2029 | Achievable | GWh | After Competition Groups | 76.6536 | 6115753.087 | 6.1158 | 2771.0579 | 0.027662 | 12 | Residential_2029_Achievable_GWh_After Competition Groups_12 | Heavy Duty Outdoor/Holiday Plug-in Timers | 2.766% | 6.1158 | 76.6536 | Residential_2029_Achievable_GWh_After Competition Groups_Heavy Duty Outdoor/Holiday Plug-in Timers
Residential | Res ¦ Car Block Heater Timer | 2029 | Technical | GWh | After Competition Groups | 357.2968 | 692645.3121 | 0.69265 | 13028.5195 | 0.027424 | 12 | Residential_2029_Technical_GWh_After Competition Groups_12 | Car Block Heater Timer | 2.742% | 0.69265 | 357.2968 | Residential_2029_Technical_GWh_After Competition Groups_Car Block Heater Timer
Residential | Res ¦ Heat Pump Clothes Dryer | 2029 | Technical | GWh | After Competition Groups | 355.6534 | 0 | 0 | 13028.5195 | 0.027298 | 13 | Residential_2029_Technical_GWh_After Competition Groups_13 | Heat Pump Clothes Dryer | 2.73% | 0 | 355.6534 | Residential_2029_Technical_GWh_After Competition Groups_Heat Pump Clothes Dryer
Residential | Res ¦ Passive Attic Ventilation | 2029 | Technical | GWh | After Competition Groups | 333.0789 | 0 | 0 | 13028.5195 | 0.025565 | 14 | Residential_2029_Technical_GWh_After Competition Groups_14 | Passive Attic Ventilation | 2.557% | 0 | 333.0789 | Residential_2029_Technical_GWh_After Competition Groups_Passive Attic Ventilation
Residential | Res ¦ Energy Star Light Fixture | 2029 | Achievable | GWh | After Competition Groups | 70.6823 | 10205712.0119 | 10.2057 | 2771.0579 | 0.025507 | 13 | Residential_2029_Achievable_GWh_After Competition Groups_13 | Energy Star Light Fixture | 2.551% | 10.2057 | 70.6823 | Residential_2029_Achievable_GWh_After Competition Groups_Energy Star Light Fixture
Residential | Res ¦ LED Parking Lot Fixture | 2029 | Achievable | GWh | After Competition Groups | 70.5134 | 1902396.4757 | 1.9024 | 2771.0579 | 0.025446 | 14 | Residential_2029_Achievable_GWh_After Competition Groups_14 | LED Parking Lot Fixture | 2.545% | 1.9024 | 70.5134 | Residential_2029_Achievable_GWh_After Competition Groups_LED Parking Lot Fixture
Residential | Res ¦ Building Recommissioning, Operations and Maintenance (O&M) Improvements | 2029 | Technical | GWh | After Competition Groups | 327.3581 | 330360.7619 | 0.33036 | 13028.5195 | 0.025126 | 15 | Residential_2029_Technical_GWh_After Competition Groups_15 | Building Recommissioning, Operations and Maintenance (O&M) Improvements | 2.513% | 0.33036 | 327.3581 | Residential_2029_Technical_GWh_After Competition Groups_Building Recommissioning, Operations and Maintenance (O&M) Improvements
Residential | Res ¦ Energy Star Light Fixture | 2029 | Technical | GWh | After Competition Groups | 326.5918 | 10205712.0119 | 10.2057 | 13028.5195 | 0.025067 | 16 | Residential_2029_Technical_GWh_After Competition Groups_16 | Energy Star Light Fixture | 2.507% | 10.2057 | 326.5918 | Residential_2029_Technical_GWh_After Competition Groups_Energy Star Light Fixture
Residential | Res ¦ Energy Star Light Fixture | 2029 | Economic | GWh | After Competition Groups | 181.3619 | 10205712.0119 | 10.2057 | 7418.8653 | 0.024446 | 14 | Residential_2029_Economic_GWh_After Competition Groups_14 | Energy Star Light Fixture | 2.445% | 10.2057 | 181.3619 | Residential_2029_Economic_GWh_After Competition Groups_Energy Star Light Fixture
Residential | Res ¦ Occupancy Sensors MF | 2029 | Achievable | GWh | After Competition Groups | 65.0116 | 41040.0445 | 0.04104 | 2771.0579 | 0.023461 | 15 | Residential_2029_Achievable_GWh_After Competition Groups_15 | Occupancy Sensors MF | 2.346% | 0.04104 | 65.0116 | Residential_2029_Achievable_GWh_After Competition Groups_Occupancy Sensors MF
Residential | Res ¦ Energy Star Windows | 2029 | Technical | GWh | After Competition Groups | 301.5535 | 0 | 0 | 13028.5195 | 0.023146 | 17 | Residential_2029_Technical_GWh_After Competition Groups_17 | Energy Star Windows | 2.315% | 0 | 301.5535 | Residential_2029_Technical_GWh_After Competition Groups_Energy Star Windows
Residential | Res ¦ Basement Wall Insulation | 2029 | Technical | GWh | After Competition Groups | 290.9827 | 1628122.8618 | 1.6281 | 13028.5195 | 0.022334 | 18 | Residential_2029_Technical_GWh_After Competition Groups_18 | Basement Wall Insulation | 2.233% | 1.6281 | 290.9827 | Residential_2029_Technical_GWh_After Competition Groups_Basement Wall Insulation
Residential | Res ¦ Comprehensive Draft Proofing | 2029 | Economic | GWh | After Competition Groups | 164.3999 | 0 | 0 | 7418.8653 | 0.02216 | 15 | Residential_2029_Economic_GWh_After Competition Groups_15 | Comprehensive Draft Proofing | 2.216% | 0 | 164.3999 | Residential_2029_Economic_GWh_After Competition Groups_Comprehensive Draft Proofing
Residential | Res ¦ Air Sealing | 2029 | Achievable | GWh | After Competition Groups | 55.8279 | 3813431.3978 | 3.8134 | 2771.0579 | 0.020147 | 16 | Residential_2029_Achievable_GWh_After Competition Groups_16 | Air Sealing | 2.015% | 3.8134 | 55.8279 | Residential_2029_Achievable_GWh_After Competition Groups_Air Sealing
Residential | Res ¦ Heavy Duty Outdoor/Holiday Plug-in Timers | 2029 | Economic | GWh | After Competition Groups | 149.3621 | 6115753.087 | 6.1158 | 7418.8653 | 0.020133 | 16 | Residential_2029_Economic_GWh_After Competition Groups_16 | Heavy Duty Outdoor/Holiday Plug-in Timers | 2.013% | 6.1158 | 149.3621 | Residential_2029_Economic_GWh_After Competition Groups_Heavy Duty Outdoor/Holiday Plug-in Timers
Residential | Res ¦ Basement or Crawlspace Insulation | 2029 | Technical | GWh | After Competition Groups | 242.1344 | 0 | 0 | 13028.5195 | 0.018585 | 19 | Residential_2029_Technical_GWh_After Competition Groups_19 | Basement or Crawlspace Insulation | 1.858% | 0 | 242.1344 | Residential_2029_Technical_GWh_After Competition Groups_Basement or Crawlspace Insulation
Residential | Res ¦ Energy Star Torchiere | 2029 | Technical | GWh | After Competition Groups | 228.6557 | 1682127.5737 | 1.6821 | 13028.5195 | 0.01755 | 20 | Residential_2029_Technical_GWh_After Competition Groups_20 | Energy Star Torchiere | 1.755% | 1.6821 | 228.6557 | Residential_2029_Technical_GWh_After Competition Groups_Energy Star Torchiere
Residential | Res ¦ Refrigerator Recycling | 2029 | Achievable | GWh | After Competition Groups | 48.5735 | 2758619.4239 | 2.7586 | 2771.0579 | 0.017529 | 17 | Residential_2029_Achievable_GWh_After Competition Groups_17 | Refrigerator Recycling | 1.753% | 2.7586 | 48.5735 | Residential_2029_Achievable_GWh_After Competition Groups_Refrigerator Recycling
Residential | Res ¦ Attic Insulation | 2029 | Technical | GWh | After Competition Groups | 224.6035 | 2846578.3882 | 2.8466 | 13028.5195 | 0.017239 | 21 | Residential_2029_Technical_GWh_After Competition Groups_21 | Attic Insulation | 1.724% | 2.8466 | 224.6035 | Residential_2029_Technical_GWh_After Competition Groups_Attic Insulation
Residential | Res ¦ Clothes Drying Racks | 2029 | Achievable | GWh | After Competition Groups | 44.3323 | 11913897.2073 | 11.9139 | 2771.0579 | 0.015998 | 18 | Residential_2029_Achievable_GWh_After Competition Groups_18 | Clothes Drying Racks | 1.6% | 11.9139 | 44.3323 | Residential_2029_Achievable_GWh_After Competition Groups_Clothes Drying Racks
Residential | Res ¦ Ductless Mini-Split Air Conditioner | 2029 | Technical | GWh | After Competition Groups | 203.1315 | 0 | 0 | 13028.5195 | 0.015591 | 22 | Residential_2029_Technical_GWh_After Competition Groups_22 | Ductless Mini-Split Air Conditioner | 1.559% | 0 | 203.1315 | Residential_2029_Technical_GWh_After Competition Groups_Ductless Mini-Split Air Conditioner
Residential | Res ¦ Freezer Recycling | 2029 | Achievable | GWh | After Competition Groups | 42.5083 | 59301631.539 | 59.3016 | 2771.0579 | 0.01534 | 19 | Residential_2029_Achievable_GWh_After Competition Groups_19 | Freezer Recycling | 1.534% | 59.3016 | 42.5083 | Residential_2029_Achievable_GWh_After Competition Groups_Freezer Recycling
Residential | Res ¦ Occupancy Sensors MF | 2029 | Economic | GWh | After Competition Groups | 109.983 | 41040.0445 | 0.04104 | 7418.8653 | 0.014825 | 17 | Residential_2029_Economic_GWh_After Competition Groups_17 | Occupancy Sensors MF | 1.482% | 0.04104 | 109.983 | Residential_2029_Economic_GWh_After Competition Groups_Occupancy Sensors MF
Residential | Res ¦ Smart Burners | 2029 | Achievable | GWh | After Competition Groups | 40.82 | 17916604.7639 | 17.9166 | 2771.0579 | 0.014731 | 20 | Residential_2029_Achievable_GWh_After Competition Groups_20 | Smart Burners | 1.473% | 17.9166 | 40.82 | Residential_2029_Achievable_GWh_After Competition Groups_Smart Burners
Residential | Res ¦ Wall Insulation | 2029 | Technical | GWh | After Competition Groups | 176.0193 | 189962.863 | 0.18996 | 13028.5195 | 0.01351 | 23 | Residential_2029_Technical_GWh_After Competition Groups_23 | Wall Insulation | 1.351% | 0.18996 | 176.0193 | Residential_2029_Technical_GWh_After Competition Groups_Wall Insulation
Residential | Res ¦ Heavy Duty Outdoor/Holiday Plug-in Timers | 2029 | Technical | GWh | After Competition Groups | 165.5302 | 6115753.087 | 6.1158 | 13028.5195 | 0.012705 | 24 | Residential_2029_Technical_GWh_After Competition Groups_24 | Heavy Duty Outdoor/Holiday Plug-in Timers | 1.271% | 6.1158 | 165.5302 | Residential_2029_Technical_GWh_After Competition Groups_Heavy Duty Outdoor/Holiday Plug-in Timers
Residential | Res ¦ Comprehensive Draft Proofing | 2029 | Technical | GWh | After Competition Groups | 164.3999 | 0 | 0 | 13028.5195 | 0.012618 | 25 | Residential_2029_Technical_GWh_After Competition Groups_25 | Comprehensive Draft Proofing | 1.262% | 0 | 164.3999 | Residential_2029_Technical_GWh_After Competition Groups_Comprehensive Draft Proofing
Residential | Res ¦ LED Parking Lot Fixture | 2029 | Economic | GWh | After Competition Groups | 93.3467 | 1902396.4757 | 1.9024 | 7418.8653 | 0.012582 | 18 | Residential_2029_Economic_GWh_After Competition Groups_18 | LED Parking Lot Fixture | 1.258% | 1.9024 | 93.3467 | Residential_2029_Economic_GWh_After Competition Groups_LED Parking Lot Fixture
Residential | Res ¦ Energy Star Air Source Heat Pump | 2029 | Achievable | GWh | After Competition Groups | 33.8085 | 2287294.5327 | 2.2873 | 2771.0579 | 0.012201 | 21 | Residential_2029_Achievable_GWh_After Competition Groups_21 | Energy Star Air Source Heat Pump | 1.22% | 2.2873 | 33.8085 | Residential_2029_Achievable_GWh_After Competition Groups_Energy Star Air Source Heat Pump
Residential | Res ¦ LED Exterior Area Lights - LED Fixture (200W) | 2029 | Achievable | GWh | After Competition Groups | 32.143 | 1506081.6172 | 1.5061 | 2771.0579 | 0.0116 | 22 | Residential_2029_Achievable_GWh_After Competition Groups_22 | LED Exterior Area Lights - LED Fixture (200W) | 1.16% | 1.5061 | 32.143 | Residential_2029_Achievable_GWh_After Competition Groups_LED Exterior Area Lights - LED Fixture (200W)
Residential | Res ¦ Refrigerator Recycling | 2029 | Economic | GWh | After Competition Groups | 84.146 | 2758619.4239 | 2.7586 | 7418.8653 | 0.011342 | 19 | Residential_2029_Economic_GWh_After Competition Groups_19 | Refrigerator Recycling | 1.134% | 2.7586 | 84.146 | Residential_2029_Economic_GWh_After Competition Groups_Refrigerator Recycling
Residential | Res ¦ Basement Wall Insulation | 2029 | Achievable | GWh | After Competition Groups | 29.2426 | 1628122.8618 | 1.6281 | 2771.0579 | 0.010553 | 23 | Residential_2029_Achievable_GWh_After Competition Groups_23 | Basement Wall Insulation | 1.055% | 1.6281 | 29.2426 | Residential_2029_Achievable_GWh_After Competition Groups_Basement Wall Insulation
Residential | Res ¦ Energy Star Room Air Conditioner | 2029 | Economic | GWh | After Competition Groups | 77.4792 | 1919401.8807 | 1.9194 | 7418.8653 | 0.010444 | 20 | Residential_2029_Economic_GWh_After Competition Groups_20 | Energy Star Room Air Conditioner | 1.044% | 1.9194 | 77.4792 | Residential_2029_Economic_GWh_After Competition Groups_Energy Star Room Air Conditioner
Residential | Res ¦ Clothes Drying Racks | 2029 | Economic | GWh | After Competition Groups | 76.8293 | 11913897.2073 | 11.9139 | 7418.8653 | 0.010356 | 21 | Residential_2029_Economic_GWh_After Competition Groups_21 | Clothes Drying Racks | 1.036% | 11.9139 | 76.8293 | Residential_2029_Economic_GWh_After Competition Groups_Clothes Drying Racks
Residential | Res ¦ Advanced BAS/Controllers | 2029 | Achievable | GWh | After Competition Groups | 27.603 | 1648976.9996 | 1.649 | 2771.0579 | 0.0099612 | 24 | Residential_2029_Achievable_GWh_After Competition Groups_24 | Advanced BAS/Controllers | 0.9961% | 1.649 | 27.603 | Residential_2029_Achievable_GWh_After Competition Groups_Advanced BAS/Controllers
Residential | Res ¦ Freezer Recycling | 2029 | Economic | GWh | After Competition Groups | 73.8257 | 59301631.539 | 59.3016 | 7418.8653 | 0.0099511 | 22 | Residential_2029_Economic_GWh_After Competition Groups_22 | Freezer Recycling | 0.9951% | 59.3016 | 73.8257 | Residential_2029_Economic_GWh_After Competition Groups_Freezer Recycling
Residential | Res ¦ Duct Insulation | 2029 | Economic | GWh | After Competition Groups | 70.7163 | 1049879.8224 | 1.0499 | 7418.8653 | 0.009532 | 23 | Residential_2029_Economic_GWh_After Competition Groups_23 | Duct Insulation | 0.9532% | 1.0499 | 70.7163 | Residential_2029_Economic_GWh_After Competition Groups_Duct Insulation
Residential | Res ¦ Furnace with ECM | 2029 | Technical | GWh | After Competition Groups | 121.8525 | 0 | 0 | 13028.5195 | 0.0093528 | 26 | Residential_2029_Technical_GWh_After Competition Groups_26 | Furnace with ECM | 0.9353% | 0 | 121.8525 | Residential_2029_Technical_GWh_After Competition Groups_Furnace with ECM
Residential | Res ¦ Lighting Motion Sensors, Timers, Dimmers | 2029 | Technical | GWh | After Competition Groups | 114.6521 | 0 | 0 | 13028.5195 | 0.0088001 | 27 | Residential_2029_Technical_GWh_After Competition Groups_27 | Lighting Motion Sensors, Timers, Dimmers | 0.88% | 0 | 114.6521 | Residential_2029_Technical_GWh_After Competition Groups_Lighting Motion Sensors, Timers, Dimmers
Residential | Res ¦ Radiant Barrier | 2029 | Technical | GWh | After Competition Groups | 112.2145 | 0 | 0 | 13028.5195 | 0.008613 | 28 | Residential_2029_Technical_GWh_After Competition Groups_28 | Radiant Barrier | 0.8613% | 0 | 112.2145 | Residential_2029_Technical_GWh_After Competition Groups_Radiant Barrier
Residential | Res ¦ Occupancy Sensors MF | 2029 | Technical | GWh | After Competition Groups | 109.983 | 41040.0445 | 0.04104 | 13028.5195 | 0.0084417 | 29 | Residential_2029_Technical_GWh_After Competition Groups_29 | Occupancy Sensors MF | 0.8442% | 0.04104 | 109.983 | Residential_2029_Technical_GWh_After Competition Groups_Occupancy Sensors MF
Residential | Res ¦ Furnace Whistle | 2029 | Achievable | GWh | After Competition Groups | 23.1337 | 64175.2715 | 0.064175 | 2771.0579 | 0.0083483 | 25 | Residential_2029_Achievable_GWh_After Competition Groups_25 | Furnace Whistle | 0.8348% | 0.064175 | 23.1337 | Residential_2029_Achievable_GWh_After Competition Groups_Furnace Whistle
Residential | Res ¦ Attic Insulation | 2029 | Achievable | GWh | After Competition Groups | 22.5681 | 2846578.3882 | 2.8466 | 2771.0579 | 0.0081442 | 26 | Residential_2029_Achievable_GWh_After Competition Groups_26 | Attic Insulation | 0.8144% | 2.8466 | 22.5681 | Residential_2029_Achievable_GWh_After Competition Groups_Attic Insulation
Residential | Res ¦ Energy Star Windows | 2029 | Economic | GWh | After Competition Groups | 59.7789 | 0 | 0 | 7418.8653 | 0.0080577 | 24 | Residential_2029_Economic_GWh_After Competition Groups_24 | Energy Star Windows | 0.8058% | 0 | 59.7789 | Residential_2029_Economic_GWh_After Competition Groups_Energy Star Windows
Residential | Res ¦ Floor Insulation | 2029 | Economic | GWh | After Competition Groups | 58.9708 | 1164636.3528 | 1.1646 | 7418.8653 | 0.0079488 | 25 | Residential_2029_Economic_GWh_After Competition Groups_25 | Floor Insulation | 0.7949% | 1.1646 | 58.9708 | Residential_2029_Economic_GWh_After Competition Groups_Floor Insulation
Residential | Res ¦ Variable Refrigerant Flow Heat Pump | 2029 | Technical | GWh | After Competition Groups | 93.3936 | 0 | 0 | 13028.5195 | 0.0071684 | 30 | Residential_2029_Technical_GWh_After Competition Groups_30 | Variable Refrigerant Flow Heat Pump | 0.7168% | 0 | 93.3936 | Residential_2029_Technical_GWh_After Competition Groups_Variable Refrigerant Flow Heat Pump
Residential | Res ¦ LED Parking Lot Fixture | 2029 | Technical | GWh | After Competition Groups | 93.3467 | 1902396.4757 | 1.9024 | 13028.5195 | 0.0071648 | 31 | Residential_2029_Technical_GWh_After Competition Groups_31 | LED Parking Lot Fixture | 0.7165% | 1.9024 | 93.3467 | Residential_2029_Technical_GWh_After Competition Groups_LED Parking Lot Fixture
Residential | Res ¦ Energy Star Room Air Conditioner | 2029 | Achievable | GWh | After Competition Groups | 19.1474 | 1919401.8807 | 1.9194 | 2771.0579 | 0.0069098 | 27 | Residential_2029_Achievable_GWh_After Competition Groups_27 | Energy Star Room Air Conditioner | 0.691% | 1.9194 | 19.1474 | Residential_2029_Achievable_GWh_After Competition Groups_Energy Star Room Air Conditioner
Residential | Res ¦ Outside Air Economizer | 2029 | Achievable | GWh | After Competition Groups | 18.976 | 340087.6569 | 0.34009 | 2771.0579 | 0.0068479 | 28 | Residential_2029_Achievable_GWh_After Competition Groups_28 | Outside Air Economizer | 0.6848% | 0.34009 | 18.976 | Residential_2029_Achievable_GWh_After Competition Groups_Outside Air Economizer
Residential | Res ¦ Ceiling Insulation | 2029 | Technical | GWh | After Competition Groups | 87.6771 | 371315.3591 | 0.37132 | 13028.5195 | 0.0067296 | 32 | Residential_2029_Technical_GWh_After Competition Groups_32 | Ceiling Insulation | 0.673% | 0.37132 | 87.6771 | Residential_2029_Technical_GWh_After Competition Groups_Ceiling Insulation
Residential | Res ¦ Window Film | 2029 | Technical | GWh | After Competition Groups | 87.4138 | 0 | 0 | 13028.5195 | 0.0067094 | 33 | Residential_2029_Technical_GWh_After Competition Groups_33 | Window Film | 0.6709% | 0 | 87.4138 | Residential_2029_Technical_GWh_After Competition Groups_Window Film
Residential | Res ¦ Refrigerator Recycling | 2029 | Technical | GWh | After Competition Groups | 84.146 | 2758619.4239 | 2.7586 | 13028.5195 | 0.0064586 | 34 | Residential_2029_Technical_GWh_After Competition Groups_34 | Refrigerator Recycling | 0.6459% | 2.7586 | 84.146 | Residential_2029_Technical_GWh_After Competition Groups_Refrigerator Recycling
Residential | Res ¦ Advanced BAS/Controllers | 2029 | Economic | GWh | After Competition Groups | 47.8191 | 1648976.9996 | 1.649 | 7418.8653 | 0.0064456 | 26 | Residential_2029_Economic_GWh_After Competition Groups_26 | Advanced BAS/Controllers | 0.6446% | 1.649 | 47.8191 | Residential_2029_Economic_GWh_After Competition Groups_Advanced BAS/Controllers
Residential | Res ¦ LED Downlight | 2029 | Technical | GWh | After Competition Groups | 81.2785 | 0 | 0 | 13028.5195 | 0.0062385 | 35 | Residential_2029_Technical_GWh_After Competition Groups_35 | LED Downlight | 0.6239% | 0 | 81.2785 | Residential_2029_Technical_GWh_After Competition Groups_LED Downlight
Residential | Res ¦ Wall Insulation | 2029 | Economic | GWh | After Competition Groups | 44.7587 | 189962.863 | 0.18996 | 7418.8653 | 0.0060331 | 27 | Residential_2029_Economic_GWh_After Competition Groups_27 | Wall Insulation | 0.6033% | 0.18996 | 44.7587 | Residential_2029_Economic_GWh_After Competition Groups_Wall Insulation
Residential | Res ¦ Clothes Drying Racks | 2029 | Technical | GWh | After Competition Groups | 76.8293 | 11913897.2073 | 11.9139 | 13028.5195 | 0.005897 | 36 | Residential_2029_Technical_GWh_After Competition Groups_36 | Clothes Drying Racks | 0.5897% | 11.9139 | 76.8293 | Residential_2029_Technical_GWh_After Competition Groups_Clothes Drying Racks
Residential | Res ¦ LED Exterior Area Lights - LED Fixture (200W) | 2029 | Economic | GWh | After Competition Groups | 43.05 | 1506081.6172 | 1.5061 | 7418.8653 | 0.0058028 | 28 | Residential_2029_Economic_GWh_After Competition Groups_28 | LED Exterior Area Lights - LED Fixture (200W) | 0.5803% | 1.5061 | 43.05 | Residential_2029_Economic_GWh_After Competition Groups_LED Exterior Area Lights - LED Fixture (200W)
Residential | Res ¦ Freezer Recycling | 2029 | Technical | GWh | After Competition Groups | 73.8257 | 59301631.539 | 59.3016 | 13028.5195 | 0.0056665 | 37 | Residential_2029_Technical_GWh_After Competition Groups_37 | Freezer Recycling | 0.5666% | 59.3016 | 73.8257 | Residential_2029_Technical_GWh_After Competition Groups_Freezer Recycling
Residential | Res ¦ Duct Insulation | 2029 | Technical | GWh | After Competition Groups | 73.1055 | 1049879.8224 | 1.0499 | 13028.5195 | 0.0056112 | 38 | Residential_2029_Technical_GWh_After Competition Groups_38 | Duct Insulation | 0.5611% | 1.0499 | 73.1055 | Residential_2029_Technical_GWh_After Competition Groups_Duct Insulation
Residential | Res ¦ Minimize Hot and Warm Clothes Wash | 2029 | Economic | GWh | After Competition Groups | 40.917 | 0 | 0 | 7418.8653 | 0.0055153 | 29 | Residential_2029_Economic_GWh_After Competition Groups_29 | Minimize Hot and Warm Clothes Wash | 0.5515% | 0 | 40.917 | Residential_2029_Economic_GWh_After Competition Groups_Minimize Hot and Warm Clothes Wash
Residential | Res ¦ Furnace Whistle | 2029 | Economic | GWh | After Competition Groups | 40.0715 | 64175.2715 | 0.064175 | 7418.8653 | 0.0054013 | 30 | Residential_2029_Economic_GWh_After Competition Groups_30 | Furnace Whistle | 0.5401% | 0.064175 | 40.0715 | Residential_2029_Economic_GWh_After Competition Groups_Furnace Whistle
Residential | Res ¦ Energy Star Clothes Dryer | 2029 | Economic | GWh | After Competition Groups | 38.9831 | 5333561.6167 | 5.3336 | 7418.8653 | 0.0052546 | 31 | Residential_2029_Economic_GWh_After Competition Groups_31 | Energy Star Clothes Dryer | 0.5255% | 5.3336 | 38.9831 | Residential_2029_Economic_GWh_After Competition Groups_Energy Star Clothes Dryer
Residential | Res ¦ ENERGY STAR LED LAMPS (REFLECTOR LAMPs/MR16/PAR 16) | 2029 | Achievable | GWh | After Competition Groups | 14.0029 | 209967.6465 | 0.20997 | 2771.0579 | 0.0050533 | 29 | Residential_2029_Achievable_GWh_After Competition Groups_29 | ENERGY STAR LED LAMPS (REFLECTOR LAMPs/MR16/PAR 16) | 0.5053% | 0.20997 | 14.0029 | Residential_2029_Achievable_GWh_After Competition Groups_ENERGY STAR LED LAMPS (REFLECTOR LAMPs/MR16/PAR 16)
Residential | Res ¦ Solar Powered Attic Fan | 2029 | Technical | GWh | After Competition Groups | 63.134 | 0 | 0 | 13028.5195 | 0.0048458 | 39 | Residential_2029_Technical_GWh_After Competition Groups_39 | Solar Powered Attic Fan | 0.4846% | 0 | 63.134 | Residential_2029_Technical_GWh_After Competition Groups_Solar Powered Attic Fan
Residential | Res ¦ INTEGRAL LED TROFFERS | 2029 | Technical | GWh | After Competition Groups | 60.2458 | 0 | 0 | 13028.5195 | 0.0046242 | 40 | Residential_2029_Technical_GWh_After Competition Groups_40 | INTEGRAL LED TROFFERS | 0.4624% | 0 | 60.2458 | Residential_2029_Technical_GWh_After Competition Groups_INTEGRAL LED TROFFERS
Residential | Res ¦ Floor Insulation | 2029 | Technical | GWh | After Competition Groups | 58.9708 | 1164636.3528 | 1.1646 | 13028.5195 | 0.0045263 | 41 | Residential_2029_Technical_GWh_After Competition Groups_41 | Floor Insulation | 0.4526% | 1.1646 | 58.9708 | Residential_2029_Technical_GWh_After Competition Groups_Floor Insulation
Residential | Res ¦ Energy Star Clothes Dryer | 2029 | Achievable | GWh | After Competition Groups | 12.0535 | 5333561.6167 | 5.3336 | 2771.0579 | 0.0043498 | 30 | Residential_2029_Achievable_GWh_After Competition Groups_30 | Energy Star Clothes Dryer | 0.435% | 5.3336 | 12.0535 | Residential_2029_Achievable_GWh_After Competition Groups_Energy Star Clothes Dryer
Residential | Res ¦ LED Tube Re-Lamp | 2029 | Achievable | GWh | After Competition Groups | 11.9372 | 1026416.272 | 1.0264 | 2771.0579 | 0.0043078 | 31 | Residential_2029_Achievable_GWh_After Competition Groups_31 | LED Tube Re-Lamp | 0.4308% | 1.0264 | 11.9372 | Residential_2029_Achievable_GWh_After Competition Groups_LED Tube Re-Lamp
Residential | Res ¦ Energy Star Ceiling Fan/Lighting | 2029 | Technical | GWh | After Competition Groups | 55.1092 | 0 | 0 | 13028.5195 | 0.0042299 | 42 | Residential_2029_Technical_GWh_After Competition Groups_42 | Energy Star Ceiling Fan/Lighting | 0.423% | 0 | 55.1092 | Residential_2029_Technical_GWh_After Competition Groups_Energy Star Ceiling Fan/Lighting
Residential | Res ¦ Minimize Hot and Warm Clothes Wash | 2029 | Achievable | GWh | After Competition Groups | 11.6428 | 0 | 0 | 2771.0579 | 0.0042016 | 32 | Residential_2029_Achievable_GWh_After Competition Groups_32 | Minimize Hot and Warm Clothes Wash | 0.4202% | 0 | 11.6428 | Residential_2029_Achievable_GWh_After Competition Groups_Minimize Hot and Warm Clothes Wash
Residential | Res ¦ Outside Air Economizer | 2029 | Economic | GWh | After Competition Groups | 29.0338 | 340087.6569 | 0.34009 | 7418.8653 | 0.0039135 | 32 | Residential_2029_Economic_GWh_After Competition Groups_32 | Outside Air Economizer | 0.3914% | 0.34009 | 29.0338 | Residential_2029_Economic_GWh_After Competition Groups_Outside Air Economizer
Residential | Res ¦ Dehumidifier Recycling | 2029 | Technical | GWh | After Competition Groups | 50.7044 | 0 | 0 | 13028.5195 | 0.0038918 | 43 | Residential_2029_Technical_GWh_After Competition Groups_43 | Dehumidifier Recycling | 0.3892% | 0 | 50.7044 | Residential_2029_Technical_GWh_After Competition Groups_Dehumidifier Recycling
Residential | Res ¦ Basement or Crawlspace Insulation | 2029 | Economic | GWh | After Competition Groups | 28.6216 | 0 | 0 | 7418.8653 | 0.0038579 | 33 | Residential_2029_Economic_GWh_After Competition Groups_33 | Basement or Crawlspace Insulation | 0.3858% | 0 | 28.6216 | Residential_2029_Economic_GWh_After Competition Groups_Basement or Crawlspace Insulation
Residential | Res ¦ Energy Star Freezer | 2029 | Technical | GWh | After Competition Groups | 48.6195 | 0 | 0 | 13028.5195 | 0.0037318 | 44 | Residential_2029_Technical_GWh_After Competition Groups_44 | Energy Star Freezer | 0.3732% | 0 | 48.6195 | Residential_2029_Technical_GWh_After Competition Groups_Energy Star Freezer
Residential | Res ¦ Duct Insulation MF | 2029 | Economic | GWh | After Competition Groups | 27.6235 | 770100.9627 | 0.7701 | 7418.8653 | 0.0037234 | 34 | Residential_2029_Economic_GWh_After Competition Groups_34 | Duct Insulation MF | 0.3723% | 0.7701 | 27.6235 | Residential_2029_Economic_GWh_After Competition Groups_Duct Insulation MF
Residential | Res ¦ Advanced BAS/Controllers | 2029 | Technical | GWh | After Competition Groups | 47.8191 | 1648976.9996 | 1.649 | 13028.5195 | 0.0036703 | 45 | Residential_2029_Technical_GWh_After Competition Groups_45 | Advanced BAS/Controllers | 0.367% | 1.649 | 47.8191 | Residential_2029_Technical_GWh_After Competition Groups_Advanced BAS/Controllers
Residential | Res ¦ Variable Frequency Drive (VFD) | 2029 | Achievable | GWh | After Competition Groups | 9.9745 | 396012.6507 | 0.39601 | 2771.0579 | 0.0035995 | 33 | Residential_2029_Achievable_GWh_After Competition Groups_33 | Variable Frequency Drive (VFD) | 0.36% | 0.39601 | 9.9745 | Residential_2029_Achievable_GWh_After Competition Groups_Variable Frequency Drive (VFD)
Residential | Res ¦ Home Energy Reports | 2029 | Technical | GWh | After Competition Groups | 45.0493 | 52392.9782 | 0.052393 | 13028.5195 | 0.0034577 | 46 | Residential_2029_Technical_GWh_After Competition Groups_46 | Home Energy Reports | 0.3458% | 0.052393 | 45.0493 | Residential_2029_Technical_GWh_After Competition Groups_Home Energy Reports
Residential | Res ¦ CO Sensors for parking garage exhaust fans | 2029 | Achievable | GWh | After Competition Groups | 9.5167 | 644539.9454 | 0.64454 | 2771.0579 | 0.0034343 | 34 | Residential_2029_Achievable_GWh_After Competition Groups_34 | CO Sensors for parking garage exhaust fans | 0.3434% | 0.64454 | 9.5167 | Residential_2029_Achievable_GWh_After Competition Groups_CO Sensors for parking garage exhaust fans
Residential | Res ¦ LED Exterior Area Lights - LED Fixture (200W) | 2029 | Technical | GWh | After Competition Groups | 43.05 | 1506081.6172 | 1.5061 | 13028.5195 | 0.0033043 | 47 | Residential_2029_Technical_GWh_After Competition Groups_47 | LED Exterior Area Lights - LED Fixture (200W) | 0.3304% | 1.5061 | 43.05 | Residential_2029_Technical_GWh_After Competition Groups_LED Exterior Area Lights - LED Fixture (200W)
Residential | Res ¦ Minimize Hot and Warm Clothes Wash | 2029 | Technical | GWh | After Competition Groups | 40.917 | 0 | 0 | 13028.5195 | 0.0031406 | 48 | Residential_2029_Technical_GWh_After Competition Groups_48 | Minimize Hot and Warm Clothes Wash | 0.3141% | 0 | 40.917 | Residential_2029_Technical_GWh_After Competition Groups_Minimize Hot and Warm Clothes Wash
Residential | Res ¦ Furnace Whistle | 2029 | Technical | GWh | After Competition Groups | 40.0715 | 64175.2715 | 0.064175 | 13028.5195 | 0.0030757 | 49 | Residential_2029_Technical_GWh_After Competition Groups_49 | Furnace Whistle | 0.3076% | 0.064175 | 40.0715 | Residential_2029_Technical_GWh_After Competition Groups_Furnace Whistle
Residential | Res ¦ Demand Control Ventilation | 2029 | Economic | GWh | After Competition Groups | 21.9918 | 18199.2791 | 0.018199 | 7418.8653 | 0.0029643 | 35 | Residential_2029_Economic_GWh_After Competition Groups_35 | Demand Control Ventilation | 0.2964% | 0.018199 | 21.9918 | Residential_2029_Economic_GWh_After Competition Groups_Demand Control Ventilation
Residential | Res ¦ High Efficiency Chiller (avg of water and air cooled) | 2029 | Achievable | GWh | After Competition Groups | 8.1522 | 198425.8347 | 0.19843 | 2771.0579 | 0.0029419 | 35 | Residential_2029_Achievable_GWh_After Competition Groups_35 | High Efficiency Chiller (avg of water and air cooled) | 0.2942% | 0.19843 | 8.1522 | Residential_2029_Achievable_GWh_After Competition Groups_High Efficiency Chiller (avg of water and air cooled)
Residential | Res ¦ Heat Recovery Ventilator | 2029 | Economic | GWh | After Competition Groups | 21.6727 | 2240064.0035 | 2.2401 | 7418.8653 | 0.0029213 | 36 | Residential_2029_Economic_GWh_After Competition Groups_36 | Heat Recovery Ventilator | 0.2921% | 2.2401 | 21.6727 | Residential_2029_Economic_GWh_After Competition Groups_Heat Recovery Ventilator
Residential | Res ¦ Early Hot Water Heater Replacement | 2029 | Technical | GWh | After Competition Groups | 36.3858 | 0 | 0 | 13028.5195 | 0.0027928 | 50 | Residential_2029_Technical_GWh_After Competition Groups_50 | Early Hot Water Heater Replacement | 0.2793% | 0 | 36.3858 | Residential_2029_Technical_GWh_After Competition Groups_Early Hot Water Heater Replacement
Residential | Res ¦ Heat Pump Water Heater | 2029 | Technical | GWh | After Competition Groups | 36.0799 | 0 | 0 | 13028.5195 | 0.0027693 | 51 | Residential_2029_Technical_GWh_After Competition Groups_51 | Heat Pump Water Heater | 0.2769% | 0 | 36.0799 | Residential_2029_Technical_GWh_After Competition Groups_Heat Pump Water Heater
Residential | Res ¦ Water Heater Temperature Setback | 2029 | Achievable | GWh | After Competition Groups | 7.3711 | 64948.6062 | 0.064949 | 2771.0579 | 0.00266 | 36 | Residential_2029_Achievable_GWh_After Competition Groups_36 | Water Heater Temperature Setback | 0.266% | 0.064949 | 7.3711 | Residential_2029_Achievable_GWh_After Competition Groups_Water Heater Temperature Setback
Residential | Res ¦ Duct Insulation MF | 2029 | Technical | GWh | After Competition Groups | 32.9408 | 770100.9627 | 0.7701 | 13028.5195 | 0.0025284 | 52 | Residential_2029_Technical_GWh_After Competition Groups_52 | Duct Insulation MF | 0.2528% | 0.7701 | 32.9408 | Residential_2029_Technical_GWh_After Competition Groups_Duct Insulation MF
Residential | Res ¦ Duct Insulation | 2029 | Achievable | GWh | After Competition Groups | 6.9876 | 1049879.8224 | 1.0499 | 2771.0579 | 0.0025216 | 37 | Residential_2029_Achievable_GWh_After Competition Groups_37 | Duct Insulation | 0.2522% | 1.0499 | 6.9876 | Residential_2029_Achievable_GWh_After Competition Groups_Duct Insulation
Residential | Res ¦ CO Sensors for parking garage exhaust fans | 2029 | Economic | GWh | After Competition Groups | 18.3181 | 644539.9454 | 0.64454 | 7418.8653 | 0.0024691 | 37 | Residential_2029_Economic_GWh_After Competition Groups_37 | CO Sensors for parking garage exhaust fans | 0.2469% | 0.64454 | 18.3181 | Residential_2029_Economic_GWh_After Competition Groups_CO Sensors for parking garage exhaust fans
Residential | Res ¦ Central Lighting Control System | 2029 | Technical | GWh | After Competition Groups | 31.5747 | 0 | 0 | 13028.5195 | 0.0024235 | 53 | Residential_2029_Technical_GWh_After Competition Groups_53 | Central Lighting Control System | 0.2424% | 0 | 31.5747 | Residential_2029_Technical_GWh_After Competition Groups_Central Lighting Control System
Residential | Res ¦ Demand Control Ventilation | 2029 | Achievable | GWh | After Competition Groups | 6.6869 | 18199.2791 | 0.018199 | 2771.0579 | 0.0024131 | 38 | Residential_2029_Achievable_GWh_After Competition Groups_38 | Demand Control Ventilation | 0.2413% | 0.018199 | 6.6869 | Residential_2029_Achievable_GWh_After Competition Groups_Demand Control Ventilation
Residential | Res ¦ ENERGY STAR LED LAMPS (REFLECTOR LAMPs/MR16/PAR 16) | 2029 | Economic | GWh | After Competition Groups | 17.8805 | 209967.6465 | 0.20997 | 7418.8653 | 0.0024101 | 38 | Residential_2029_Economic_GWh_After Competition Groups_38 | ENERGY STAR LED LAMPS (REFLECTOR LAMPs/MR16/PAR 16) | 0.241% | 0.20997 | 17.8805 | Residential_2029_Economic_GWh_After Competition Groups_ENERGY STAR LED LAMPS (REFLECTOR LAMPs/MR16/PAR 16)
Residential | Res ¦ Variable Frequency Drive (VFD) | 2029 | Economic | GWh | After Competition Groups | 17.2785 | 396012.6507 | 0.39601 | 7418.8653 | 0.002329 | 39 | Residential_2029_Economic_GWh_After Competition Groups_39 | Variable Frequency Drive (VFD) | 0.2329% | 0.39601 | 17.2785 | Residential_2029_Economic_GWh_After Competition Groups_Variable Frequency Drive (VFD)
Residential | Res ¦ Central Air Conditioner Maintenance | 2029 | Technical | GWh | After Competition Groups | 29.9549 | 0 | 0 | 13028.5195 | 0.0022992 | 54 | Residential_2029_Technical_GWh_After Competition Groups_54 | Central Air Conditioner Maintenance | 0.2299% | 0 | 29.9549 | Residential_2029_Technical_GWh_After Competition Groups_Central Air Conditioner Maintenance
Residential | Res ¦ Energy Star Dehumidifier | 2029 | Technical | GWh | After Competition Groups | 29.8085 | 0 | 0 | 13028.5195 | 0.0022879 | 55 | Residential_2029_Technical_GWh_After Competition Groups_55 | Energy Star Dehumidifier | 0.2288% | 0 | 29.8085 | Residential_2029_Technical_GWh_After Competition Groups_Energy Star Dehumidifier
Residential | Res ¦ Outside Air Economizer | 2029 | Technical | GWh | After Competition Groups | 29.0338 | 340087.6569 | 0.34009 | 13028.5195 | 0.0022285 | 56 | Residential_2029_Technical_GWh_After Competition Groups_56 | Outside Air Economizer | 0.2228% | 0.34009 | 29.0338 | Residential_2029_Technical_GWh_After Competition Groups_Outside Air Economizer
Residential | Res ¦ Floor Insulation | 2029 | Achievable | GWh | After Competition Groups | 5.9233 | 1164636.3528 | 1.1646 | 2771.0579 | 0.0021376 | 39 | Residential_2029_Achievable_GWh_After Competition Groups_39 | Floor Insulation | 0.2138% | 1.1646 | 5.9233 | Residential_2029_Achievable_GWh_After Competition Groups_Floor Insulation
Residential | Res ¦ Ceiling Insulation | 2029 | Economic | GWh | After Competition Groups | 15.0622 | 371315.3591 | 0.37132 | 7418.8653 | 0.0020303 | 40 | Residential_2029_Economic_GWh_After Competition Groups_40 | Ceiling Insulation | 0.203% | 0.37132 | 15.0622 | Residential_2029_Economic_GWh_After Competition Groups_Ceiling Insulation
Residential | Res ¦ LED Tube Re-Lamp | 2029 | Technical | GWh | After Competition Groups | 25.609 | 1026416.272 | 1.0264 | 13028.5195 | 0.0019656 | 57 | Residential_2029_Technical_GWh_After Competition Groups_57 | LED Tube Re-Lamp | 0.1966% | 1.0264 | 25.609 | Residential_2029_Technical_GWh_After Competition Groups_LED Tube Re-Lamp
Residential | Res ¦ Drain Water Heat Recovery | 2029 | Technical | GWh | After Competition Groups | 24.4243 | 482879.6026 | 0.48288 | 13028.5195 | 0.0018747 | 58 | Residential_2029_Technical_GWh_After Competition Groups_58 | Drain Water Heat Recovery | 0.1875% | 0.48288 | 24.4243 | Residential_2029_Technical_GWh_After Competition Groups_Drain Water Heat Recovery
Residential | Res ¦ Tankless Water Heater | 2029 | Economic | GWh | After Competition Groups | 13.5156 | 821169.6502 | 0.82117 | 7418.8653 | 0.0018218 | 41 | Residential_2029_Economic_GWh_After Competition Groups_41 | Tankless Water Heater | 0.1822% | 0.82117 | 13.5156 | Residential_2029_Economic_GWh_After Competition Groups_Tankless Water Heater
Residential | Res ¦ LED Tube Re-Lamp | 2029 | Economic | GWh | After Competition Groups | 12.87 | 1026416.272 | 1.0264 | 7418.8653 | 0.0017348 | 42 | Residential_2029_Economic_GWh_After Competition Groups_42 | LED Tube Re-Lamp | 0.1735% | 1.0264 | 12.87 | Residential_2029_Economic_GWh_After Competition Groups_LED Tube Re-Lamp
Residential | Res ¦ Energy Star Windows | 2029 | Achievable | GWh | After Competition Groups | 4.7966 | 0 | 0 | 2771.0579 | 0.0017309 | 40 | Residential_2029_Achievable_GWh_After Competition Groups_40 | Energy Star Windows | 0.1731% | 0 | 4.7966 | Residential_2029_Achievable_GWh_After Competition Groups_Energy Star Windows
Residential | Res ¦ Water Heater Temperature Setback | 2029 | Economic | GWh | After Competition Groups | 12.7682 | 64948.6062 | 0.064949 | 7418.8653 | 0.001721 | 43 | Residential_2029_Economic_GWh_After Competition Groups_43 | Water Heater Temperature Setback | 0.1721% | 0.064949 | 12.7682 | Residential_2029_Economic_GWh_After Competition Groups_Water Heater Temperature Setback
Residential | Res ¦ Heat Recovery Ventilator | 2029 | Technical | GWh | After Competition Groups | 22.3925 | 2240064.0035 | 2.2401 | 13028.5195 | 0.0017187 | 59 | Residential_2029_Technical_GWh_After Competition Groups_59 | Heat Recovery Ventilator | 0.1719% | 2.2401 | 22.3925 | Residential_2029_Technical_GWh_After Competition Groups_Heat Recovery Ventilator
Residential | Res ¦ Demand Control Ventilation | 2029 | Technical | GWh | After Competition Groups | 21.9918 | 18199.2791 | 0.018199 | 13028.5195 | 0.001688 | 60 | Residential_2029_Technical_GWh_After Competition Groups_60 | Demand Control Ventilation | 0.1688% | 0.018199 | 21.9918 | Residential_2029_Technical_GWh_After Competition Groups_Demand Control Ventilation
Residential | Res ¦ Home Energy Reports | 2029 | Economic | GWh | After Competition Groups | 12.001 | 52392.9782 | 0.052393 | 7418.8653 | 0.0016176 | 44 | Residential_2029_Economic_GWh_After Competition Groups_44 | Home Energy Reports | 0.1618% | 0.052393 | 12.001 | Residential_2029_Economic_GWh_After Competition Groups_Home Energy Reports
Residential | Res ¦ Wall Insulation | 2029 | Achievable | GWh | After Competition Groups | 4.2704 | 189962.863 | 0.18996 | 2771.0579 | 0.0015411 | 41 | Residential_2029_Achievable_GWh_After Competition Groups_41 | Wall Insulation | 0.1541% | 0.18996 | 4.2704 | Residential_2029_Achievable_GWh_After Competition Groups_Wall Insulation
Residential | Res ¦ Condensing Make Up Air Unit | 2029 | Achievable | GWh | After Competition Groups | 3.932 | 963261.5616 | 0.96326 | 2771.0579 | 0.001419 | 42 | Residential_2029_Achievable_GWh_After Competition Groups_42 | Condensing Make Up Air Unit | 0.1419% | 0.96326 | 3.932 | Residential_2029_Achievable_GWh_After Competition Groups_Condensing Make Up Air Unit
Residential | Res ¦ CO Sensors for parking garage exhaust fans | 2029 | Technical | GWh | After Competition Groups | 18.3181 | 644539.9454 | 0.64454 | 13028.5195 | 0.001406 | 61 | Residential_2029_Technical_GWh_After Competition Groups_61 | CO Sensors for parking garage exhaust fans | 0.1406% | 0.64454 | 18.3181 | Residential_2029_Technical_GWh_After Competition Groups_CO Sensors for parking garage exhaust fans
Residential | Res ¦ ENERGY STAR LED LAMPS (REFLECTOR LAMPs/MR16/PAR 16) | 2029 | Technical | GWh | After Competition Groups | 17.8805 | 209967.6465 | 0.20997 | 13028.5195 | 0.0013724 | 62 | Residential_2029_Technical_GWh_After Competition Groups_62 | ENERGY STAR LED LAMPS (REFLECTOR LAMPs/MR16/PAR 16) | 0.1372% | 0.20997 | 17.8805 | Residential_2029_Technical_GWh_After Competition Groups_ENERGY STAR LED LAMPS (REFLECTOR LAMPs/MR16/PAR 16)
Residential | Res ¦ Condensing Make Up Air Unit | 2029 | Economic | GWh | After Competition Groups | 9.9588 | 963261.5616 | 0.96326 | 7418.8653 | 0.0013424 | 45 | Residential_2029_Economic_GWh_After Competition Groups_45 | Condensing Make Up Air Unit | 0.1342% | 0.96326 | 9.9588 | Residential_2029_Economic_GWh_After Competition Groups_Condensing Make Up Air Unit
Residential | Res ¦ Home Energy Reports | 2029 | Achievable | GWh | After Competition Groups | 3.7116 | 52392.9782 | 0.052393 | 2771.0579 | 0.0013394 | 43 | Residential_2029_Achievable_GWh_After Competition Groups_43 | Home Energy Reports | 0.1339% | 0.052393 | 3.7116 | Residential_2029_Achievable_GWh_After Competition Groups_Home Energy Reports
Residential | Res ¦ Variable Frequency Drive (VFD) | 2029 | Technical | GWh | After Competition Groups | 17.2785 | 396012.6507 | 0.39601 | 13028.5195 | 0.0013262 | 63 | Residential_2029_Technical_GWh_After Competition Groups_63 | Variable Frequency Drive (VFD) | 0.1326% | 0.39601 | 17.2785 | Residential_2029_Technical_GWh_After Competition Groups_Variable Frequency Drive (VFD)
Residential | Res ¦ High Efficiency Chiller (avg of water and air cooled) | 2029 | Economic | GWh | After Competition Groups | 9.389 | 198425.8347 | 0.19843 | 7418.8653 | 0.0012656 | 46 | Residential_2029_Economic_GWh_After Competition Groups_46 | High Efficiency Chiller (avg of water and air cooled) | 0.1266% | 0.19843 | 9.389 | Residential_2029_Economic_GWh_After Competition Groups_High Efficiency Chiller (avg of water and air cooled)
Residential | Res ¦ Energy Star Dishwasher | 2029 | Technical | GWh | After Competition Groups | 15.6477 | 0 | 0 | 13028.5195 | 0.001201 | 64 | Residential_2029_Technical_GWh_After Competition Groups_64 | Energy Star Dishwasher | 0.1201% | 0 | 15.6477 | Residential_2029_Technical_GWh_After Competition Groups_Energy Star Dishwasher
Residential | Res ¦ VFD on Pumps | 2029 | Achievable | GWh | After Competition Groups | 3.0672 | 148339.8197 | 0.14834 | 2771.0579 | 0.0011069 | 44 | Residential_2029_Achievable_GWh_After Competition Groups_44 | VFD on Pumps | 0.1107% | 0.14834 | 3.0672 | Residential_2029_Achievable_GWh_After Competition Groups_VFD on Pumps
Residential | Res ¦ Tankless Water Heater | 2029 | Achievable | GWh | After Competition Groups | 2.9483 | 821169.6502 | 0.82117 | 2771.0579 | 0.001064 | 45 | Residential_2029_Achievable_GWh_After Competition Groups_45 | Tankless Water Heater | 0.1064% | 0.82117 | 2.9483 | Residential_2029_Achievable_GWh_After Competition Groups_Tankless Water Heater
Residential | Res ¦ Water Heater Temperature Setback | 2029 | Technical | GWh | After Competition Groups | 12.7682 | 64948.6062 | 0.064949 | 13028.5195 | 0.00098002 | 65 | Residential_2029_Technical_GWh_After Competition Groups_65 | Water Heater Temperature Setback | 0.098% | 0.064949 | 12.7682 | Residential_2029_Technical_GWh_After Competition Groups_Water Heater Temperature Setback
Residential | Res ¦ Duct Insulation MF | 2029 | Achievable | GWh | After Competition Groups | 2.6162 | 770100.9627 | 0.7701 | 2771.0579 | 0.00094412 | 46 | Residential_2029_Achievable_GWh_After Competition Groups_46 | Duct Insulation MF | 0.09441% | 0.7701 | 2.6162 | Residential_2029_Achievable_GWh_After Competition Groups_Duct Insulation MF
Residential | Res ¦ DHW Recirculation Systems | 2029 | Technical | GWh | After Competition Groups | 11.5028 | 0 | 0 | 13028.5195 | 0.0008829 | 66 | Residential_2029_Technical_GWh_After Competition Groups_66 | DHW Recirculation Systems | 0.08829% | 0 | 11.5028 | Residential_2029_Technical_GWh_After Competition Groups_DHW Recirculation Systems
Residential | Res ¦ ENERGY STAR LED Lamps (General Service Lamps) | 2029 | Achievable | GWh | After Competition Groups | 2.3795 | 44377.4869 | 0.044377 | 2771.0579 | 0.0008587 | 47 | Residential_2029_Achievable_GWh_After Competition Groups_47 | ENERGY STAR LED Lamps (General Service Lamps) | 0.08587% | 0.044377 | 2.3795 | Residential_2029_Achievable_GWh_After Competition Groups_ENERGY STAR LED Lamps (General Service Lamps)
Residential | Res ¦ Air Source Heat Pump Maintenance | 2029 | Technical | GWh | After Competition Groups | 10.3804 | 0 | 0 | 13028.5195 | 0.00079674 | 67 | Residential_2029_Technical_GWh_After Competition Groups_67 | Air Source Heat Pump Maintenance | 0.07967% | 0 | 10.3804 | Residential_2029_Technical_GWh_After Competition Groups_Air Source Heat Pump Maintenance
Residential | Res ¦ Condensing Make Up Air Unit | 2029 | Technical | GWh | After Competition Groups | 9.9588 | 963261.5616 | 0.96326 | 13028.5195 | 0.00076438 | 68 | Residential_2029_Technical_GWh_After Competition Groups_68 | Condensing Make Up Air Unit | 0.07644% | 0.96326 | 9.9588 | Residential_2029_Technical_GWh_After Competition Groups_Condensing Make Up Air Unit
Residential | Res ¦ Drain Water Heat Recovery | 2029 | Economic | GWh | After Competition Groups | 5.4627 | 482879.6026 | 0.48288 | 7418.8653 | 0.00073633 | 47 | Residential_2029_Economic_GWh_After Competition Groups_47 | Drain Water Heat Recovery | 0.07363% | 0.48288 | 5.4627 | Residential_2029_Economic_GWh_After Competition Groups_Drain Water Heat Recovery
Residential | Res ¦ High Efficiency Chiller (avg of water and air cooled) | 2029 | Technical | GWh | After Competition Groups | 9.389 | 198425.8347 | 0.19843 | 13028.5195 | 0.00072065 | 69 | Residential_2029_Technical_GWh_After Competition Groups_69 | High Efficiency Chiller (avg of water and air cooled) | 0.07207% | 0.19843 | 9.389 | Residential_2029_Technical_GWh_After Competition Groups_High Efficiency Chiller (avg of water and air cooled)
Residential | Res ¦ VFD on Pumps | 2029 | Economic | GWh | After Competition Groups | 5.3133 | 148339.8197 | 0.14834 | 7418.8653 | 0.00071619 | 48 | Residential_2029_Economic_GWh_After Competition Groups_48 | VFD on Pumps | 0.07162% | 0.14834 | 5.3133 | Residential_2029_Economic_GWh_After Competition Groups_VFD on Pumps
Residential | Res ¦ Heat Recovery Ventilator | 2029 | Achievable | GWh | After Competition Groups | 1.6083 | 2240064.0035 | 2.2401 | 2771.0579 | 0.0005804 | 48 | Residential_2029_Achievable_GWh_After Competition Groups_48 | Heat Recovery Ventilator | 0.05804% | 2.2401 | 1.6083 | Residential_2029_Achievable_GWh_After Competition Groups_Heat Recovery Ventilator
Residential | Res ¦ ECM MOTORS FOR HVAC APPLICATION (FAN-POWERED VAV BOX) | 2029 | Achievable | GWh | After Competition Groups | 1.5006 | 70890.9563 | 0.070891 | 2771.0579 | 0.00054152 | 49 | Residential_2029_Achievable_GWh_After Competition Groups_49 | ECM MOTORS FOR HVAC APPLICATION (FAN-POWERED VAV BOX) | 0.05415% | 0.070891 | 1.5006 | Residential_2029_Achievable_GWh_After Competition Groups_ECM MOTORS FOR HVAC APPLICATION (FAN-POWERED VAV BOX)
Residential | Res ¦ Basement or Crawlspace Insulation | 2029 | Achievable | GWh | After Competition Groups | 1.4057 | 0 | 0 | 2771.0579 | 0.00050729 | 50 | Residential_2029_Achievable_GWh_After Competition Groups_50 | Basement or Crawlspace Insulation | 0.05073% | 0 | 1.4057 | Residential_2029_Achievable_GWh_After Competition Groups_Basement or Crawlspace Insulation
Residential | Res ¦ ENERGY STAR LED Lamps (General Service Lamps) | 2029 | Economic | GWh | After Competition Groups | 3.0911 | 44377.4869 | 0.044377 | 7418.8653 | 0.00041665 | 49 | Residential_2029_Economic_GWh_After Competition Groups_49 | ENERGY STAR LED Lamps (General Service Lamps) | 0.04167% | 0.044377 | 3.0911 | Residential_2029_Economic_GWh_After Competition Groups_ENERGY STAR LED Lamps (General Service Lamps)
Residential | Res ¦ VFD on Pumps | 2029 | Technical | GWh | After Competition Groups | 5.3133 | 148339.8197 | 0.14834 | 13028.5195 | 0.00040782 | 70 | Residential_2029_Technical_GWh_After Competition Groups_70 | VFD on Pumps | 0.04078% | 0.14834 | 5.3133 | Residential_2029_Technical_GWh_After Competition Groups_VFD on Pumps
Residential | Res ¦ ECM MOTORS FOR HVAC APPLICATION (FAN-POWERED VAV BOX) | 2029 | Economic | GWh | After Competition Groups | 2.9641 | 70890.9563 | 0.070891 | 7418.8653 | 0.00039954 | 50 | Residential_2029_Economic_GWh_After Competition Groups_50 | ECM MOTORS FOR HVAC APPLICATION (FAN-POWERED VAV BOX) | 0.03995% | 0.070891 | 2.9641 | Residential_2029_Economic_GWh_After Competition Groups_ECM MOTORS FOR HVAC APPLICATION (FAN-POWERED VAV BOX)
Residential | Res ¦ Beverage Vending Machine Controls | 2029 | Achievable | GWh | After Competition Groups | 0.86566 | 27187.9661 | 0.027188 | 2771.0579 | 0.00031239 | 51 | Residential_2029_Achievable_GWh_After Competition Groups_51 | Beverage Vending Machine Controls | 0.03124% | 0.027188 | 0.86566 | Residential_2029_Achievable_GWh_After Competition Groups_Beverage Vending Machine Controls
Residential | Res ¦ Beverage Vending Machine Controls | 2029 | Economic | GWh | After Competition Groups | 2.0413 | 27187.9661 | 0.027188 | 7418.8653 | 0.00027515 | 51 | Residential_2029_Economic_GWh_After Competition Groups_51 | Beverage Vending Machine Controls | 0.02752% | 0.027188 | 2.0413 | Residential_2029_Economic_GWh_After Competition Groups_Beverage Vending Machine Controls
Residential | Res ¦ ENERGY STAR LED Lamps (General Service Lamps) | 2029 | Technical | GWh | After Competition Groups | 3.0911 | 44377.4869 | 0.044377 | 13028.5195 | 0.00023725 | 71 | Residential_2029_Technical_GWh_After Competition Groups_71 | ENERGY STAR LED Lamps (General Service Lamps) | 0.02373% | 0.044377 | 3.0911 | Residential_2029_Technical_GWh_After Competition Groups_ENERGY STAR LED Lamps (General Service Lamps)
Residential | Res ¦ ECM MOTORS FOR HVAC APPLICATION (FAN-POWERED VAV BOX) | 2029 | Technical | GWh | After Competition Groups | 2.9641 | 70890.9563 | 0.070891 | 13028.5195 | 0.00022751 | 72 | Residential_2029_Technical_GWh_After Competition Groups_72 | ECM MOTORS FOR HVAC APPLICATION (FAN-POWERED VAV BOX) | 0.02275% | 0.070891 | 2.9641 | Residential_2029_Technical_GWh_After Competition Groups_ECM MOTORS FOR HVAC APPLICATION (FAN-POWERED VAV BOX)
Residential | Res ¦ HVAC Optimization | 2029 | Technical | GWh | After Competition Groups | 2.5786 | 0 | 0 | 13028.5195 | 0.00019792 | 73 | Residential_2029_Technical_GWh_After Competition Groups_73 | HVAC Optimization | 0.01979% | 0 | 2.5786 | Residential_2029_Technical_GWh_After Competition Groups_HVAC Optimization
Residential | Res ¦ Tankless Water Heater | 2029 | Technical | GWh | After Competition Groups | 2.2422 | 57066.6992 | 0.057067 | 13028.5195 | 0.0001721 | 74 | Residential_2029_Technical_GWh_After Competition Groups_74 | Tankless Water Heater | 0.01721% | 0.057067 | 2.2422 | Residential_2029_Technical_GWh_After Competition Groups_Tankless Water Heater
Residential | Res ¦ Beverage Vending Machine Controls | 2029 | Technical | GWh | After Competition Groups | 2.0413 | 27187.9661 | 0.027188 | 13028.5195 | 0.00015668 | 75 | Residential_2029_Technical_GWh_After Competition Groups_75 | Beverage Vending Machine Controls | 0.01567% | 0.027188 | 2.0413 | Residential_2029_Technical_GWh_After Competition Groups_Beverage Vending Machine Controls
Residential | Res ¦ Drain Water Heat Recovery | 2029 | Achievable | GWh | After Competition Groups | 0.3726 | 482879.6026 | 0.48288 | 2771.0579 | 0.00013446 | 52 | Residential_2029_Achievable_GWh_After Competition Groups_52 | Drain Water Heat Recovery | 0.01345% | 0.48288 | 0.3726 | Residential_2029_Achievable_GWh_After Competition Groups_Drain Water Heat Recovery
Residential | Res ¦ Ceiling Insulation | 2029 | Achievable | GWh | After Competition Groups | 0.15616 | 371315.3591 | 0.37132 | 2771.0579 | 5.6353e-05 | 53 | Residential_2029_Achievable_GWh_After Competition Groups_53 | Ceiling Insulation | 0.005635% | 0.37132 | 0.15616 | Residential_2029_Achievable_GWh_After Competition Groups_Ceiling Insulation
Residential | Res ¦ Wall Insulation MF | 2029 | Technical | GWh | After Competition Groups | 0.64643 | 0 | 0 | 13028.5195 | 4.9617e-05 | 76 | Residential_2029_Technical_GWh_After Competition Groups_76 | Wall Insulation MF | 0.004962% | 0 | 0.64643 | Residential_2029_Technical_GWh_After Competition Groups_Wall Insulation MF
Residential | Res ¦ LED High Bay Fixture | 2029 | Economic | GWh | After Competition Groups | 0.27767 | 32548.7862 | 0.032549 | 7418.8653 | 3.7428e-05 | 52 | Residential_2029_Economic_GWh_After Competition Groups_52 | LED High Bay Fixture | 0.003743% | 0.032549 | 0.27767 | Residential_2029_Economic_GWh_After Competition Groups_LED High Bay Fixture
Residential | Res ¦ Chilled Water Optimization | 2029 | Achievable | GWh | After Competition Groups | 0.10008 | 178.0346 | 0.00017803 | 2771.0579 | 3.6117e-05 | 54 | Residential_2029_Achievable_GWh_After Competition Groups_54 | Chilled Water Optimization | 0.003612% | 0.00017803 | 0.10008 | Residential_2029_Achievable_GWh_After Competition Groups_Chilled Water Optimization
Residential | Res ¦ Chilled Water Optimization | 2029 | Economic | GWh | After Competition Groups | 0.24301 | 178.0346 | 0.00017803 | 7418.8653 | 3.2755e-05 | 53 | Residential_2029_Economic_GWh_After Competition Groups_53 | Chilled Water Optimization | 0.003276% | 0.00017803 | 0.24301 | Residential_2029_Economic_GWh_After Competition Groups_Chilled Water Optimization
Residential | Res ¦ LED Recessed Downlights | 2029 | Technical | GWh | After Competition Groups | 0.3207 | 0 | 0 | 13028.5195 | 2.4615e-05 | 77 | Residential_2029_Technical_GWh_After Competition Groups_77 | LED Recessed Downlights | 0.002462% | 0 | 0.3207 | Residential_2029_Technical_GWh_After Competition Groups_LED Recessed Downlights
Residential | Res ¦ LED High Bay Fixture | 2029 | Technical | GWh | After Competition Groups | 0.27767 | 32548.7862 | 0.032549 | 13028.5195 | 2.1313e-05 | 78 | Residential_2029_Technical_GWh_After Competition Groups_78 | LED High Bay Fixture | 0.002131% | 0.032549 | 0.27767 | Residential_2029_Technical_GWh_After Competition Groups_LED High Bay Fixture
Residential | Res ¦ Chilled Water Optimization | 2029 | Technical | GWh | After Competition Groups | 0.24301 | 178.0346 | 0.00017803 | 13028.5195 | 1.8652e-05 | 79 | Residential_2029_Technical_GWh_After Competition Groups_79 | Chilled Water Optimization | 0.001865% | 0.00017803 | 0.24301 | Residential_2029_Technical_GWh_After Competition Groups_Chilled Water Optimization
Residential | Res ¦ LED High Bay Fixture | 2029 | Achievable | GWh | After Competition Groups | 0.04068 | 32548.7862 | 0.032549 | 2771.0579 | 1.468e-05 | 55 | Residential_2029_Achievable_GWh_After Competition Groups_55 | LED High Bay Fixture | 0.001468% | 0.032549 | 0.04068 | Residential_2029_Achievable_GWh_After Competition Groups_LED High Bay Fixture
Residential | Res ¦ Wall Insulation MF | 2029 | Economic | GWh | After Competition Groups | 0.053061 | 0 | 0 | 7418.8653 | 7.1522e-06 | 54 | Residential_2029_Economic_GWh_After Competition Groups_54 | Wall Insulation MF | 0.0007152% | 0 | 0.053061 | Residential_2029_Economic_GWh_After Competition Groups_Wall Insulation MF
Residential | Res ¦ Solar Water Preheat (Pools/DHW) | 2029 | Technical | GWh | After Competition Groups | 0.054246 | 0 | 0 | 13028.5195 | 4.1636e-06 | 80 | Residential_2029_Technical_GWh_After Competition Groups_80 | Solar Water Preheat (Pools/DHW) | 0.0004164% | 0 | 0.054246 | Residential_2029_Technical_GWh_After Competition Groups_Solar Water Preheat (Pools/DHW)
Residential | Res ¦ Wall Insulation MF | 2029 | Achievable | GWh | After Competition Groups | 0.0053328 | 0 | 0 | 2771.0579 | 1.9245e-06 | 56 | Residential_2029_Achievable_GWh_After Competition Groups_56 | Wall Insulation MF | 0.0001924% | 0 | 0.0053328 | Residential_2029_Achievable_GWh_After Competition Groups_Wall Insulation MF
Residential | Res ¦ Photocell Controls (Outdoor) | 2029 | Technical | GWh | After Competition Groups | 0.00034386 | 0 | 0 | 13028.5195 | 2.6393e-08 | 81 | Residential_2029_Technical_GWh_After Competition Groups_81 | Photocell Controls (Outdoor) | 2.639e-06% | 0 | 0.00034386 | Residential_2029_Technical_GWh_After Competition Groups_Photocell Controls (Outdoor)
Residential | Res ¦ Air Source Heat Pump | 2029 | Achievable | GWh | After Competition Groups | 0 | 0 | 0 | 2771.0579 | 0 | 57 | Residential_2029_Achievable_GWh_After Competition Groups_57 | Air Source Heat Pump | 0% | 0 | 0 | Residential_2029_Achievable_GWh_After Competition Groups_Air Source Heat Pump
Residential | Res ¦ DHW Recirculation Systems | 2029 | Achievable | GWh | After Competition Groups | 0 | 0 | 0 | 2771.0579 | 0 | 58 | Residential_2029_Achievable_GWh_After Competition Groups_58 | DHW Recirculation Systems | 0% | 0 | 0 | Residential_2029_Achievable_GWh_After Competition Groups_DHW Recirculation Systems
Residential | Res ¦ DHW Recirculation Systems | 2029 | Economic | GWh | After Competition Groups | 0 | 0 | 0 | 7418.8653 | 0 | 55 | Residential_2029_Economic_GWh_After Competition Groups_55 | DHW Recirculation Systems | 0% | 0 | 0 | Residential_2029_Economic_GWh_After Competition Groups_DHW Recirculation Systems
Residential | Res ¦ Early Hot Water Heater Replacement | 2029 | Achievable | GWh | After Competition Groups | 0 | 0 | 0 | 2771.0579 | 0 | 59 | Residential_2029_Achievable_GWh_After Competition Groups_59 | Early Hot Water Heater Replacement | 0% | 0 | 0 | Residential_2029_Achievable_GWh_After Competition Groups_Early Hot Water Heater Replacement
Residential | Res ¦ Early Hot Water Heater Replacement | 2029 | Economic | GWh | After Competition Groups | 0 | 0 | 0 | 7418.8653 | 0 | 56 | Residential_2029_Economic_GWh_After Competition Groups_56 | Early Hot Water Heater Replacement | 0% | 0 | 0 | Residential_2029_Economic_GWh_After Competition Groups_Early Hot Water Heater Replacement
Residential | Res ¦ Energy Star Dehumidifier | 2029 | Achievable | GWh | After Competition Groups | 0 | 0 | 0 | 2771.0579 | 0 | 60 | Residential_2029_Achievable_GWh_After Competition Groups_60 | Energy Star Dehumidifier | 0% | 0 | 0 | Residential_2029_Achievable_GWh_After Competition Groups_Energy Star Dehumidifier
Residential | Res ¦ Energy Star Dehumidifier | 2029 | Economic | GWh | After Competition Groups | 0 | 0 | 0 | 7418.8653 | 0 | 57 | Residential_2029_Economic_GWh_After Competition Groups_57 | Energy Star Dehumidifier | 0% | 0 | 0 | Residential_2029_Economic_GWh_After Competition Groups_Energy Star Dehumidifier
Residential | Res ¦ Energy Star Freezer | 2029 | Achievable | GWh | After Competition Groups | 0 | 0 | 0 | 2771.0579 | 0 | 61 | Residential_2029_Achievable_GWh_After Competition Groups_61 | Energy Star Freezer | 0% | 0 | 0 | Residential_2029_Achievable_GWh_After Competition Groups_Energy Star Freezer
Residential | Res ¦ Energy Star Freezer | 2029 | Economic | GWh | After Competition Groups | 0 | 0 | 0 | 7418.8653 | 0 | 58 | Residential_2029_Economic_GWh_After Competition Groups_58 | Energy Star Freezer | 0% | 0 | 0 | Residential_2029_Economic_GWh_After Competition Groups_Energy Star Freezer
Residential | Res ¦ Furnace with ECM | 2029 | Achievable | GWh | After Competition Groups | 0 | 0 | 0 | 2771.0579 | 0 | 62 | Residential_2029_Achievable_GWh_After Competition Groups_62 | Furnace with ECM | 0% | 0 | 0 | Residential_2029_Achievable_GWh_After Competition Groups_Furnace with ECM
Residential | Res ¦ Furnace with ECM | 2029 | Economic | GWh | After Competition Groups | 0 | 0 | 0 | 7418.8653 | 0 | 59 | Residential_2029_Economic_GWh_After Competition Groups_59 | Furnace with ECM | 0% | 0 | 0 | Residential_2029_Economic_GWh_After Competition Groups_Furnace with ECM
Residential | Res ¦ Heat Pump Water Heater | 2029 | Achievable | GWh | After Competition Groups | 0 | 0 | 0 | 2771.0579 | 0 | 63 | Residential_2029_Achievable_GWh_After Competition Groups_63 | Heat Pump Water Heater | 0% | 0 | 0 | Residential_2029_Achievable_GWh_After Competition Groups_Heat Pump Water Heater
Residential | Res ¦ Heat Pump Water Heater | 2029 | Economic | GWh | After Competition Groups | 0 | 0 | 0 | 7418.8653 | 0 | 60 | Residential_2029_Economic_GWh_After Competition Groups_60 | Heat Pump Water Heater | 0% | 0 | 0 | Residential_2029_Economic_GWh_After Competition Groups_Heat Pump Water Heater
Residential | Res ¦ LED Downlight | 2029 | Achievable | GWh | After Competition Groups | 0 | 0 | 0 | 2771.0579 | 0 | 64 | Residential_2029_Achievable_GWh_After Competition Groups_64 | LED Downlight | 0% | 0 | 0 | Residential_2029_Achievable_GWh_After Competition Groups_LED Downlight
Residential | Res ¦ LED Downlight | 2029 | Economic | GWh | After Competition Groups | 0 | 0 | 0 | 7418.8653 | 0 | 61 | Residential_2029_Economic_GWh_After Competition Groups_61 | LED Downlight | 0% | 0 | 0 | Residential_2029_Economic_GWh_After Competition Groups_LED Downlight
Residential | Res ¦ Lighting Motion Sensors, Timers, Dimmers | 2029 | Achievable | GWh | After Competition Groups | 0 | 0 | 0 | 2771.0579 | 0 | 65 | Residential_2029_Achievable_GWh_After Competition Groups_65 | Lighting Motion Sensors, Timers, Dimmers | 0% | 0 | 0 | Residential_2029_Achievable_GWh_After Competition Groups_Lighting Motion Sensors, Timers, Dimmers
Residential | Res ¦ Lighting Motion Sensors, Timers, Dimmers | 2029 | Economic | GWh | After Competition Groups | 0 | 0 | 0 | 7418.8653 | 0 | 62 | Residential_2029_Economic_GWh_After Competition Groups_62 | Lighting Motion Sensors, Timers, Dimmers | 0% | 0 | 0 | Residential_2029_Economic_GWh_After Competition Groups_Lighting Motion Sensors, Timers, Dimmers
Residential | Res ¦ Networked/ Connected - Indoor LED Luminaire | 2029 | Achievable | GWh | After Competition Groups | 0 | 0 | 0 | 2771.0579 | 0 | 66 | Residential_2029_Achievable_GWh_After Competition Groups_66 | Networked/ Connected - Indoor LED Luminaire | 0% | 0 | 0 | Residential_2029_Achievable_GWh_After Competition Groups_Networked/ Connected - Indoor LED Luminaire
Residential | Res ¦ Radiant Barrier | 2029 | Achievable | GWh | After Competition Groups | 0 | 0 | 0 | 2771.0579 | 0 | 67 | Residential_2029_Achievable_GWh_After Competition Groups_67 | Radiant Barrier | 0% | 0 | 0 | Residential_2029_Achievable_GWh_After Competition Groups_Radiant Barrier
Residential | Res ¦ Radiant Barrier | 2029 | Economic | GWh | After Competition Groups | 0 | 0 | 0 | 7418.8653 | 0 | 63 | Residential_2029_Economic_GWh_After Competition Groups_63 | Radiant Barrier | 0% | 0 | 0 | Residential_2029_Economic_GWh_After Competition Groups_Radiant Barrier
Residential | Res ¦ Smart Power Bar | 2029 | Achievable | GWh | After Competition Groups | 0 | 0 | 0 | 2771.0579 | 0 | 68 | Residential_2029_Achievable_GWh_After Competition Groups_68 | Smart Power Bar | 0% | 0 | 0 | Residential_2029_Achievable_GWh_After Competition Groups_Smart Power Bar
Residential | Res ¦ Smart Power Bar | 2029 | Economic | GWh | After Competition Groups | 0 | 0 | 0 | 7418.8653 | 0 | 64 | Residential_2029_Economic_GWh_After Competition Groups_64 | Smart Power Bar | 0% | 0 | 0 | Residential_2029_Economic_GWh_After Competition Groups_Smart Power Bar
Residential | Res ¦ Variable Refrigerant Flow Heat Pump | 2029 | Achievable | GWh | After Competition Groups | 0 | 0 | 0 | 2771.0579 | 0 | 69 | Residential_2029_Achievable_GWh_After Competition Groups_69 | Variable Refrigerant Flow Heat Pump | 0% | 0 | 0 | Residential_2029_Achievable_GWh_After Competition Groups_Variable Refrigerant Flow Heat Pump
Residential | Res ¦ Variable Refrigerant Flow Heat Pump | 2029 | Economic | GWh | After Competition Groups | 0 | 0 | 0 | 7418.8653 | 0 | 65 | Residential_2029_Economic_GWh_After Competition Groups_65 | Variable Refrigerant Flow Heat Pump | 0% | 0 | 0 | Residential_2029_Economic_GWh_After Competition Groups_Variable Refrigerant Flow Heat Pump
Residential | Res ¦ Energy Star A Line, PAR, MR Lamps | 2030 | Economic | GWh | After Competition Groups | 1415.3299 | 27439.2723 | 0.027439 | 7731.4615 | 0.18306 | 1 | Residential_2030_Economic_GWh_After Competition Groups_1 | Energy Star A Line, PAR, MR Lamps | 18.31% | 0.027439 | 1415.3299 | Residential_2030_Economic_GWh_After Competition Groups_Energy Star A Line, PAR, MR Lamps
Residential | Res ¦ Smart Power Bar | 2030 | Technical | GWh | After Competition Groups | 1542.9168 | 0 | 0 | 13445.2579 | 0.11476 | 1 | Residential_2030_Technical_GWh_After Competition Groups_1 | Smart Power Bar | 11.48% | 0 | 1542.9168 | Residential_2030_Technical_GWh_After Competition Groups_Smart Power Bar
Residential | Res ¦ Energy Star A Line, PAR, MR Lamps | 2030 | Technical | GWh | After Competition Groups | 1415.3299 | 27439.2723 | 0.027439 | 13445.2579 | 0.10527 | 2 | Residential_2030_Technical_GWh_After Competition Groups_2 | Energy Star A Line, PAR, MR Lamps | 10.53% | 0.027439 | 1415.3299 | Residential_2030_Technical_GWh_After Competition Groups_Energy Star A Line, PAR, MR Lamps
Residential | Res ¦ Energy Star Clothes Washer | 2030 | Achievable | GWh | After Competition Groups | 331.0471 | 20018582.0336 | 20.0186 | 3258.8639 | 0.10158 | 1 | Residential_2030_Achievable_GWh_After Competition Groups_1 | Energy Star Clothes Washer | 10.16% | 20.0186 | 331.0471 | Residential_2030_Achievable_GWh_After Competition Groups_Energy Star Clothes Washer
Residential | Res ¦ Adaptive Thermostat | 2030 | Economic | GWh | After Competition Groups | 692.7313 | 5525454.5642 | 5.5255 | 7731.4615 | 0.089599 | 2 | Residential_2030_Economic_GWh_After Competition Groups_2 | Adaptive Thermostat | 8.96% | 5.5255 | 692.7313 | Residential_2030_Economic_GWh_After Competition Groups_Adaptive Thermostat
Residential | Res ¦ Variable Speed Pool Pump Motor | 2030 | Achievable | GWh | After Competition Groups | 276.1002 | 10273055.7116 | 10.2731 | 3258.8639 | 0.084723 | 2 | Residential_2030_Achievable_GWh_After Competition Groups_2 | Variable Speed Pool Pump Motor | 8.472% | 10.2731 | 276.1002 | Residential_2030_Achievable_GWh_After Competition Groups_Variable Speed Pool Pump Motor
Residential | Res ¦ Energy Star LED Bulbs General Purpose LEDs | 2030 | Achievable | GWh | After Competition Groups | 260.6665 | 0 | 0 | 3258.8639 | 0.079987 | 3 | Residential_2030_Achievable_GWh_After Competition Groups_3 | Energy Star LED Bulbs General Purpose LEDs | 7.999% | 0 | 260.6665 | Residential_2030_Achievable_GWh_After Competition Groups_Energy Star LED Bulbs General Purpose LEDs
Residential | Res ¦ Energy Star LED Specialty Bulbs | 2030 | Achievable | GWh | After Competition Groups | 230.4864 | 42181.4939 | 0.042181 | 3258.8639 | 0.070726 | 4 | Residential_2030_Achievable_GWh_After Competition Groups_4 | Energy Star LED Specialty Bulbs | 7.073% | 0.042181 | 230.4864 | Residential_2030_Achievable_GWh_After Competition Groups_Energy Star LED Specialty Bulbs
Residential | Res ¦ Air Sealing | 2030 | Economic | GWh | After Competition Groups | 546.7774 | 4189858.0691 | 4.1899 | 7731.4615 | 0.070721 | 3 | Residential_2030_Economic_GWh_After Competition Groups_3 | Air Sealing | 7.072% | 4.1899 | 546.7774 | Residential_2030_Economic_GWh_After Competition Groups_Air Sealing
Residential | Res ¦ Car Block Heater Timer | 2030 | Achievable | GWh | After Competition Groups | 227.8312 | 672972.8848 | 0.67297 | 3258.8639 | 0.069911 | 5 | Residential_2030_Achievable_GWh_After Competition Groups_5 | Car Block Heater Timer | 6.991% | 0.67297 | 227.8312 | Residential_2030_Achievable_GWh_After Competition Groups_Car Block Heater Timer
Residential | Res ¦ Building Recommissioning, Operations and Maintenance (O&M) Improvements | 2030 | Achievable | GWh | After Competition Groups | 216.8413 | 310806.8094 | 0.31081 | 3258.8639 | 0.066539 | 6 | Residential_2030_Achievable_GWh_After Competition Groups_6 | Building Recommissioning, Operations and Maintenance (O&M) Improvements | 6.654% | 0.31081 | 216.8413 | Residential_2030_Achievable_GWh_After Competition Groups_Building Recommissioning, Operations and Maintenance (O&M) Improvements
Residential | Res ¦ Energy Star Clothes Washer | 2030 | Economic | GWh | After Competition Groups | 473.9677 | 20018582.0336 | 20.0186 | 7731.4615 | 0.061304 | 4 | Residential_2030_Economic_GWh_After Competition Groups_4 | Energy Star Clothes Washer | 6.13% | 20.0186 | 473.9677 | Residential_2030_Economic_GWh_After Competition Groups_Energy Star Clothes Washer
Residential | Res ¦ Ductless Mini-Split Heat Pump | 2030 | Achievable | GWh | After Competition Groups | 189.4316 | 5510164.2648 | 5.5102 | 3258.8639 | 0.058128 | 7 | Residential_2030_Achievable_GWh_After Competition Groups_7 | Ductless Mini-Split Heat Pump | 5.813% | 5.5102 | 189.4316 | Residential_2030_Achievable_GWh_After Competition Groups_Ductless Mini-Split Heat Pump
Residential | Res ¦ Ductless Mini-Split Heat Pump | 2030 | Economic | GWh | After Competition Groups | 428.7384 | 5510164.2648 | 5.5102 | 7731.4615 | 0.055454 | 5 | Residential_2030_Economic_GWh_After Competition Groups_5 | Ductless Mini-Split Heat Pump | 5.545% | 5.5102 | 428.7384 | Residential_2030_Economic_GWh_After Competition Groups_Ductless Mini-Split Heat Pump
Residential | Res ¦ Variable Speed Pool Pump Motor | 2030 | Economic | GWh | After Competition Groups | 410.2643 | 10273055.7116 | 10.2731 | 7731.4615 | 0.053064 | 6 | Residential_2030_Economic_GWh_After Competition Groups_6 | Variable Speed Pool Pump Motor | 5.306% | 10.2731 | 410.2643 | Residential_2030_Economic_GWh_After Competition Groups_Variable Speed Pool Pump Motor
Residential | Res ¦ Adaptive Thermostat | 2030 | Technical | GWh | After Competition Groups | 692.7313 | 5525454.5642 | 5.5255 | 13445.2579 | 0.051522 | 3 | Residential_2030_Technical_GWh_After Competition Groups_3 | Adaptive Thermostat | 5.152% | 5.5255 | 692.7313 | Residential_2030_Technical_GWh_After Competition Groups_Adaptive Thermostat
Residential | Res ¦ Car Block Heater Timer | 2030 | Economic | GWh | After Competition Groups | 360.7922 | 672972.8848 | 0.67297 | 7731.4615 | 0.046665 | 7 | Residential_2030_Economic_GWh_After Competition Groups_7 | Car Block Heater Timer | 4.667% | 0.67297 | 360.7922 | Residential_2030_Economic_GWh_After Competition Groups_Car Block Heater Timer
Residential | Res ¦ Energy Star A Line, PAR, MR Lamps | 2030 | Achievable | GWh | After Competition Groups | 145.5794 | 27439.2723 | 0.027439 | 3258.8639 | 0.044672 | 8 | Residential_2030_Achievable_GWh_After Competition Groups_8 | Energy Star A Line, PAR, MR Lamps | 4.467% | 0.027439 | 145.5794 | Residential_2030_Achievable_GWh_After Competition Groups_Energy Star A Line, PAR, MR Lamps
Residential | Res ¦ Energy Star Refrigerator | 2030 | Technical | GWh | After Competition Groups | 560.7902 | 0 | 0 | 13445.2579 | 0.041709 | 4 | Residential_2030_Technical_GWh_After Competition Groups_4 | Energy Star Refrigerator | 4.171% | 0 | 560.7902 | Residential_2030_Technical_GWh_After Competition Groups_Energy Star Refrigerator
Residential | Res ¦ Building Recommissioning, Operations and Maintenance (O&M) Improvements | 2030 | Economic | GWh | After Competition Groups | 322.1859 | 310806.8094 | 0.31081 | 7731.4615 | 0.041672 | 8 | Residential_2030_Economic_GWh_After Competition Groups_8 | Building Recommissioning, Operations and Maintenance (O&M) Improvements | 4.167% | 0.31081 | 322.1859 | Residential_2030_Economic_GWh_After Competition Groups_Building Recommissioning, Operations and Maintenance (O&M) Improvements
Residential | Res ¦ Air Sealing | 2030 | Technical | GWh | After Competition Groups | 546.7774 | 4189858.0691 | 4.1899 | 13445.2579 | 0.040667 | 5 | Residential_2030_Technical_GWh_After Competition Groups_5 | Air Sealing | 4.067% | 4.1899 | 546.7774 | Residential_2030_Technical_GWh_After Competition Groups_Air Sealing
Residential | Res ¦ Adaptive Thermostat | 2030 | Achievable | GWh | After Competition Groups | 126.4103 | 5525454.5642 | 5.5255 | 3258.8639 | 0.03879 | 9 | Residential_2030_Achievable_GWh_After Competition Groups_9 | Adaptive Thermostat | 3.879% | 5.5255 | 126.4103 | Residential_2030_Achievable_GWh_After Competition Groups_Adaptive Thermostat
Residential | Res ¦ Basement Wall Insulation | 2030 | Economic | GWh | After Competition Groups | 286.3852 | 1788841.6955 | 1.7888 | 7731.4615 | 0.037042 | 9 | Residential_2030_Economic_GWh_After Competition Groups_9 | Basement Wall Insulation | 3.704% | 1.7888 | 286.3852 | Residential_2030_Economic_GWh_After Competition Groups_Basement Wall Insulation
Residential | Res ¦ Smart Burners | 2030 | Economic | GWh | After Competition Groups | 280.3468 | 21910192.4036 | 21.9102 | 7731.4615 | 0.036261 | 10 | Residential_2030_Economic_GWh_After Competition Groups_10 | Smart Burners | 3.626% | 21.9102 | 280.3468 | Residential_2030_Economic_GWh_After Competition Groups_Smart Burners
Residential | Res ¦ Smart Burners | 2030 | Technical | GWh | After Competition Groups | 476.6786 | 21910192.4036 | 21.9102 | 13445.2579 | 0.035453 | 6 | Residential_2030_Technical_GWh_After Competition Groups_6 | Smart Burners | 3.545% | 21.9102 | 476.6786 | Residential_2030_Technical_GWh_After Competition Groups_Smart Burners
Residential | Res ¦ Energy Star Clothes Washer | 2030 | Technical | GWh | After Competition Groups | 473.9677 | 20018582.0336 | 20.0186 | 13445.2579 | 0.035252 | 7 | Residential_2030_Technical_GWh_After Competition Groups_7 | Energy Star Clothes Washer | 3.525% | 20.0186 | 473.9677 | Residential_2030_Technical_GWh_After Competition Groups_Energy Star Clothes Washer
Residential | Res ¦ Energy Star Torchiere | 2030 | Achievable | GWh | After Competition Groups | 110.9125 | 1848487.4866 | 1.8485 | 3258.8639 | 0.034034 | 10 | Residential_2030_Achievable_GWh_After Competition Groups_10 | Energy Star Torchiere | 3.403% | 1.8485 | 110.9125 | Residential_2030_Achievable_GWh_After Competition Groups_Energy Star Torchiere
Residential | Res ¦ Comprehensive Draft Proofing | 2030 | Achievable | GWh | After Competition Groups | 108.8986 | 0 | 0 | 3258.8639 | 0.033416 | 11 | Residential_2030_Achievable_GWh_After Competition Groups_11 | Comprehensive Draft Proofing | 3.342% | 0 | 108.8986 | Residential_2030_Achievable_GWh_After Competition Groups_Comprehensive Draft Proofing
Residential | Res ¦ Energy Star Torchiere | 2030 | Economic | GWh | After Competition Groups | 249.8956 | 1848487.4866 | 1.8485 | 7731.4615 | 0.032322 | 11 | Residential_2030_Economic_GWh_After Competition Groups_11 | Energy Star Torchiere | 3.232% | 1.8485 | 249.8956 | Residential_2030_Economic_GWh_After Competition Groups_Energy Star Torchiere
Residential | Res ¦ Energy Star Central Air Conditioner | 2030 | Technical | GWh | After Competition Groups | 432.4855 | 0 | 0 | 13445.2579 | 0.032166 | 8 | Residential_2030_Technical_GWh_After Competition Groups_8 | Energy Star Central Air Conditioner | 3.217% | 0 | 432.4855 | Residential_2030_Technical_GWh_After Competition Groups_Energy Star Central Air Conditioner
Residential | Res ¦ Ductless Mini-Split Heat Pump | 2030 | Technical | GWh | After Competition Groups | 428.7384 | 5510164.2648 | 5.5102 | 13445.2579 | 0.031888 | 9 | Residential_2030_Technical_GWh_After Competition Groups_9 | Ductless Mini-Split Heat Pump | 3.189% | 5.5102 | 428.7384 | Residential_2030_Technical_GWh_After Competition Groups_Ductless Mini-Split Heat Pump
Residential | Res ¦ Energy Star Ground Source Heat Pump | 2030 | Technical | GWh | After Competition Groups | 421.8301 | 0 | 0 | 13445.2579 | 0.031374 | 10 | Residential_2030_Technical_GWh_After Competition Groups_10 | Energy Star Ground Source Heat Pump | 3.137% | 0 | 421.8301 | Residential_2030_Technical_GWh_After Competition Groups_Energy Star Ground Source Heat Pump
Residential | Res ¦ Energy Star Air Source Heat Pump | 2030 | Economic | GWh | After Competition Groups | 238.4582 | 2700126.8098 | 2.7001 | 7731.4615 | 0.030843 | 12 | Residential_2030_Economic_GWh_After Competition Groups_12 | Energy Star Air Source Heat Pump | 3.084% | 2.7001 | 238.4582 | Residential_2030_Economic_GWh_After Competition Groups_Energy Star Air Source Heat Pump
Residential | Res ¦ Variable Speed Pool Pump Motor | 2030 | Technical | GWh | After Competition Groups | 410.2643 | 10273055.7116 | 10.2731 | 13445.2579 | 0.030514 | 11 | Residential_2030_Technical_GWh_After Competition Groups_11 | Variable Speed Pool Pump Motor | 3.051% | 10.2731 | 410.2643 | Residential_2030_Technical_GWh_After Competition Groups_Variable Speed Pool Pump Motor
Residential | Res ¦ Heat Pump Clothes Dryer | 2030 | Technical | GWh | After Competition Groups | 394.9429 | 0 | 0 | 13445.2579 | 0.029374 | 12 | Residential_2030_Technical_GWh_After Competition Groups_12 | Heat Pump Clothes Dryer | 2.937% | 0 | 394.9429 | Residential_2030_Technical_GWh_After Competition Groups_Heat Pump Clothes Dryer
Residential | Res ¦ Attic Insulation | 2030 | Economic | GWh | After Competition Groups | 221.0548 | 3127541.1889 | 3.1275 | 7731.4615 | 0.028592 | 13 | Residential_2030_Economic_GWh_After Competition Groups_13 | Attic Insulation | 2.859% | 3.1275 | 221.0548 | Residential_2030_Economic_GWh_After Competition Groups_Attic Insulation
Residential | Res ¦ Heavy Duty Outdoor/Holiday Plug-in Timers | 2030 | Achievable | GWh | After Competition Groups | 89.958 | 5873441.4454 | 5.8734 | 3258.8639 | 0.027604 | 12 | Residential_2030_Achievable_GWh_After Competition Groups_12 | Heavy Duty Outdoor/Holiday Plug-in Timers | 2.76% | 5.8734 | 89.958 | Residential_2030_Achievable_GWh_After Competition Groups_Heavy Duty Outdoor/Holiday Plug-in Timers
Residential | Res ¦ Energy Star Light Fixture | 2030 | Achievable | GWh | After Competition Groups | 88.0689 | 10402731.0388 | 10.4027 | 3258.8639 | 0.027024 | 13 | Residential_2030_Achievable_GWh_After Competition Groups_13 | Energy Star Light Fixture | 2.702% | 10.4027 | 88.0689 | Residential_2030_Achievable_GWh_After Competition Groups_Energy Star Light Fixture
Residential | Res ¦ Car Block Heater Timer | 2030 | Technical | GWh | After Competition Groups | 360.7922 | 672972.8848 | 0.67297 | 13445.2579 | 0.026834 | 13 | Residential_2030_Technical_GWh_After Competition Groups_13 | Car Block Heater Timer | 2.683% | 0.67297 | 360.7922 | Residential_2030_Technical_GWh_After Competition Groups_Car Block Heater Timer
Residential | Res ¦ Energy Star Light Fixture | 2030 | Economic | GWh | After Competition Groups | 202.2446 | 10402731.0388 | 10.4027 | 7731.4615 | 0.026159 | 14 | Residential_2030_Economic_GWh_After Competition Groups_14 | Energy Star Light Fixture | 2.616% | 10.4027 | 202.2446 | Residential_2030_Economic_GWh_After Competition Groups_Energy Star Light Fixture
Residential | Res ¦ Energy Star Light Fixture | 2030 | Technical | GWh | After Competition Groups | 347.4745 | 10402731.0388 | 10.4027 | 13445.2579 | 0.025844 | 14 | Residential_2030_Technical_GWh_After Competition Groups_14 | Energy Star Light Fixture | 2.584% | 10.4027 | 347.4745 | Residential_2030_Technical_GWh_After Competition Groups_Energy Star Light Fixture
Residential | Res ¦ Passive Attic Ventilation | 2030 | Technical | GWh | After Competition Groups | 327.8162 | 0 | 0 | 13445.2579 | 0.024382 | 15 | Residential_2030_Technical_GWh_After Competition Groups_15 | Passive Attic Ventilation | 2.438% | 0 | 327.8162 | Residential_2030_Technical_GWh_After Competition Groups_Passive Attic Ventilation
Residential | Res ¦ Building Recommissioning, Operations and Maintenance (O&M) Improvements | 2030 | Technical | GWh | After Competition Groups | 322.1859 | 310806.8094 | 0.31081 | 13445.2579 | 0.023963 | 16 | Residential_2030_Technical_GWh_After Competition Groups_16 | Building Recommissioning, Operations and Maintenance (O&M) Improvements | 2.396% | 0.31081 | 322.1859 | Residential_2030_Technical_GWh_After Competition Groups_Building Recommissioning, Operations and Maintenance (O&M) Improvements
Residential | Res ¦ LED Parking Lot Fixture | 2030 | Achievable | GWh | After Competition Groups | 77.5146 | 1789782.7493 | 1.7898 | 3258.8639 | 0.023786 | 14 | Residential_2030_Achievable_GWh_After Competition Groups_14 | LED Parking Lot Fixture | 2.379% | 1.7898 | 77.5146 | Residential_2030_Achievable_GWh_After Competition Groups_LED Parking Lot Fixture
Residential | Res ¦ Occupancy Sensors MF | 2030 | Achievable | GWh | After Competition Groups | 74.4998 | 38610.6627 | 0.038611 | 3258.8639 | 0.022861 | 15 | Residential_2030_Achievable_GWh_After Competition Groups_15 | Occupancy Sensors MF | 2.286% | 0.038611 | 74.4998 | Residential_2030_Achievable_GWh_After Competition Groups_Occupancy Sensors MF
Residential | Res ¦ Energy Star Windows | 2030 | Technical | GWh | After Competition Groups | 296.7889 | 0 | 0 | 13445.2579 | 0.022074 | 17 | Residential_2030_Technical_GWh_After Competition Groups_17 | Energy Star Windows | 2.207% | 0 | 296.7889 | Residential_2030_Technical_GWh_After Competition Groups_Energy Star Windows
Residential | Res ¦ Basement Wall Insulation | 2030 | Technical | GWh | After Competition Groups | 286.3852 | 1788841.6955 | 1.7888 | 13445.2579 | 0.0213 | 18 | Residential_2030_Technical_GWh_After Competition Groups_18 | Basement Wall Insulation | 2.13% | 1.7888 | 286.3852 | Residential_2030_Technical_GWh_After Competition Groups_Basement Wall Insulation
Residential | Res ¦ Comprehensive Draft Proofing | 2030 | Economic | GWh | After Competition Groups | 161.8024 | 0 | 0 | 7731.4615 | 0.020928 | 15 | Residential_2030_Economic_GWh_After Competition Groups_15 | Comprehensive Draft Proofing | 2.093% | 0 | 161.8024 | Residential_2030_Economic_GWh_After Competition Groups_Comprehensive Draft Proofing
Residential | Res ¦ Air Sealing | 2030 | Achievable | GWh | After Competition Groups | 66.7177 | 4189858.0691 | 4.1899 | 3258.8639 | 0.020473 | 16 | Residential_2030_Achievable_GWh_After Competition Groups_16 | Air Sealing | 2.047% | 4.1899 | 66.7177 | Residential_2030_Achievable_GWh_After Competition Groups_Air Sealing
Residential | Res ¦ Heavy Duty Outdoor/Holiday Plug-in Timers | 2030 | Economic | GWh | After Competition Groups | 149.036 | 5873441.4454 | 5.8734 | 7731.4615 | 0.019277 | 16 | Residential_2030_Economic_GWh_After Competition Groups_16 | Heavy Duty Outdoor/Holiday Plug-in Timers | 1.928% | 5.8734 | 149.036 | Residential_2030_Economic_GWh_After Competition Groups_Heavy Duty Outdoor/Holiday Plug-in Timers
Residential | Res ¦ Energy Star Torchiere | 2030 | Technical | GWh | After Competition Groups | 249.8956 | 1848487.4866 | 1.8485 | 13445.2579 | 0.018586 | 19 | Residential_2030_Technical_GWh_After Competition Groups_19 | Energy Star Torchiere | 1.859% | 1.8485 | 249.8956 | Residential_2030_Technical_GWh_After Competition Groups_Energy Star Torchiere
Residential | Res ¦ Smart Burners | 2030 | Achievable | GWh | After Competition Groups | 59.8961 | 21910192.4036 | 21.9102 | 3258.8639 | 0.018379 | 17 | Residential_2030_Achievable_GWh_After Competition Groups_17 | Smart Burners | 1.838% | 21.9102 | 59.8961 | Residential_2030_Achievable_GWh_After Competition Groups_Smart Burners
Residential | Res ¦ Basement or Crawlspace Insulation | 2030 | Technical | GWh | After Competition Groups | 238.3087 | 0 | 0 | 13445.2579 | 0.017724 | 20 | Residential_2030_Technical_GWh_After Competition Groups_20 | Basement or Crawlspace Insulation | 1.772% | 0 | 238.3087 | Residential_2030_Technical_GWh_After Competition Groups_Basement or Crawlspace Insulation
Residential | Res ¦ Refrigerator Recycling | 2030 | Achievable | GWh | After Competition Groups | 55.7333 | 2595413.0159 | 2.5954 | 3258.8639 | 0.017102 | 18 | Residential_2030_Achievable_GWh_After Competition Groups_18 | Refrigerator Recycling | 1.71% | 2.5954 | 55.7333 | Residential_2030_Achievable_GWh_After Competition Groups_Refrigerator Recycling
Residential | Res ¦ Ductless Mini-Split Air Conditioner | 2030 | Technical | GWh | After Competition Groups | 224.387 | 0 | 0 | 13445.2579 | 0.016689 | 21 | Residential_2030_Technical_GWh_After Competition Groups_21 | Ductless Mini-Split Air Conditioner | 1.669% | 0 | 224.387 | Residential_2030_Technical_GWh_After Competition Groups_Ductless Mini-Split Air Conditioner
Residential | Res ¦ Attic Insulation | 2030 | Technical | GWh | After Competition Groups | 221.0548 | 3127541.1889 | 3.1275 | 13445.2579 | 0.016441 | 22 | Residential_2030_Technical_GWh_After Competition Groups_22 | Attic Insulation | 1.644% | 3.1275 | 221.0548 | Residential_2030_Technical_GWh_After Competition Groups_Attic Insulation
Residential | Res ¦ Clothes Drying Racks | 2030 | Achievable | GWh | After Competition Groups | 50.8684 | 11210539.9446 | 11.2105 | 3258.8639 | 0.015609 | 19 | Residential_2030_Achievable_GWh_After Competition Groups_19 | Clothes Drying Racks | 1.561% | 11.2105 | 50.8684 | Residential_2030_Achievable_GWh_After Competition Groups_Clothes Drying Racks
Residential | Res ¦ Freezer Recycling | 2030 | Achievable | GWh | After Competition Groups | 48.7831 | 55840463.4709 | 55.8405 | 3258.8639 | 0.014969 | 20 | Residential_2030_Achievable_GWh_After Competition Groups_20 | Freezer Recycling | 1.497% | 55.8405 | 48.7831 | Residential_2030_Achievable_GWh_After Competition Groups_Freezer Recycling
Residential | Res ¦ Occupancy Sensors MF | 2030 | Economic | GWh | After Competition Groups | 109.7448 | 38610.6627 | 0.038611 | 7731.4615 | 0.014195 | 17 | Residential_2030_Economic_GWh_After Competition Groups_17 | Occupancy Sensors MF | 1.419% | 0.038611 | 109.7448 | Residential_2030_Economic_GWh_After Competition Groups_Occupancy Sensors MF
Residential | Res ¦ Energy Star Air Source Heat Pump | 2030 | Achievable | GWh | After Competition Groups | 44.2694 | 2700126.8098 | 2.7001 | 3258.8639 | 0.013584 | 21 | Residential_2030_Achievable_GWh_After Competition Groups_21 | Energy Star Air Source Heat Pump | 1.358% | 2.7001 | 44.2694 | Residential_2030_Achievable_GWh_After Competition Groups_Energy Star Air Source Heat Pump
Residential | Res ¦ Wall Insulation | 2030 | Technical | GWh | After Competition Groups | 173.2382 | 210168.882 | 0.21017 | 13445.2579 | 0.012885 | 23 | Residential_2030_Technical_GWh_After Competition Groups_23 | Wall Insulation | 1.288% | 0.21017 | 173.2382 | Residential_2030_Technical_GWh_After Competition Groups_Wall Insulation
Residential | Res ¦ LED Parking Lot Fixture | 2030 | Economic | GWh | After Competition Groups | 96.2983 | 1789782.7493 | 1.7898 | 7731.4615 | 0.012455 | 18 | Residential_2030_Economic_GWh_After Competition Groups_18 | LED Parking Lot Fixture | 1.246% | 1.7898 | 96.2983 | Residential_2030_Economic_GWh_After Competition Groups_LED Parking Lot Fixture
Residential | Res ¦ Heavy Duty Outdoor/Holiday Plug-in Timers | 2030 | Technical | GWh | After Competition Groups | 165.1492 | 5873441.4454 | 5.8734 | 13445.2579 | 0.012283 | 24 | Residential_2030_Technical_GWh_After Competition Groups_24 | Heavy Duty Outdoor/Holiday Plug-in Timers | 1.228% | 5.8734 | 165.1492 | Residential_2030_Technical_GWh_After Competition Groups_Heavy Duty Outdoor/Holiday Plug-in Timers
Residential | Res ¦ Comprehensive Draft Proofing | 2030 | Technical | GWh | After Competition Groups | 161.8024 | 0 | 0 | 13445.2579 | 0.012034 | 25 | Residential_2030_Technical_GWh_After Competition Groups_25 | Comprehensive Draft Proofing | 1.203% | 0 | 161.8024 | Residential_2030_Technical_GWh_After Competition Groups_Comprehensive Draft Proofing
Residential | Res ¦ Energy Star Room Air Conditioner | 2030 | Economic | GWh | After Competition Groups | 85.5863 | 2109176.8293 | 2.1092 | 7731.4615 | 0.01107 | 19 | Residential_2030_Economic_GWh_After Competition Groups_19 | Energy Star Room Air Conditioner | 1.107% | 2.1092 | 85.5863 | Residential_2030_Economic_GWh_After Competition Groups_Energy Star Room Air Conditioner
Residential | Res ¦ LED Exterior Area Lights - LED Fixture (200W) | 2030 | Achievable | GWh | After Competition Groups | 35.5936 | 1399308.1388 | 1.3993 | 3258.8639 | 0.010922 | 22 | Residential_2030_Achievable_GWh_After Competition Groups_22 | LED Exterior Area Lights - LED Fixture (200W) | 1.092% | 1.3993 | 35.5936 | Residential_2030_Achievable_GWh_After Competition Groups_LED Exterior Area Lights - LED Fixture (200W)
Residential | Res ¦ Basement Wall Insulation | 2030 | Achievable | GWh | After Competition Groups | 34.9468 | 1788841.6955 | 1.7888 | 3258.8639 | 0.010724 | 23 | Residential_2030_Achievable_GWh_After Competition Groups_23 | Basement Wall Insulation | 1.072% | 1.7888 | 34.9468 | Residential_2030_Achievable_GWh_After Competition Groups_Basement Wall Insulation
Residential | Res ¦ Refrigerator Recycling | 2030 | Economic | GWh | After Competition Groups | 82.8164 | 2595413.0159 | 2.5954 | 7731.4615 | 0.010712 | 20 | Residential_2030_Economic_GWh_After Competition Groups_20 | Refrigerator Recycling | 1.071% | 2.5954 | 82.8164 | Residential_2030_Economic_GWh_After Competition Groups_Refrigerator Recycling
Residential | Res ¦ Clothes Drying Racks | 2030 | Economic | GWh | After Competition Groups | 75.6154 | 11210539.9446 | 11.2105 | 7731.4615 | 0.0097802 | 21 | Residential_2030_Economic_GWh_After Competition Groups_21 | Clothes Drying Racks | 0.978% | 11.2105 | 75.6154 | Residential_2030_Economic_GWh_After Competition Groups_Clothes Drying Racks
Residential | Res ¦ Advanced BAS/Controllers | 2030 | Achievable | GWh | After Competition Groups | 31.6717 | 1551434.7549 | 1.5514 | 3258.8639 | 0.0097186 | 24 | Residential_2030_Achievable_GWh_After Competition Groups_24 | Advanced BAS/Controllers | 0.9719% | 1.5514 | 31.6717 | Residential_2030_Achievable_GWh_After Competition Groups_Advanced BAS/Controllers
Residential | Res ¦ Lighting Motion Sensors, Timers, Dimmers | 2030 | Technical | GWh | After Competition Groups | 126.3778 | 0 | 0 | 13445.2579 | 0.0093994 | 26 | Residential_2030_Technical_GWh_After Competition Groups_26 | Lighting Motion Sensors, Timers, Dimmers | 0.9399% | 0 | 126.3778 | Residential_2030_Technical_GWh_After Competition Groups_Lighting Motion Sensors, Timers, Dimmers
Residential | Res ¦ Freezer Recycling | 2030 | Economic | GWh | After Competition Groups | 72.6593 | 55840463.4709 | 55.8405 | 7731.4615 | 0.0093979 | 22 | Residential_2030_Economic_GWh_After Competition Groups_22 | Freezer Recycling | 0.9398% | 55.8405 | 72.6593 | Residential_2030_Economic_GWh_After Competition Groups_Freezer Recycling
Residential | Res ¦ Duct Insulation | 2030 | Economic | GWh | After Competition Groups | 69.8566 | 1163453.216 | 1.1635 | 7731.4615 | 0.0090354 | 23 | Residential_2030_Economic_GWh_After Competition Groups_23 | Duct Insulation | 0.9035% | 1.1635 | 69.8566 | Residential_2030_Economic_GWh_After Competition Groups_Duct Insulation
Residential | Res ¦ Furnace with ECM | 2030 | Technical | GWh | After Competition Groups | 119.9273 | 0 | 0 | 13445.2579 | 0.0089197 | 27 | Residential_2030_Technical_GWh_After Competition Groups_27 | Furnace with ECM | 0.892% | 0 | 119.9273 | Residential_2030_Technical_GWh_After Competition Groups_Furnace with ECM
Residential | Res ¦ Attic Insulation | 2030 | Achievable | GWh | After Competition Groups | 26.9702 | 3127541.1889 | 3.1275 | 3258.8639 | 0.0082759 | 25 | Residential_2030_Achievable_GWh_After Competition Groups_25 | Attic Insulation | 0.8276% | 3.1275 | 26.9702 | Residential_2030_Achievable_GWh_After Competition Groups_Attic Insulation