Commercial | Com ¦ LED parking lot fixture | 2030 | Economic | GWh | Before Competition Groups | 579.9667 | 0 | 0 | 14077.5177 | 0.041198 | 8 | Commercial_2030_Economic_GWh_Before Competition Groups_8 | LED parking lot fixture | 4.12% | 0 | 579.9667 | Commercial_2030_Economic_GWh_Before Competition Groups_LED parking lot fixture
Commercial | Com ¦ Networked/Connected - Low Impact Application | 2030 | Technical | GWh | Before Competition Groups | 840.4855 | 0 | 0 | 20576.0257 | 0.040848 | 10 | Commercial_2030_Technical_GWh_Before Competition Groups_10 | Networked/Connected - Low Impact Application | 4.085% | 0 | 840.4855 | Commercial_2030_Technical_GWh_Before Competition Groups_Networked/Connected - Low Impact Application
Commercial | Com ¦ LED street light fixture | 2030 | Achievable | GWh | Before Competition Groups | 269.3968 | 0 | 0 | 7024.1794 | 0.038353 | 10 | Commercial_2030_Achievable_GWh_Before Competition Groups_10 | LED street light fixture | 3.835% | 0 | 269.3968 | Commercial_2030_Achievable_GWh_Before Competition Groups_LED street light fixture
Commercial | Com ¦ LED Replacement Lamp (Tube) | 2030 | Economic | GWh | Before Competition Groups | 427.7249 | 0 | 0 | 14077.5177 | 0.030384 | 9 | Commercial_2030_Economic_GWh_Before Competition Groups_9 | LED Replacement Lamp (Tube) | 3.038% | 0 | 427.7249 | Commercial_2030_Economic_GWh_Before Competition Groups_LED Replacement Lamp (Tube)
Commercial | Com ¦ Furnace Tune-Up | 2030 | Technical | GWh | Before Competition Groups | 620.4073 | 0 | 0 | 20576.0257 | 0.030152 | 11 | Commercial_2030_Technical_GWh_Before Competition Groups_11 | Furnace Tune-Up | 3.015% | 0 | 620.4073 | Commercial_2030_Technical_GWh_Before Competition Groups_Furnace Tune-Up
Commercial | Com ¦ LED EXTERIOR AREA LIGHTS - LED fixture (200W) | 2030 | Technical | GWh | Before Competition Groups | 604.5851 | 0 | 0 | 20576.0257 | 0.029383 | 12 | Commercial_2030_Technical_GWh_Before Competition Groups_12 | LED EXTERIOR AREA LIGHTS - LED fixture (200W) | 2.938% | 0 | 604.5851 | Commercial_2030_Technical_GWh_Before Competition Groups_LED EXTERIOR AREA LIGHTS - LED fixture (200W)
Commercial | Com ¦ LED parking lot fixture | 2030 | Technical | GWh | Before Competition Groups | 579.9667 | 0 | 0 | 20576.0257 | 0.028187 | 13 | Commercial_2030_Technical_GWh_Before Competition Groups_13 | LED parking lot fixture | 2.819% | 0 | 579.9667 | Commercial_2030_Technical_GWh_Before Competition Groups_LED parking lot fixture
Commercial | Com ¦ High Efficiency Air Source Heat Pump | 2030 | Economic | GWh | Before Competition Groups | 394.5016 | 0 | 0 | 14077.5177 | 0.028024 | 10 | Commercial_2030_Economic_GWh_Before Competition Groups_10 | High Efficiency Air Source Heat Pump | 2.802% | 0 | 394.5016 | Commercial_2030_Economic_GWh_Before Competition Groups_High Efficiency Air Source Heat Pump
Commercial | Com ¦ Data Center Storage/Server Virtualization | 2030 | Achievable | GWh | Before Competition Groups | 189.3367 | 0 | 0 | 7024.1794 | 0.026955 | 11 | Commercial_2030_Achievable_GWh_Before Competition Groups_11 | Data Center Storage/Server Virtualization | 2.695% | 0 | 189.3367 | Commercial_2030_Achievable_GWh_Before Competition Groups_Data Center Storage/Server Virtualization
Commercial | Com ¦ LED street light fixture | 2030 | Economic | GWh | Before Competition Groups | 369.3812 | 0 | 0 | 14077.5177 | 0.026239 | 11 | Commercial_2030_Economic_GWh_Before Competition Groups_11 | LED street light fixture | 2.624% | 0 | 369.3812 | Commercial_2030_Economic_GWh_Before Competition Groups_LED street light fixture
Commercial | Com ¦ Advanced BAS/Controllers | 2030 | Economic | GWh | Before Competition Groups | 332.7998 | 0 | 0 | 14077.5177 | 0.023641 | 12 | Commercial_2030_Economic_GWh_Before Competition Groups_12 | Advanced BAS/Controllers | 2.364% | 0 | 332.7998 | Commercial_2030_Economic_GWh_Before Competition Groups_Advanced BAS/Controllers
Commercial | Com ¦ LLLC - Low Impact Application | 2030 | Economic | GWh | Before Competition Groups | 328.1974 | 0 | 0 | 14077.5177 | 0.023314 | 13 | Commercial_2030_Economic_GWh_Before Competition Groups_13 | LLLC - Low Impact Application | 2.331% | 0 | 328.1974 | Commercial_2030_Economic_GWh_Before Competition Groups_LLLC - Low Impact Application
Commercial | Com ¦ Strip Curtains | 2030 | Achievable | GWh | Before Competition Groups | 152.9735 | 0 | 0 | 7024.1794 | 0.021778 | 12 | Commercial_2030_Achievable_GWh_Before Competition Groups_12 | Strip Curtains | 2.178% | 0 | 152.9735 | Commercial_2030_Achievable_GWh_Before Competition Groups_Strip Curtains
Commercial | Com ¦ LED Replacement Lamp (Tube) | 2030 | Technical | GWh | Before Competition Groups | 427.7249 | 0 | 0 | 20576.0257 | 0.020788 | 14 | Commercial_2030_Technical_GWh_Before Competition Groups_14 | LED Replacement Lamp (Tube) | 2.079% | 0 | 427.7249 | Commercial_2030_Technical_GWh_Before Competition Groups_LED Replacement Lamp (Tube)
Commercial | Com ¦ Smart Strip Plug Outlets | 2030 | Technical | GWh | Before Competition Groups | 426.9273 | 0 | 0 | 20576.0257 | 0.020749 | 15 | Commercial_2030_Technical_GWh_Before Competition Groups_15 | Smart Strip Plug Outlets | 2.075% | 0 | 426.9273 | Commercial_2030_Technical_GWh_Before Competition Groups_Smart Strip Plug Outlets
Commercial | Com ¦ Variable Refrigerant Flow Heat Pump | 2030 | Technical | GWh | Before Competition Groups | 421.8851 | 0 | 0 | 20576.0257 | 0.020504 | 16 | Commercial_2030_Technical_GWh_Before Competition Groups_16 | Variable Refrigerant Flow Heat Pump | 2.05% | 0 | 421.8851 | Commercial_2030_Technical_GWh_Before Competition Groups_Variable Refrigerant Flow Heat Pump
Commercial | Com ¦ Data Center Storage/Server Virtualization | 2030 | Economic | GWh | Before Competition Groups | 287.1593 | 0 | 0 | 14077.5177 | 0.020398 | 14 | Commercial_2030_Economic_GWh_Before Competition Groups_14 | Data Center Storage/Server Virtualization | 2.04% | 0 | 287.1593 | Commercial_2030_Economic_GWh_Before Competition Groups_Data Center Storage/Server Virtualization
Commercial | Com ¦ Reach-in Shaded Pole to ECM/PSC Evaporator Fan Motor | 2030 | Achievable | GWh | Before Competition Groups | 139.3568 | 0 | 0 | 7024.1794 | 0.01984 | 13 | Commercial_2030_Achievable_GWh_Before Competition Groups_13 | Reach-in Shaded Pole to ECM/PSC Evaporator Fan Motor | 1.984% | 0 | 139.3568 | Commercial_2030_Achievable_GWh_Before Competition Groups_Reach-in Shaded Pole to ECM/PSC Evaporator Fan Motor
Commercial | Com ¦ Demand Control Ventilation | 2030 | Economic | GWh | Before Competition Groups | 274.6023 | 0 | 0 | 14077.5177 | 0.019506 | 15 | Commercial_2030_Economic_GWh_Before Competition Groups_15 | Demand Control Ventilation | 1.951% | 0 | 274.6023 | Commercial_2030_Economic_GWh_Before Competition Groups_Demand Control Ventilation
Commercial | Com ¦ High Efficiency Air Source Heat Pump | 2030 | Technical | GWh | Before Competition Groups | 394.5016 | 0 | 0 | 20576.0257 | 0.019173 | 17 | Commercial_2030_Technical_GWh_Before Competition Groups_17 | High Efficiency Air Source Heat Pump | 1.917% | 0 | 394.5016 | Commercial_2030_Technical_GWh_Before Competition Groups_High Efficiency Air Source Heat Pump
Commercial | Com ¦ Variable Frequency Drive (VFD) | 2030 | Achievable | GWh | Before Competition Groups | 131.5242 | 0 | 0 | 7024.1794 | 0.018724 | 14 | Commercial_2030_Achievable_GWh_Before Competition Groups_14 | Variable Frequency Drive (VFD) | 1.872% | 0 | 131.5242 | Commercial_2030_Achievable_GWh_Before Competition Groups_Variable Frequency Drive (VFD)
Commercial | Com ¦ LED street light fixture | 2030 | Technical | GWh | Before Competition Groups | 369.3812 | 0 | 0 | 20576.0257 | 0.017952 | 18 | Commercial_2030_Technical_GWh_Before Competition Groups_18 | LED street light fixture | 1.795% | 0 | 369.3812 | Commercial_2030_Technical_GWh_Before Competition Groups_LED street light fixture
Commercial | Com ¦ VFD on Pumps | 2030 | Achievable | GWh | Before Competition Groups | 123.4338 | 0 | 0 | 7024.1794 | 0.017573 | 15 | Commercial_2030_Achievable_GWh_Before Competition Groups_15 | VFD on Pumps | 1.757% | 0 | 123.4338 | Commercial_2030_Achievable_GWh_Before Competition Groups_VFD on Pumps
Commercial | Com ¦ Demand Control Ventilation | 2030 | Achievable | GWh | Before Competition Groups | 122.5393 | 0 | 0 | 7024.1794 | 0.017445 | 16 | Commercial_2030_Achievable_GWh_Before Competition Groups_16 | Demand Control Ventilation | 1.745% | 0 | 122.5393 | Commercial_2030_Achievable_GWh_Before Competition Groups_Demand Control Ventilation
Commercial | Com ¦ Refrigerated Display Case Doors | 2030 | Achievable | GWh | Before Competition Groups | 121.2953 | 0 | 0 | 7024.1794 | 0.017268 | 17 | Commercial_2030_Achievable_GWh_Before Competition Groups_17 | Refrigerated Display Case Doors | 1.727% | 0 | 121.2953 | Commercial_2030_Achievable_GWh_Before Competition Groups_Refrigerated Display Case Doors
Commercial | Com ¦ Strip Curtains | 2030 | Economic | GWh | Before Competition Groups | 242.533 | 0 | 0 | 14077.5177 | 0.017228 | 16 | Commercial_2030_Economic_GWh_Before Competition Groups_16 | Strip Curtains | 1.723% | 0 | 242.533 | Commercial_2030_Economic_GWh_Before Competition Groups_Strip Curtains
Commercial | Com ¦ LLLC - High Impact Application | 2030 | Economic | GWh | Before Competition Groups | 240.4111 | 0 | 0 | 14077.5177 | 0.017078 | 17 | Commercial_2030_Economic_GWh_Before Competition Groups_17 | LLLC - High Impact Application | 1.708% | 0 | 240.4111 | Commercial_2030_Economic_GWh_Before Competition Groups_LLLC - High Impact Application
Commercial | Com ¦ High Efficiency Air Source Heat Pump | 2030 | Achievable | GWh | Before Competition Groups | 119.1952 | 0 | 0 | 7024.1794 | 0.016969 | 18 | Commercial_2030_Achievable_GWh_Before Competition Groups_18 | High Efficiency Air Source Heat Pump | 1.697% | 0 | 119.1952 | Commercial_2030_Achievable_GWh_Before Competition Groups_High Efficiency Air Source Heat Pump
Commercial | Com ¦ LED or Equivalent Sign Lighting | 2030 | Achievable | GWh | Before Competition Groups | 116.1776 | 0 | 0 | 7024.1794 | 0.01654 | 19 | Commercial_2030_Achievable_GWh_Before Competition Groups_19 | LED or Equivalent Sign Lighting | 1.654% | 0 | 116.1776 | Commercial_2030_Achievable_GWh_Before Competition Groups_LED or Equivalent Sign Lighting
Commercial | Com ¦ Advanced BAS/Controllers | 2030 | Technical | GWh | Before Competition Groups | 332.7998 | 0 | 0 | 20576.0257 | 0.016174 | 19 | Commercial_2030_Technical_GWh_Before Competition Groups_19 | Advanced BAS/Controllers | 1.617% | 0 | 332.7998 | Commercial_2030_Technical_GWh_Before Competition Groups_Advanced BAS/Controllers
Commercial | Com ¦ Centrally controlled desktop PC/NETWORK PC POWER MANAGEMENT SOFTWARE | 2030 | Achievable | GWh | Before Competition Groups | 103.7767 | 0 | 0 | 7024.1794 | 0.014774 | 20 | Commercial_2030_Achievable_GWh_Before Competition Groups_20 | Centrally controlled desktop PC/NETWORK PC POWER MANAGEMENT SOFTWARE | 1.477% | 0 | 103.7767 | Commercial_2030_Achievable_GWh_Before Competition Groups_Centrally controlled desktop PC/NETWORK PC POWER MANAGEMENT SOFTWARE
Commercial | Com ¦ Variable Frequency Drive (VFD) | 2030 | Economic | GWh | Before Competition Groups | 207.807 | 0 | 0 | 14077.5177 | 0.014762 | 18 | Commercial_2030_Economic_GWh_Before Competition Groups_18 | Variable Frequency Drive (VFD) | 1.476% | 0 | 207.807 | Commercial_2030_Economic_GWh_Before Competition Groups_Variable Frequency Drive (VFD)
Commercial | Com ¦ Reach-in Shaded Pole to ECM/PSC Evaporator Fan Motor | 2030 | Economic | GWh | Before Competition Groups | 202.7527 | 0 | 0 | 14077.5177 | 0.014403 | 19 | Commercial_2030_Economic_GWh_Before Competition Groups_19 | Reach-in Shaded Pole to ECM/PSC Evaporator Fan Motor | 1.44% | 0 | 202.7527 | Commercial_2030_Economic_GWh_Before Competition Groups_Reach-in Shaded Pole to ECM/PSC Evaporator Fan Motor
Commercial | Com ¦ Refrigerated Display Case Doors | 2030 | Economic | GWh | Before Competition Groups | 196.9336 | 0 | 0 | 14077.5177 | 0.013989 | 20 | Commercial_2030_Economic_GWh_Before Competition Groups_20 | Refrigerated Display Case Doors | 1.399% | 0 | 196.9336 | Commercial_2030_Economic_GWh_Before Competition Groups_Refrigerated Display Case Doors
Commercial | Com ¦ Data Center Storage/Server Virtualization | 2030 | Technical | GWh | Before Competition Groups | 287.1593 | 0 | 0 | 20576.0257 | 0.013956 | 20 | Commercial_2030_Technical_GWh_Before Competition Groups_20 | Data Center Storage/Server Virtualization | 1.396% | 0 | 287.1593 | Commercial_2030_Technical_GWh_Before Competition Groups_Data Center Storage/Server Virtualization
Commercial | Com ¦ VFD on Pumps | 2030 | Economic | GWh | Before Competition Groups | 195.3672 | 0 | 0 | 14077.5177 | 0.013878 | 21 | Commercial_2030_Economic_GWh_Before Competition Groups_21 | VFD on Pumps | 1.388% | 0 | 195.3672 | Commercial_2030_Economic_GWh_Before Competition Groups_VFD on Pumps
Commercial | Com ¦ Refrigerated Display Case Doors | 2030 | Technical | GWh | Before Competition Groups | 282.9115 | 0 | 0 | 20576.0257 | 0.01375 | 21 | Commercial_2030_Technical_GWh_Before Competition Groups_21 | Refrigerated Display Case Doors | 1.375% | 0 | 282.9115 | Commercial_2030_Technical_GWh_Before Competition Groups_Refrigerated Display Case Doors
Commercial | Com ¦ Demand Control Ventilation | 2030 | Technical | GWh | Before Competition Groups | 279.2908 | 0 | 0 | 20576.0257 | 0.013574 | 22 | Commercial_2030_Technical_GWh_Before Competition Groups_22 | Demand Control Ventilation | 1.357% | 0 | 279.2908 | Commercial_2030_Technical_GWh_Before Competition Groups_Demand Control Ventilation
Commercial | Com ¦ Centrally controlled desktop PC/NETWORK PC POWER MANAGEMENT SOFTWARE | 2030 | Economic | GWh | Before Competition Groups | 189.1747 | 0 | 0 | 14077.5177 | 0.013438 | 22 | Commercial_2030_Economic_GWh_Before Competition Groups_22 | Centrally controlled desktop PC/NETWORK PC POWER MANAGEMENT SOFTWARE | 1.344% | 0 | 189.1747 | Commercial_2030_Economic_GWh_Before Competition Groups_Centrally controlled desktop PC/NETWORK PC POWER MANAGEMENT SOFTWARE
Commercial | Com ¦ Advanced BAS/Controllers | 2030 | Achievable | GWh | Before Competition Groups | 83.0453 | 0 | 0 | 7024.1794 | 0.011823 | 21 | Commercial_2030_Achievable_GWh_Before Competition Groups_21 | Advanced BAS/Controllers | 1.182% | 0 | 83.0453 | Commercial_2030_Achievable_GWh_Before Competition Groups_Advanced BAS/Controllers
Commercial | Com ¦ Strip Curtains | 2030 | Technical | GWh | Before Competition Groups | 242.533 | 0 | 0 | 20576.0257 | 0.011787 | 23 | Commercial_2030_Technical_GWh_Before Competition Groups_23 | Strip Curtains | 1.179% | 0 | 242.533 | Commercial_2030_Technical_GWh_Before Competition Groups_Strip Curtains
Commercial | Com ¦ Adaptive Thermostats | 2030 | Achievable | GWh | Before Competition Groups | 81.3688 | 0 | 0 | 7024.1794 | 0.011584 | 22 | Commercial_2030_Achievable_GWh_Before Competition Groups_22 | Adaptive Thermostats | 1.158% | 0 | 81.3688 | Commercial_2030_Achievable_GWh_Before Competition Groups_Adaptive Thermostats
Commercial | Com ¦ Air Handler with Dedicated Outdoor Air Systems | 2030 | Economic | GWh | Before Competition Groups | 162.1793 | 0 | 0 | 14077.5177 | 0.01152 | 23 | Commercial_2030_Economic_GWh_Before Competition Groups_23 | Air Handler with Dedicated Outdoor Air Systems | 1.152% | 0 | 162.1793 | Commercial_2030_Economic_GWh_Before Competition Groups_Air Handler with Dedicated Outdoor Air Systems
Commercial | Com ¦ LED or Equivalent Sign Lighting | 2030 | Economic | GWh | Before Competition Groups | 159.7659 | 0 | 0 | 14077.5177 | 0.011349 | 24 | Commercial_2030_Economic_GWh_Before Competition Groups_24 | LED or Equivalent Sign Lighting | 1.135% | 0 | 159.7659 | Commercial_2030_Economic_GWh_Before Competition Groups_LED or Equivalent Sign Lighting
Commercial | Com ¦ Variable Frequency Drive (VFD) | 2030 | Technical | GWh | Before Competition Groups | 207.807 | 0 | 0 | 20576.0257 | 0.010099 | 24 | Commercial_2030_Technical_GWh_Before Competition Groups_24 | Variable Frequency Drive (VFD) | 1.01% | 0 | 207.807 | Commercial_2030_Technical_GWh_Before Competition Groups_Variable Frequency Drive (VFD)
Commercial | Com ¦ Air Handler with Dedicated Outdoor Air Systems | 2030 | Achievable | GWh | Before Competition Groups | 70.3428 | 0 | 0 | 7024.1794 | 0.010014 | 23 | Commercial_2030_Achievable_GWh_Before Competition Groups_23 | Air Handler with Dedicated Outdoor Air Systems | 1.001% | 0 | 70.3428 | Commercial_2030_Achievable_GWh_Before Competition Groups_Air Handler with Dedicated Outdoor Air Systems
Commercial | Com ¦ Adaptive Thermostats | 2030 | Economic | GWh | Before Competition Groups | 140.2432 | 0 | 0 | 14077.5177 | 0.0099622 | 25 | Commercial_2030_Economic_GWh_Before Competition Groups_25 | Adaptive Thermostats | 0.9962% | 0 | 140.2432 | Commercial_2030_Economic_GWh_Before Competition Groups_Adaptive Thermostats
Commercial | Com ¦ Reach-in Shaded Pole to ECM/PSC Evaporator Fan Motor | 2030 | Technical | GWh | Before Competition Groups | 202.7527 | 0 | 0 | 20576.0257 | 0.0098538 | 25 | Commercial_2030_Technical_GWh_Before Competition Groups_25 | Reach-in Shaded Pole to ECM/PSC Evaporator Fan Motor | 0.9854% | 0 | 202.7527 | Commercial_2030_Technical_GWh_Before Competition Groups_Reach-in Shaded Pole to ECM/PSC Evaporator Fan Motor
Commercial | Com ¦ VFD on Pumps | 2030 | Technical | GWh | Before Competition Groups | 195.3672 | 0 | 0 | 20576.0257 | 0.0094949 | 26 | Commercial_2030_Technical_GWh_Before Competition Groups_26 | VFD on Pumps | 0.9495% | 0 | 195.3672 | Commercial_2030_Technical_GWh_Before Competition Groups_VFD on Pumps
Commercial | Com ¦ Door Gasket Freezer/Refrigerator | 2030 | Technical | GWh | Before Competition Groups | 190.528 | 0 | 0 | 20576.0257 | 0.0092597 | 27 | Commercial_2030_Technical_GWh_Before Competition Groups_27 | Door Gasket Freezer/Refrigerator | 0.926% | 0 | 190.528 | Commercial_2030_Technical_GWh_Before Competition Groups_Door Gasket Freezer/Refrigerator
Commercial | Com ¦ Centrally controlled desktop PC/NETWORK PC POWER MANAGEMENT SOFTWARE | 2030 | Technical | GWh | Before Competition Groups | 189.1747 | 0 | 0 | 20576.0257 | 0.0091939 | 28 | Commercial_2030_Technical_GWh_Before Competition Groups_28 | Centrally controlled desktop PC/NETWORK PC POWER MANAGEMENT SOFTWARE | 0.9194% | 0 | 189.1747 | Commercial_2030_Technical_GWh_Before Competition Groups_Centrally controlled desktop PC/NETWORK PC POWER MANAGEMENT SOFTWARE
Commercial | Com ¦ ECM MOTORS FOR EVAPORATOR FANS for refrigeration (WALK-IN) | 2030 | Achievable | GWh | Before Competition Groups | 61.0478 | 0 | 0 | 7024.1794 | 0.0086911 | 24 | Commercial_2030_Achievable_GWh_Before Competition Groups_24 | ECM MOTORS FOR EVAPORATOR FANS for refrigeration (WALK-IN) | 0.8691% | 0 | 61.0478 | Commercial_2030_Achievable_GWh_Before Competition Groups_ECM MOTORS FOR EVAPORATOR FANS for refrigeration (WALK-IN)
Commercial | Com ¦ Condensing Unit Heaters or other Efficient Unit Heating System | 2030 | Achievable | GWh | Before Competition Groups | 59.3037 | 0 | 0 | 7024.1794 | 0.0084428 | 25 | Commercial_2030_Achievable_GWh_Before Competition Groups_25 | Condensing Unit Heaters or other Efficient Unit Heating System | 0.8443% | 0 | 59.3037 | Commercial_2030_Achievable_GWh_Before Competition Groups_Condensing Unit Heaters or other Efficient Unit Heating System
Commercial | Com ¦ ENERGY STAR LED LAMPS (General Service Lamps) | 2030 | Achievable | GWh | Before Competition Groups | 57.1394 | 0 | 0 | 7024.1794 | 0.0081347 | 26 | Commercial_2030_Achievable_GWh_Before Competition Groups_26 | ENERGY STAR LED LAMPS (General Service Lamps) | 0.8135% | 0 | 57.1394 | Commercial_2030_Achievable_GWh_Before Competition Groups_ENERGY STAR LED LAMPS (General Service Lamps)
Commercial | Com ¦ Air Handler with Dedicated Outdoor Air Systems | 2030 | Technical | GWh | Before Competition Groups | 162.1793 | 0 | 0 | 20576.0257 | 0.007882 | 29 | Commercial_2030_Technical_GWh_Before Competition Groups_29 | Air Handler with Dedicated Outdoor Air Systems | 0.7882% | 0 | 162.1793 | Commercial_2030_Technical_GWh_Before Competition Groups_Air Handler with Dedicated Outdoor Air Systems
Commercial | Com ¦ LED or Equivalent Sign Lighting | 2030 | Technical | GWh | Before Competition Groups | 159.7659 | 0 | 0 | 20576.0257 | 0.0077647 | 30 | Commercial_2030_Technical_GWh_Before Competition Groups_30 | LED or Equivalent Sign Lighting | 0.7765% | 0 | 159.7659 | Commercial_2030_Technical_GWh_Before Competition Groups_LED or Equivalent Sign Lighting
Commercial | Com ¦ Evaporator Fan Controls | 2030 | Achievable | GWh | Before Competition Groups | 49.0307 | 0 | 0 | 7024.1794 | 0.0069803 | 27 | Commercial_2030_Achievable_GWh_Before Competition Groups_27 | Evaporator Fan Controls | 0.698% | 0 | 49.0307 | Commercial_2030_Achievable_GWh_Before Competition Groups_Evaporator Fan Controls
Commercial | Com ¦ ECM MOTORS FOR EVAPORATOR FANS for refrigeration (WALK-IN) | 2030 | Economic | GWh | Before Competition Groups | 97.6759 | 0 | 0 | 14077.5177 | 0.0069384 | 26 | Commercial_2030_Economic_GWh_Before Competition Groups_26 | ECM MOTORS FOR EVAPORATOR FANS for refrigeration (WALK-IN) | 0.6938% | 0 | 97.6759 | Commercial_2030_Economic_GWh_Before Competition Groups_ECM MOTORS FOR EVAPORATOR FANS for refrigeration (WALK-IN)
Commercial | Com ¦ Adaptive Thermostats | 2030 | Technical | GWh | Before Competition Groups | 141.2497 | 0 | 0 | 20576.0257 | 0.0068648 | 31 | Commercial_2030_Technical_GWh_Before Competition Groups_31 | Adaptive Thermostats | 0.6865% | 0 | 141.2497 | Commercial_2030_Technical_GWh_Before Competition Groups_Adaptive Thermostats
Commercial | Com ¦ Condensing Unit Heaters or other Efficient Unit Heating System | 2030 | Economic | GWh | Before Competition Groups | 94.1465 | 0 | 0 | 14077.5177 | 0.0066877 | 27 | Commercial_2030_Economic_GWh_Before Competition Groups_27 | Condensing Unit Heaters or other Efficient Unit Heating System | 0.6688% | 0 | 94.1465 | Commercial_2030_Economic_GWh_Before Competition Groups_Condensing Unit Heaters or other Efficient Unit Heating System
Commercial | Com ¦ Refrigeration Optimization | 2030 | Technical | GWh | Before Competition Groups | 136.5733 | 0 | 0 | 20576.0257 | 0.0066375 | 32 | Commercial_2030_Technical_GWh_Before Competition Groups_32 | Refrigeration Optimization | 0.6637% | 0 | 136.5733 | Commercial_2030_Technical_GWh_Before Competition Groups_Refrigeration Optimization
Commercial | Com ¦ Demand Control Kitchen Ventilation | 2030 | Economic | GWh | Before Competition Groups | 87.8388 | 0 | 0 | 14077.5177 | 0.0062397 | 28 | Commercial_2030_Economic_GWh_Before Competition Groups_28 | Demand Control Kitchen Ventilation | 0.624% | 0 | 87.8388 | Commercial_2030_Economic_GWh_Before Competition Groups_Demand Control Kitchen Ventilation
Commercial | Com ¦ Freezer Case Light Sensor | 2030 | Achievable | GWh | Before Competition Groups | 42.7892 | 0 | 0 | 7024.1794 | 0.0060917 | 28 | Commercial_2030_Achievable_GWh_Before Competition Groups_28 | Freezer Case Light Sensor | 0.6092% | 0 | 42.7892 | Commercial_2030_Achievable_GWh_Before Competition Groups_Freezer Case Light Sensor
Commercial | Com ¦ Demand Control Kitchen Ventilation | 2030 | Achievable | GWh | Before Competition Groups | 41.7852 | 0 | 0 | 7024.1794 | 0.0059488 | 29 | Commercial_2030_Achievable_GWh_Before Competition Groups_29 | Demand Control Kitchen Ventilation | 0.5949% | 0 | 41.7852 | Commercial_2030_Achievable_GWh_Before Competition Groups_Demand Control Kitchen Ventilation
Commercial | Com ¦ Unitary Air-Conditioning Unit | 2030 | Technical | GWh | Before Competition Groups | 119.3545 | 0 | 0 | 20576.0257 | 0.0058007 | 33 | Commercial_2030_Technical_GWh_Before Competition Groups_33 | Unitary Air-Conditioning Unit | 0.5801% | 0 | 119.3545 | Commercial_2030_Technical_GWh_Before Competition Groups_Unitary Air-Conditioning Unit
Commercial | Com ¦ Freezer Case Light Sensor | 2030 | Economic | GWh | Before Competition Groups | 80.6546 | 0 | 0 | 14077.5177 | 0.0057293 | 29 | Commercial_2030_Economic_GWh_Before Competition Groups_29 | Freezer Case Light Sensor | 0.5729% | 0 | 80.6546 | Commercial_2030_Economic_GWh_Before Competition Groups_Freezer Case Light Sensor
Commercial | Com ¦ Evaporator Fan Controls | 2030 | Economic | GWh | Before Competition Groups | 78.6608 | 0 | 0 | 14077.5177 | 0.0055877 | 30 | Commercial_2030_Economic_GWh_Before Competition Groups_30 | Evaporator Fan Controls | 0.5588% | 0 | 78.6608 | Commercial_2030_Economic_GWh_Before Competition Groups_Evaporator Fan Controls
Commercial | Com ¦ ENERGY STAR LED LAMPS (General Service Lamps) | 2030 | Economic | GWh | Before Competition Groups | 77.5157 | 0 | 0 | 14077.5177 | 0.0055063 | 31 | Commercial_2030_Economic_GWh_Before Competition Groups_31 | ENERGY STAR LED LAMPS (General Service Lamps) | 0.5506% | 0 | 77.5157 | Commercial_2030_Economic_GWh_Before Competition Groups_ENERGY STAR LED LAMPS (General Service Lamps)
Commercial | Com ¦ Refrigerated Display Case LED | 2030 | Technical | GWh | Before Competition Groups | 111.3991 | 0 | 0 | 20576.0257 | 0.005414 | 34 | Commercial_2030_Technical_GWh_Before Competition Groups_34 | Refrigerated Display Case LED | 0.5414% | 0 | 111.3991 | Commercial_2030_Technical_GWh_Before Competition Groups_Refrigerated Display Case LED
Commercial | Com ¦ ENERGY STAR FREEZER | 2030 | Technical | GWh | Before Competition Groups | 110.5267 | 0 | 0 | 20576.0257 | 0.0053716 | 35 | Commercial_2030_Technical_GWh_Before Competition Groups_35 | ENERGY STAR FREEZER | 0.5372% | 0 | 110.5267 | Commercial_2030_Technical_GWh_Before Competition Groups_ENERGY STAR FREEZER
Commercial | Com ¦ Occupancy Sensors | 2030 | Economic | GWh | Before Competition Groups | 72.7851 | 0 | 0 | 14077.5177 | 0.0051703 | 32 | Commercial_2030_Economic_GWh_Before Competition Groups_32 | Occupancy Sensors | 0.517% | 0 | 72.7851 | Commercial_2030_Economic_GWh_Before Competition Groups_Occupancy Sensors
Commercial | Com ¦ ECM MOTORS FOR EVAPORATOR FANS for refrigeration (WALK-IN) | 2030 | Technical | GWh | Before Competition Groups | 97.6759 | 0 | 0 | 20576.0257 | 0.0047471 | 36 | Commercial_2030_Technical_GWh_Before Competition Groups_36 | ECM MOTORS FOR EVAPORATOR FANS for refrigeration (WALK-IN) | 0.4747% | 0 | 97.6759 | Commercial_2030_Technical_GWh_Before Competition Groups_ECM MOTORS FOR EVAPORATOR FANS for refrigeration (WALK-IN)
Commercial | Com ¦ Demand Control Kitchen Ventilation | 2030 | Technical | GWh | Before Competition Groups | 97.1963 | 0 | 0 | 20576.0257 | 0.0047238 | 37 | Commercial_2030_Technical_GWh_Before Competition Groups_37 | Demand Control Kitchen Ventilation | 0.4724% | 0 | 97.1963 | Commercial_2030_Technical_GWh_Before Competition Groups_Demand Control Kitchen Ventilation
Commercial | Com ¦ Indoor Daylight Sensors/Photocell Dimming Control | 2030 | Technical | GWh | Before Competition Groups | 95.6769 | 0 | 0 | 20576.0257 | 0.0046499 | 38 | Commercial_2030_Technical_GWh_Before Competition Groups_38 | Indoor Daylight Sensors/Photocell Dimming Control | 0.465% | 0 | 95.6769 | Commercial_2030_Technical_GWh_Before Competition Groups_Indoor Daylight Sensors/Photocell Dimming Control
Commercial | Com ¦ Condensing Unit Heaters or other Efficient Unit Heating System | 2030 | Technical | GWh | Before Competition Groups | 94.1465 | 0 | 0 | 20576.0257 | 0.0045755 | 39 | Commercial_2030_Technical_GWh_Before Competition Groups_39 | Condensing Unit Heaters or other Efficient Unit Heating System | 0.4576% | 0 | 94.1465 | Commercial_2030_Technical_GWh_Before Competition Groups_Condensing Unit Heaters or other Efficient Unit Heating System
Commercial | Com ¦ ENERGY STAR LED LAMPS (General Service Lamps) | 2030 | Technical | GWh | Before Competition Groups | 93.1084 | 0 | 0 | 20576.0257 | 0.0045251 | 40 | Commercial_2030_Technical_GWh_Before Competition Groups_40 | ENERGY STAR LED LAMPS (General Service Lamps) | 0.4525% | 0 | 93.1084 | Commercial_2030_Technical_GWh_Before Competition Groups_ENERGY STAR LED LAMPS (General Service Lamps)
Commercial | Com ¦ High R-Value Glass Doors/no-heat glass door | 2030 | Technical | GWh | Before Competition Groups | 86.8993 | 0 | 0 | 20576.0257 | 0.0042233 | 41 | Commercial_2030_Technical_GWh_Before Competition Groups_41 | High R-Value Glass Doors/no-heat glass door | 0.4223% | 0 | 86.8993 | Commercial_2030_Technical_GWh_Before Competition Groups_High R-Value Glass Doors/no-heat glass door
Commercial | Com ¦ ENERGY STAR ICE MACHINES - Ice Making Head | 2030 | Technical | GWh | Before Competition Groups | 83.9155 | 0 | 0 | 20576.0257 | 0.0040783 | 42 | Commercial_2030_Technical_GWh_Before Competition Groups_42 | ENERGY STAR ICE MACHINES - Ice Making Head | 0.4078% | 0 | 83.9155 | Commercial_2030_Technical_GWh_Before Competition Groups_ENERGY STAR ICE MACHINES - Ice Making Head
Commercial | Com ¦ Adding reflective (White) roof treatment or a green roof | 2030 | Technical | GWh | Before Competition Groups | 83.7631 | 0 | 0 | 20576.0257 | 0.0040709 | 43 | Commercial_2030_Technical_GWh_Before Competition Groups_43 | Adding reflective (White) roof treatment or a green roof | 0.4071% | 0 | 83.7631 | Commercial_2030_Technical_GWh_Before Competition Groups_Adding reflective (White) roof treatment or a green roof
Commercial | Com ¦ Freezer Case Light Sensor | 2030 | Technical | GWh | Before Competition Groups | 80.6546 | 0 | 0 | 20576.0257 | 0.0039198 | 44 | Commercial_2030_Technical_GWh_Before Competition Groups_44 | Freezer Case Light Sensor | 0.392% | 0 | 80.6546 | Commercial_2030_Technical_GWh_Before Competition Groups_Freezer Case Light Sensor
Commercial | Com ¦ Evaporator Fan Controls | 2030 | Technical | GWh | Before Competition Groups | 78.6608 | 0 | 0 | 20576.0257 | 0.0038229 | 45 | Commercial_2030_Technical_GWh_Before Competition Groups_45 | Evaporator Fan Controls | 0.3823% | 0 | 78.6608 | Commercial_2030_Technical_GWh_Before Competition Groups_Evaporator Fan Controls
Commercial | Com ¦ Condensing Make Up Air Unit | 2030 | Achievable | GWh | Before Competition Groups | 26.657 | 0 | 0 | 7024.1794 | 0.003795 | 30 | Commercial_2030_Achievable_GWh_Before Competition Groups_30 | Condensing Make Up Air Unit | 0.3795% | 0 | 26.657 | Commercial_2030_Achievable_GWh_Before Competition Groups_Condensing Make Up Air Unit
Commercial | Com ¦ Condensing Make Up Air Unit | 2030 | Economic | GWh | Before Competition Groups | 53.2286 | 0 | 0 | 14077.5177 | 0.0037811 | 33 | Commercial_2030_Economic_GWh_Before Competition Groups_33 | Condensing Make Up Air Unit | 0.3781% | 0 | 53.2286 | Commercial_2030_Economic_GWh_Before Competition Groups_Condensing Make Up Air Unit
Commercial | Com ¦ Condensing Make Up Air Unit | 2030 | Technical | GWh | Before Competition Groups | 75.3002 | 0 | 0 | 20576.0257 | 0.0036596 | 46 | Commercial_2030_Technical_GWh_Before Competition Groups_46 | Condensing Make Up Air Unit | 0.366% | 0 | 75.3002 | Commercial_2030_Technical_GWh_Before Competition Groups_Condensing Make Up Air Unit
Commercial | Com ¦ Occupancy Sensors | 2030 | Technical | GWh | Before Competition Groups | 72.7851 | 0 | 0 | 20576.0257 | 0.0035374 | 47 | Commercial_2030_Technical_GWh_Before Competition Groups_47 | Occupancy Sensors | 0.3537% | 0 | 72.7851 | Commercial_2030_Technical_GWh_Before Competition Groups_Occupancy Sensors
Commercial | Com ¦ Super-High Efficiency Furnaces (Emerging Tech) | 2030 | Technical | GWh | Before Competition Groups | 67.3086 | 0 | 0 | 20576.0257 | 0.0032712 | 48 | Commercial_2030_Technical_GWh_Before Competition Groups_48 | Super-High Efficiency Furnaces (Emerging Tech) | 0.3271% | 0 | 67.3086 | Commercial_2030_Technical_GWh_Before Competition Groups_Super-High Efficiency Furnaces (Emerging Tech)
Commercial | Com ¦ HOTEL OCCUPANCY CONTROLS (HVAC + LIGHTING) | 2030 | Technical | GWh | Before Competition Groups | 66.1108 | 0 | 0 | 20576.0257 | 0.003213 | 49 | Commercial_2030_Technical_GWh_Before Competition Groups_49 | HOTEL OCCUPANCY CONTROLS (HVAC + LIGHTING) | 0.3213% | 0 | 66.1108 | Commercial_2030_Technical_GWh_Before Competition Groups_HOTEL OCCUPANCY CONTROLS (HVAC + LIGHTING)
Commercial | Com ¦ Unitary Air-Conditioning Unit | 2030 | Achievable | GWh | Before Competition Groups | 20.5561 | 0 | 0 | 7024.1794 | 0.0029265 | 31 | Commercial_2030_Achievable_GWh_Before Competition Groups_31 | Unitary Air-Conditioning Unit | 0.2926% | 0 | 20.5561 | Commercial_2030_Achievable_GWh_Before Competition Groups_Unitary Air-Conditioning Unit
Commercial | Com ¦ Elec Storage WH 2.30 Et | 2030 | Economic | GWh | Before Competition Groups | 40.6473 | 0 | 0 | 14077.5177 | 0.0028874 | 34 | Commercial_2030_Economic_GWh_Before Competition Groups_34 | Elec Storage WH 2.30 Et | 0.2887% | 0 | 40.6473 | Commercial_2030_Economic_GWh_Before Competition Groups_Elec Storage WH 2.30 Et
Commercial | Com ¦ BEVERAGE VENDING MACHINE CONTROLS | 2030 | Economic | GWh | Before Competition Groups | 38.7002 | 0 | 0 | 14077.5177 | 0.0027491 | 35 | Commercial_2030_Economic_GWh_Before Competition Groups_35 | BEVERAGE VENDING MACHINE CONTROLS | 0.2749% | 0 | 38.7002 | Commercial_2030_Economic_GWh_Before Competition Groups_BEVERAGE VENDING MACHINE CONTROLS
Commercial | Com ¦ Temperature Adjustment in Commercial Freezers | 2030 | Achievable | GWh | Before Competition Groups | 18.7316 | 0 | 0 | 7024.1794 | 0.0026667 | 32 | Commercial_2030_Achievable_GWh_Before Competition Groups_32 | Temperature Adjustment in Commercial Freezers | 0.2667% | 0 | 18.7316 | Commercial_2030_Achievable_GWh_Before Competition Groups_Temperature Adjustment in Commercial Freezers
Commercial | Com ¦ ENERGY STAR Refrigerator | 2030 | Technical | GWh | Before Competition Groups | 54.5284 | 0 | 0 | 20576.0257 | 0.0026501 | 50 | Commercial_2030_Technical_GWh_Before Competition Groups_50 | ENERGY STAR Refrigerator | 0.265% | 0 | 54.5284 | Commercial_2030_Technical_GWh_Before Competition Groups_ENERGY STAR Refrigerator
Commercial | Com ¦ Unitary Air-Conditioning Unit | 2030 | Economic | GWh | Before Competition Groups | 37.2641 | 0 | 0 | 14077.5177 | 0.0026471 | 36 | Commercial_2030_Economic_GWh_Before Competition Groups_36 | Unitary Air-Conditioning Unit | 0.2647% | 0 | 37.2641 | Commercial_2030_Economic_GWh_Before Competition Groups_Unitary Air-Conditioning Unit
Commercial | Com ¦ Refrigeration Commissioning | 2030 | Technical | GWh | Before Competition Groups | 54.0719 | 0 | 0 | 20576.0257 | 0.0026279 | 51 | Commercial_2030_Technical_GWh_Before Competition Groups_51 | Refrigeration Commissioning | 0.2628% | 0 | 54.0719 | Commercial_2030_Technical_GWh_Before Competition Groups_Refrigeration Commissioning
Commercial | Com ¦ BEVERAGE VENDING MACHINE CONTROLS | 2030 | Achievable | GWh | Before Competition Groups | 17.8296 | 0 | 0 | 7024.1794 | 0.0025383 | 33 | Commercial_2030_Achievable_GWh_Before Competition Groups_33 | BEVERAGE VENDING MACHINE CONTROLS | 0.2538% | 0 | 17.8296 | Commercial_2030_Achievable_GWh_Before Competition Groups_BEVERAGE VENDING MACHINE CONTROLS
Commercial | Com ¦ Elec Storage WH 2.30 Et | 2030 | Achievable | GWh | Before Competition Groups | 17.3154 | 0 | 0 | 7024.1794 | 0.0024651 | 34 | Commercial_2030_Achievable_GWh_Before Competition Groups_34 | Elec Storage WH 2.30 Et | 0.2465% | 0 | 17.3154 | Commercial_2030_Achievable_GWh_Before Competition Groups_Elec Storage WH 2.30 Et
Commercial | Com ¦ Networked/Connected - Low Impact Application | 2030 | Economic | GWh | Before Competition Groups | 34.2182 | 0 | 0 | 14077.5177 | 0.0024307 | 37 | Commercial_2030_Economic_GWh_Before Competition Groups_37 | Networked/Connected - Low Impact Application | 0.2431% | 0 | 34.2182 | Commercial_2030_Economic_GWh_Before Competition Groups_Networked/Connected - Low Impact Application
Commercial | Com ¦ Energy Efficient Laboratory Fume Hood | 2030 | Achievable | GWh | Before Competition Groups | 16.8249 | 0 | 0 | 7024.1794 | 0.0023953 | 35 | Commercial_2030_Achievable_GWh_Before Competition Groups_35 | Energy Efficient Laboratory Fume Hood | 0.2395% | 0 | 16.8249 | Commercial_2030_Achievable_GWh_Before Competition Groups_Energy Efficient Laboratory Fume Hood
Commercial | Com ¦ ENERGY STAR Griddle (74% eff) | 2030 | Achievable | GWh | Before Competition Groups | 16.247 | 0 | 0 | 7024.1794 | 0.002313 | 36 | Commercial_2030_Achievable_GWh_Before Competition Groups_36 | ENERGY STAR Griddle (74% eff) | 0.2313% | 0 | 16.247 | Commercial_2030_Achievable_GWh_Before Competition Groups_ENERGY STAR Griddle (74% eff)
Commercial | Com ¦ CO Sensors for parking garage exhaust fans | 2030 | Achievable | GWh | Before Competition Groups | 16.204 | 0 | 0 | 7024.1794 | 0.0023069 | 37 | Commercial_2030_Achievable_GWh_Before Competition Groups_37 | CO Sensors for parking garage exhaust fans | 0.2307% | 0 | 16.204 | Commercial_2030_Achievable_GWh_Before Competition Groups_CO Sensors for parking garage exhaust fans
Commercial | Com ¦ Temperature Adjustment in Commercial Freezers | 2030 | Economic | GWh | Before Competition Groups | 30.0247 | 0 | 0 | 14077.5177 | 0.0021328 | 38 | Commercial_2030_Economic_GWh_Before Competition Groups_38 | Temperature Adjustment in Commercial Freezers | 0.2133% | 0 | 30.0247 | Commercial_2030_Economic_GWh_Before Competition Groups_Temperature Adjustment in Commercial Freezers
Commercial | Com ¦ Vertical Night Covers | 2030 | Achievable | GWh | Before Competition Groups | 14.5846 | 0 | 0 | 7024.1794 | 0.0020763 | 38 | Commercial_2030_Achievable_GWh_Before Competition Groups_38 | Vertical Night Covers | 0.2076% | 0 | 14.5846 | Commercial_2030_Achievable_GWh_Before Competition Groups_Vertical Night Covers
Commercial | Com ¦ Networked/Connected - High Impact Application | 2030 | Economic | GWh | Before Competition Groups | 28.5902 | 0 | 0 | 14077.5177 | 0.0020309 | 39 | Commercial_2030_Economic_GWh_Before Competition Groups_39 | Networked/Connected - High Impact Application | 0.2031% | 0 | 28.5902 | Commercial_2030_Economic_GWh_Before Competition Groups_Networked/Connected - High Impact Application
Commercial | Com ¦ CO Sensors for parking garage exhaust fans | 2030 | Economic | GWh | Before Competition Groups | 28.5562 | 0 | 0 | 14077.5177 | 0.0020285 | 40 | Commercial_2030_Economic_GWh_Before Competition Groups_40 | CO Sensors for parking garage exhaust fans | 0.2028% | 0 | 28.5562 | Commercial_2030_Economic_GWh_Before Competition Groups_CO Sensors for parking garage exhaust fans
Commercial | Com ¦ Chilled Water Optimization | 2030 | Economic | GWh | Before Competition Groups | 28.3895 | 0 | 0 | 14077.5177 | 0.0020167 | 41 | Commercial_2030_Economic_GWh_Before Competition Groups_41 | Chilled Water Optimization | 0.2017% | 0 | 28.3895 | Commercial_2030_Economic_GWh_Before Competition Groups_Chilled Water Optimization
Commercial | Com ¦ ENERGY STAR Griddle (74% eff) | 2030 | Economic | GWh | Before Competition Groups | 28.2929 | 0 | 0 | 14077.5177 | 0.0020098 | 42 | Commercial_2030_Economic_GWh_Before Competition Groups_42 | ENERGY STAR Griddle (74% eff) | 0.201% | 0 | 28.2929 | Commercial_2030_Economic_GWh_Before Competition Groups_ENERGY STAR Griddle (74% eff)
Commercial | Com ¦ Elec Storage WH 2.30 Et | 2030 | Technical | GWh | Before Competition Groups | 40.6473 | 0 | 0 | 20576.0257 | 0.0019755 | 52 | Commercial_2030_Technical_GWh_Before Competition Groups_52 | Elec Storage WH 2.30 Et | 0.1975% | 0 | 40.6473 | Commercial_2030_Technical_GWh_Before Competition Groups_Elec Storage WH 2.30 Et
Commercial | Com ¦ Chilled Water Optimization | 2030 | Achievable | GWh | Before Competition Groups | 13.7364 | 0 | 0 | 7024.1794 | 0.0019556 | 39 | Commercial_2030_Achievable_GWh_Before Competition Groups_39 | Chilled Water Optimization | 0.1956% | 0 | 13.7364 | Commercial_2030_Achievable_GWh_Before Competition Groups_Chilled Water Optimization
Commercial | Com ¦ Ground Source Heat Pump | 2030 | Technical | GWh | Before Competition Groups | 40.217 | 0 | 0 | 20576.0257 | 0.0019546 | 53 | Commercial_2030_Technical_GWh_Before Competition Groups_53 | Ground Source Heat Pump | 0.1955% | 0 | 40.217 | Commercial_2030_Technical_GWh_Before Competition Groups_Ground Source Heat Pump
Commercial | Com ¦ Energy Efficient Laboratory Fume Hood | 2030 | Economic | GWh | Before Competition Groups | 26.603 | 0 | 0 | 14077.5177 | 0.0018897 | 43 | Commercial_2030_Economic_GWh_Before Competition Groups_43 | Energy Efficient Laboratory Fume Hood | 0.189% | 0 | 26.603 | Commercial_2030_Economic_GWh_Before Competition Groups_Energy Efficient Laboratory Fume Hood
Commercial | Com ¦ BEVERAGE VENDING MACHINE CONTROLS | 2030 | Technical | GWh | Before Competition Groups | 38.7002 | 0 | 0 | 20576.0257 | 0.0018808 | 54 | Commercial_2030_Technical_GWh_Before Competition Groups_54 | BEVERAGE VENDING MACHINE CONTROLS | 0.1881% | 0 | 38.7002 | Commercial_2030_Technical_GWh_Before Competition Groups_BEVERAGE VENDING MACHINE CONTROLS
Commercial | Com ¦ Occupancy Sensors | 2030 | Achievable | GWh | Before Competition Groups | 13.1936 | 0 | 0 | 7024.1794 | 0.0018783 | 40 | Commercial_2030_Achievable_GWh_Before Competition Groups_40 | Occupancy Sensors | 0.1878% | 0 | 13.1936 | Commercial_2030_Achievable_GWh_Before Competition Groups_Occupancy Sensors
Commercial | Com ¦ Duct Insulation, R8 | 2030 | Achievable | GWh | Before Competition Groups | 13.0422 | 0 | 0 | 7024.1794 | 0.0018568 | 41 | Commercial_2030_Achievable_GWh_Before Competition Groups_41 | Duct Insulation, R8 | 0.1857% | 0 | 13.0422 | Commercial_2030_Achievable_GWh_Before Competition Groups_Duct Insulation, R8
Commercial | Com ¦ Refrigerated Display Case LED | 2030 | Achievable | GWh | Before Competition Groups | 12.6343 | 0 | 0 | 7024.1794 | 0.0017987 | 42 | Commercial_2030_Achievable_GWh_Before Competition Groups_42 | Refrigerated Display Case LED | 0.1799% | 0 | 12.6343 | Commercial_2030_Achievable_GWh_Before Competition Groups_Refrigerated Display Case LED
Commercial | Com ¦ Water Heating (DHW) Pipe Insulation (Add 3/4\ Foam)" | 2030 | Achievable | GWh | Before Competition Groups | 12.4545 | 0 | 0 | 7024.1794 | 0.0017731 | 43 | Commercial_2030_Achievable_GWh_Before Competition Groups_43 | Water Heating (DHW) Pipe Insulation (Add 3/4\ Foam)" | 0.1773% | 0 | 12.4545 | Commercial_2030_Achievable_GWh_Before Competition Groups_Water Heating (DHW) Pipe Insulation (Add 3/4\ Foam)"
Commercial | Com ¦ Vertical Night Covers | 2030 | Economic | GWh | Before Competition Groups | 23.3985 | 0 | 0 | 14077.5177 | 0.0016621 | 44 | Commercial_2030_Economic_GWh_Before Competition Groups_44 | Vertical Night Covers | 0.1662% | 0 | 23.3985 | Commercial_2030_Economic_GWh_Before Competition Groups_Vertical Night Covers
Commercial | Com ¦ Outside Air Economizer | 2030 | Achievable | GWh | Before Competition Groups | 10.6018 | 0 | 0 | 7024.1794 | 0.0015093 | 44 | Commercial_2030_Achievable_GWh_Before Competition Groups_44 | Outside Air Economizer | 0.1509% | 0 | 10.6018 | Commercial_2030_Achievable_GWh_Before Competition Groups_Outside Air Economizer
Commercial | Com ¦ Duct Insulation, R8 | 2030 | Economic | GWh | Before Competition Groups | 20.6141 | 0 | 0 | 14077.5177 | 0.0014643 | 45 | Commercial_2030_Economic_GWh_Before Competition Groups_45 | Duct Insulation, R8 | 0.1464% | 0 | 20.6141 | Commercial_2030_Economic_GWh_Before Competition Groups_Duct Insulation, R8
Commercial | Com ¦ Temperature Adjustment in Commercial Freezers | 2030 | Technical | GWh | Before Competition Groups | 30.0247 | 0 | 0 | 20576.0257 | 0.0014592 | 55 | Commercial_2030_Technical_GWh_Before Competition Groups_55 | Temperature Adjustment in Commercial Freezers | 0.1459% | 0 | 30.0247 | Commercial_2030_Technical_GWh_Before Competition Groups_Temperature Adjustment in Commercial Freezers
Commercial | Com ¦ Water Heating (DHW) Pipe Insulation (Add 3/4\ Foam)" | 2030 | Economic | GWh | Before Competition Groups | 19.8886 | 0 | 0 | 14077.5177 | 0.0014128 | 46 | Commercial_2030_Economic_GWh_Before Competition Groups_46 | Water Heating (DHW) Pipe Insulation (Add 3/4\ Foam)" | 0.1413% | 0 | 19.8886 | Commercial_2030_Economic_GWh_Before Competition Groups_Water Heating (DHW) Pipe Insulation (Add 3/4\ Foam)"
Commercial | Com ¦ CO Sensors for parking garage exhaust fans | 2030 | Technical | GWh | Before Competition Groups | 28.5562 | 0 | 0 | 20576.0257 | 0.0013878 | 56 | Commercial_2030_Technical_GWh_Before Competition Groups_56 | CO Sensors for parking garage exhaust fans | 0.1388% | 0 | 28.5562 | Commercial_2030_Technical_GWh_Before Competition Groups_CO Sensors for parking garage exhaust fans
Commercial | Com ¦ Chilled Water Optimization | 2030 | Technical | GWh | Before Competition Groups | 28.3895 | 0 | 0 | 20576.0257 | 0.0013797 | 57 | Commercial_2030_Technical_GWh_Before Competition Groups_57 | Chilled Water Optimization | 0.138% | 0 | 28.3895 | Commercial_2030_Technical_GWh_Before Competition Groups_Chilled Water Optimization
Commercial | Com ¦ ENERGY STAR Griddle (74% eff) | 2030 | Technical | GWh | Before Competition Groups | 28.2929 | 0 | 0 | 20576.0257 | 0.001375 | 58 | Commercial_2030_Technical_GWh_Before Competition Groups_58 | ENERGY STAR Griddle (74% eff) | 0.1375% | 0 | 28.2929 | Commercial_2030_Technical_GWh_Before Competition Groups_ENERGY STAR Griddle (74% eff)
Commercial | Com ¦ Energy Efficient Laboratory Fume Hood | 2030 | Technical | GWh | Before Competition Groups | 26.603 | 0 | 0 | 20576.0257 | 0.0012929 | 59 | Commercial_2030_Technical_GWh_Before Competition Groups_59 | Energy Efficient Laboratory Fume Hood | 0.1293% | 0 | 26.603 | Commercial_2030_Technical_GWh_Before Competition Groups_Energy Efficient Laboratory Fume Hood
Commercial | Com ¦ Anti-sweat heat (ASH) controls - Cooler/Freezer | 2030 | Technical | GWh | Before Competition Groups | 25.0443 | 0 | 0 | 20576.0257 | 0.0012172 | 60 | Commercial_2030_Technical_GWh_Before Competition Groups_60 | Anti-sweat heat (ASH) controls - Cooler/Freezer | 0.1217% | 0 | 25.0443 | Commercial_2030_Technical_GWh_Before Competition Groups_Anti-sweat heat (ASH) controls - Cooler/Freezer
Commercial | Com ¦ Water Source Heat Pump (4 ton) | 2030 | Economic | GWh | Before Competition Groups | 16.6023 | 0 | 0 | 14077.5177 | 0.0011793 | 47 | Commercial_2030_Economic_GWh_Before Competition Groups_47 | Water Source Heat Pump (4 ton) | 0.1179% | 0 | 16.6023 | Commercial_2030_Economic_GWh_Before Competition Groups_Water Source Heat Pump (4 ton)
Commercial | Com ¦ Outside Air Economizer | 2030 | Economic | GWh | Before Competition Groups | 16.597 | 0 | 0 | 14077.5177 | 0.001179 | 48 | Commercial_2030_Economic_GWh_Before Competition Groups_48 | Outside Air Economizer | 0.1179% | 0 | 16.597 | Commercial_2030_Economic_GWh_Before Competition Groups_Outside Air Economizer
Commercial | Com ¦ Vertical Night Covers | 2030 | Technical | GWh | Before Competition Groups | 23.3985 | 0 | 0 | 20576.0257 | 0.0011372 | 61 | Commercial_2030_Technical_GWh_Before Competition Groups_61 | Vertical Night Covers | 0.1137% | 0 | 23.3985 | Commercial_2030_Technical_GWh_Before Competition Groups_Vertical Night Covers
Commercial | Com ¦ Suction Pipe Insulation Freezer/Refrigerator | 2030 | Achievable | GWh | Before Competition Groups | 7.955 | 0 | 0 | 7024.1794 | 0.0011325 | 45 | Commercial_2030_Achievable_GWh_Before Competition Groups_45 | Suction Pipe Insulation Freezer/Refrigerator | 0.1133% | 0 | 7.955 | Commercial_2030_Achievable_GWh_Before Competition Groups_Suction Pipe Insulation Freezer/Refrigerator
Commercial | Com ¦ Water Source Heat Pump (4 ton) | 2030 | Technical | GWh | Before Competition Groups | 21.412 | 0 | 0 | 20576.0257 | 0.0010406 | 62 | Commercial_2030_Technical_GWh_Before Competition Groups_62 | Water Source Heat Pump (4 ton) | 0.1041% | 0 | 21.412 | Commercial_2030_Technical_GWh_Before Competition Groups_Water Source Heat Pump (4 ton)
Commercial | Com ¦ Refrigerated Display Case LED | 2030 | Economic | GWh | Before Competition Groups | 14.5183 | 0 | 0 | 14077.5177 | 0.0010313 | 49 | Commercial_2030_Economic_GWh_Before Competition Groups_49 | Refrigerated Display Case LED | 0.1031% | 0 | 14.5183 | Commercial_2030_Economic_GWh_Before Competition Groups_Refrigerated Display Case LED
Commercial | Com ¦ Water Source Heat Pump (4 ton) | 2030 | Achievable | GWh | Before Competition Groups | 7.1803 | 0 | 0 | 7024.1794 | 0.0010222 | 46 | Commercial_2030_Achievable_GWh_Before Competition Groups_46 | Water Source Heat Pump (4 ton) | 0.1022% | 0 | 7.1803 | Commercial_2030_Achievable_GWh_Before Competition Groups_Water Source Heat Pump (4 ton)
Commercial | Com ¦ Duct Insulation, R8 | 2030 | Technical | GWh | Before Competition Groups | 20.6141 | 0 | 0 | 20576.0257 | 0.0010018 | 63 | Commercial_2030_Technical_GWh_Before Competition Groups_63 | Duct Insulation, R8 | 0.1002% | 0 | 20.6141 | Commercial_2030_Technical_GWh_Before Competition Groups_Duct Insulation, R8
Commercial | Com ¦ Water Heating (DHW) Pipe Insulation (Add 3/4\ Foam)" | 2030 | Technical | GWh | Before Competition Groups | 19.8886 | 0 | 0 | 20576.0257 | 0.00096659 | 64 | Commercial_2030_Technical_GWh_Before Competition Groups_64 | Water Heating (DHW) Pipe Insulation (Add 3/4\ Foam)" | 0.09666% | 0 | 19.8886 | Commercial_2030_Technical_GWh_Before Competition Groups_Water Heating (DHW) Pipe Insulation (Add 3/4\ Foam)"
Commercial | Com ¦ Suction Pipe Insulation Freezer/Refrigerator | 2030 | Economic | GWh | Before Competition Groups | 12.7442 | 0 | 0 | 14077.5177 | 0.00090529 | 50 | Commercial_2030_Economic_GWh_Before Competition Groups_50 | Suction Pipe Insulation Freezer/Refrigerator | 0.09053% | 0 | 12.7442 | Commercial_2030_Economic_GWh_Before Competition Groups_Suction Pipe Insulation Freezer/Refrigerator
Commercial | Com ¦ ENERGY STAR Fryer (84% eff) | 2030 | Achievable | GWh | Before Competition Groups | 5.9854 | 0 | 0 | 7024.1794 | 0.00085212 | 47 | Commercial_2030_Achievable_GWh_Before Competition Groups_47 | ENERGY STAR Fryer (84% eff) | 0.08521% | 0 | 5.9854 | Commercial_2030_Achievable_GWh_Before Competition Groups_ENERGY STAR Fryer (84% eff)
Commercial | Com ¦ Outside Air Economizer | 2030 | Technical | GWh | Before Competition Groups | 16.597 | 0 | 0 | 20576.0257 | 0.00080662 | 65 | Commercial_2030_Technical_GWh_Before Competition Groups_65 | Outside Air Economizer | 0.08066% | 0 | 16.597 | Commercial_2030_Technical_GWh_Before Competition Groups_Outside Air Economizer
Commercial | Com ¦ ENERGY STAR Dishwasher | 2030 | Economic | GWh | Before Competition Groups | 10.6502 | 0 | 0 | 14077.5177 | 0.00075654 | 51 | Commercial_2030_Economic_GWh_Before Competition Groups_51 | ENERGY STAR Dishwasher | 0.07565% | 0 | 10.6502 | Commercial_2030_Economic_GWh_Before Competition Groups_ENERGY STAR Dishwasher
Commercial | Com ¦ ENERGY STAR Fryer (84% eff) | 2030 | Economic | GWh | Before Competition Groups | 10.1849 | 0 | 0 | 14077.5177 | 0.00072349 | 52 | Commercial_2030_Economic_GWh_Before Competition Groups_52 | ENERGY STAR Fryer (84% eff) | 0.07235% | 0 | 10.1849 | Commercial_2030_Economic_GWh_Before Competition Groups_ENERGY STAR Fryer (84% eff)
Commercial | Com ¦ Roof Insulation/Ceiling Insulation (R25 Code to R35) | 2030 | Technical | GWh | Before Competition Groups | 13.2885 | 0 | 0 | 20576.0257 | 0.00064582 | 66 | Commercial_2030_Technical_GWh_Before Competition Groups_66 | Roof Insulation/Ceiling Insulation (R25 Code to R35) | 0.06458% | 0 | 13.2885 | Commercial_2030_Technical_GWh_Before Competition Groups_Roof Insulation/Ceiling Insulation (R25 Code to R35)
Commercial | Com ¦ Suction Pipe Insulation Freezer/Refrigerator | 2030 | Technical | GWh | Before Competition Groups | 12.7442 | 0 | 0 | 20576.0257 | 0.00061937 | 67 | Commercial_2030_Technical_GWh_Before Competition Groups_67 | Suction Pipe Insulation Freezer/Refrigerator | 0.06194% | 0 | 12.7442 | Commercial_2030_Technical_GWh_Before Competition Groups_Suction Pipe Insulation Freezer/Refrigerator
Commercial | Com ¦ High Efficiency Small Instantaneous Water Heater | 2030 | Technical | GWh | Before Competition Groups | 11.2831 | 0 | 0 | 20576.0257 | 0.00054836 | 68 | Commercial_2030_Technical_GWh_Before Competition Groups_68 | High Efficiency Small Instantaneous Water Heater | 0.05484% | 0 | 11.2831 | Commercial_2030_Technical_GWh_Before Competition Groups_High Efficiency Small Instantaneous Water Heater
Commercial | Com ¦ Ozone Laundry Treatment | 2030 | Achievable | GWh | Before Competition Groups | 3.6411 | 0 | 0 | 7024.1794 | 0.00051836 | 48 | Commercial_2030_Achievable_GWh_Before Competition Groups_48 | Ozone Laundry Treatment | 0.05184% | 0 | 3.6411 | Commercial_2030_Achievable_GWh_Before Competition Groups_Ozone Laundry Treatment
Commercial | Com ¦ ENERGY STAR Dishwasher | 2030 | Technical | GWh | Before Competition Groups | 10.6502 | 0 | 0 | 20576.0257 | 0.0005176 | 69 | Commercial_2030_Technical_GWh_Before Competition Groups_69 | ENERGY STAR Dishwasher | 0.05176% | 0 | 10.6502 | Commercial_2030_Technical_GWh_Before Competition Groups_ENERGY STAR Dishwasher
Commercial | Com ¦ Evaporator Coil Defrost (Cooler) | 2030 | Technical | GWh | Before Competition Groups | 10.5103 | 0 | 0 | 20576.0257 | 0.0005108 | 70 | Commercial_2030_Technical_GWh_Before Competition Groups_70 | Evaporator Coil Defrost (Cooler) | 0.05108% | 0 | 10.5103 | Commercial_2030_Technical_GWh_Before Competition Groups_Evaporator Coil Defrost (Cooler)
Commercial | Com ¦ ENERGY STAR Fryer (84% eff) | 2030 | Technical | GWh | Before Competition Groups | 10.1849 | 0 | 0 | 20576.0257 | 0.00049499 | 71 | Commercial_2030_Technical_GWh_Before Competition Groups_71 | ENERGY STAR Fryer (84% eff) | 0.0495% | 0 | 10.1849 | Commercial_2030_Technical_GWh_Before Competition Groups_ENERGY STAR Fryer (84% eff)
Commercial | Com ¦ LED RECESSED DOWNLIGHTS | 2030 | Technical | GWh | Before Competition Groups | 9.9207 | 0 | 0 | 20576.0257 | 0.00048215 | 72 | Commercial_2030_Technical_GWh_Before Competition Groups_72 | LED RECESSED DOWNLIGHTS | 0.04822% | 0 | 9.9207 | Commercial_2030_Technical_GWh_Before Competition Groups_LED RECESSED DOWNLIGHTS
Commercial | Com ¦ ENERGY STAR Dishwasher | 2030 | Achievable | GWh | Before Competition Groups | 3.2259 | 0 | 0 | 7024.1794 | 0.00045926 | 49 | Commercial_2030_Achievable_GWh_Before Competition Groups_49 | ENERGY STAR Dishwasher | 0.04593% | 0 | 3.2259 | Commercial_2030_Achievable_GWh_Before Competition Groups_ENERGY STAR Dishwasher
Commercial | Com ¦ Ozone Laundry Treatment | 2030 | Economic | GWh | Before Competition Groups | 6.3016 | 0 | 0 | 14077.5177 | 0.00044763 | 53 | Commercial_2030_Economic_GWh_Before Competition Groups_53 | Ozone Laundry Treatment | 0.04476% | 0 | 6.3016 | Commercial_2030_Economic_GWh_Before Competition Groups_Ozone Laundry Treatment
Commercial | Com ¦ ENERGY STAR Steam Cookers | 2030 | Achievable | GWh | Before Competition Groups | 2.7983 | 0 | 0 | 7024.1794 | 0.00039838 | 50 | Commercial_2030_Achievable_GWh_Before Competition Groups_50 | ENERGY STAR Steam Cookers | 0.03984% | 0 | 2.7983 | Commercial_2030_Achievable_GWh_Before Competition Groups_ENERGY STAR Steam Cookers
Commercial | Com ¦ Demand controlled Circulating Systems | 2030 | Achievable | GWh | Before Competition Groups | 2.7949 | 0 | 0 | 7024.1794 | 0.0003979 | 51 | Commercial_2030_Achievable_GWh_Before Competition Groups_51 | Demand controlled Circulating Systems | 0.03979% | 0 | 2.7949 | Commercial_2030_Achievable_GWh_Before Competition Groups_Demand controlled Circulating Systems
Commercial | Com ¦ High Efficiency Small Instantaneous Water Heater | 2030 | Economic | GWh | Before Competition Groups | 5.1541 | 0 | 0 | 14077.5177 | 0.00036612 | 54 | Commercial_2030_Economic_GWh_Before Competition Groups_54 | High Efficiency Small Instantaneous Water Heater | 0.03661% | 0 | 5.1541 | Commercial_2030_Economic_GWh_Before Competition Groups_High Efficiency Small Instantaneous Water Heater
Commercial | Com ¦ ENERGY STAR Steam Cookers | 2030 | Economic | GWh | Before Competition Groups | 4.8922 | 0 | 0 | 14077.5177 | 0.00034752 | 55 | Commercial_2030_Economic_GWh_Before Competition Groups_55 | ENERGY STAR Steam Cookers | 0.03475% | 0 | 4.8922 | Commercial_2030_Economic_GWh_Before Competition Groups_ENERGY STAR Steam Cookers
Commercial | Com ¦ Demand controlled Circulating Systems | 2030 | Economic | GWh | Before Competition Groups | 4.398 | 0 | 0 | 14077.5177 | 0.00031241 | 56 | Commercial_2030_Economic_GWh_Before Competition Groups_56 | Demand controlled Circulating Systems | 0.03124% | 0 | 4.398 | Commercial_2030_Economic_GWh_Before Competition Groups_Demand controlled Circulating Systems
Commercial | Com ¦ Ozone Laundry Treatment | 2030 | Technical | GWh | Before Competition Groups | 6.3016 | 0 | 0 | 20576.0257 | 0.00030626 | 73 | Commercial_2030_Technical_GWh_Before Competition Groups_73 | Ozone Laundry Treatment | 0.03063% | 0 | 6.3016 | Commercial_2030_Technical_GWh_Before Competition Groups_Ozone Laundry Treatment
Commercial | Com ¦ SYNCHRONOUS BELT | 2030 | Technical | GWh | Before Competition Groups | 5.9298 | 0 | 0 | 20576.0257 | 0.00028819 | 74 | Commercial_2030_Technical_GWh_Before Competition Groups_74 | SYNCHRONOUS BELT | 0.02882% | 0 | 5.9298 | Commercial_2030_Technical_GWh_Before Competition Groups_SYNCHRONOUS BELT
Commercial | Com ¦ Thermostat Setback | 2030 | Achievable | GWh | Before Competition Groups | 1.884 | 0 | 0 | 7024.1794 | 0.00026821 | 52 | Commercial_2030_Achievable_GWh_Before Competition Groups_52 | Thermostat Setback | 0.02682% | 0 | 1.884 | Commercial_2030_Achievable_GWh_Before Competition Groups_Thermostat Setback
Commercial | Com ¦ Efficient compressor motor | 2030 | Technical | GWh | Before Competition Groups | 4.8976 | 0 | 0 | 20576.0257 | 0.00023803 | 75 | Commercial_2030_Technical_GWh_Before Competition Groups_75 | Efficient compressor motor | 0.0238% | 0 | 4.8976 | Commercial_2030_Technical_GWh_Before Competition Groups_Efficient compressor motor
Commercial | Com ¦ ENERGY STAR Steam Cookers | 2030 | Technical | GWh | Before Competition Groups | 4.8922 | 0 | 0 | 20576.0257 | 0.00023776 | 76 | Commercial_2030_Technical_GWh_Before Competition Groups_76 | ENERGY STAR Steam Cookers | 0.02378% | 0 | 4.8922 | Commercial_2030_Technical_GWh_Before Competition Groups_ENERGY STAR Steam Cookers
Commercial | Com ¦ ECM MOTORS FOR HVAC APPLICATION (FAN-POWERED VAV BOX) | 2030 | Achievable | GWh | Before Competition Groups | 1.5829 | 0 | 0 | 7024.1794 | 0.00022535 | 53 | Commercial_2030_Achievable_GWh_Before Competition Groups_53 | ECM MOTORS FOR HVAC APPLICATION (FAN-POWERED VAV BOX) | 0.02253% | 0 | 1.5829 | Commercial_2030_Achievable_GWh_Before Competition Groups_ECM MOTORS FOR HVAC APPLICATION (FAN-POWERED VAV BOX)
Commercial | Com ¦ Demand controlled Circulating Systems | 2030 | Technical | GWh | Before Competition Groups | 4.398 | 0 | 0 | 20576.0257 | 0.00021374 | 77 | Commercial_2030_Technical_GWh_Before Competition Groups_77 | Demand controlled Circulating Systems | 0.02137% | 0 | 4.398 | Commercial_2030_Technical_GWh_Before Competition Groups_Demand controlled Circulating Systems
Commercial | Com ¦ ECM MOTORS FOR HVAC APPLICATION (FAN-POWERED VAV BOX) | 2030 | Economic | GWh | Before Competition Groups | 2.6301 | 0 | 0 | 14077.5177 | 0.00018683 | 57 | Commercial_2030_Economic_GWh_Before Competition Groups_57 | ECM MOTORS FOR HVAC APPLICATION (FAN-POWERED VAV BOX) | 0.01868% | 0 | 2.6301 | Commercial_2030_Economic_GWh_Before Competition Groups_ECM MOTORS FOR HVAC APPLICATION (FAN-POWERED VAV BOX)
Commercial | Com ¦ Solar Water Preheat (Pools/DHW) | 2030 | Economic | GWh | Before Competition Groups | 2.3246 | 0 | 0 | 14077.5177 | 0.00016513 | 58 | Commercial_2030_Economic_GWh_Before Competition Groups_58 | Solar Water Preheat (Pools/DHW) | 0.01651% | 0 | 2.3246 | Commercial_2030_Economic_GWh_Before Competition Groups_Solar Water Preheat (Pools/DHW)
Commercial | Com ¦ Thermostat Setback | 2030 | Economic | GWh | Before Competition Groups | 2.164 | 0 | 0 | 14077.5177 | 0.00015372 | 59 | Commercial_2030_Economic_GWh_Before Competition Groups_59 | Thermostat Setback | 0.01537% | 0 | 2.164 | Commercial_2030_Economic_GWh_Before Competition Groups_Thermostat Setback
Commercial | Com ¦ Notched V belts for HVAC Systems | 2030 | Technical | GWh | Before Competition Groups | 2.9649 | 0 | 0 | 20576.0257 | 0.0001441 | 78 | Commercial_2030_Technical_GWh_Before Competition Groups_78 | Notched V belts for HVAC Systems | 0.01441% | 0 | 2.9649 | Commercial_2030_Technical_GWh_Before Competition Groups_Notched V belts for HVAC Systems
Commercial | Com ¦ ECM MOTORS FOR HVAC APPLICATION (FAN-POWERED VAV BOX) | 2030 | Technical | GWh | Before Competition Groups | 2.6397 | 0 | 0 | 20576.0257 | 0.00012829 | 79 | Commercial_2030_Technical_GWh_Before Competition Groups_79 | ECM MOTORS FOR HVAC APPLICATION (FAN-POWERED VAV BOX) | 0.01283% | 0 | 2.6397 | Commercial_2030_Technical_GWh_Before Competition Groups_ECM MOTORS FOR HVAC APPLICATION (FAN-POWERED VAV BOX)
Commercial | Com ¦ Wall Insulation | 2030 | Technical | GWh | Before Competition Groups | 2.4728 | 0 | 0 | 20576.0257 | 0.00012018 | 80 | Commercial_2030_Technical_GWh_Before Competition Groups_80 | Wall Insulation | 0.01202% | 0 | 2.4728 | Commercial_2030_Technical_GWh_Before Competition Groups_Wall Insulation
Commercial | Com ¦ Solar Preheat Make up Air | 2030 | Technical | GWh | Before Competition Groups | 2.4465 | 0 | 0 | 20576.0257 | 0.0001189 | 81 | Commercial_2030_Technical_GWh_Before Competition Groups_81 | Solar Preheat Make up Air | 0.01189% | 0 | 2.4465 | Commercial_2030_Technical_GWh_Before Competition Groups_Solar Preheat Make up Air
Commercial | Com ¦ Solar Water Preheat (Pools/DHW) | 2030 | Technical | GWh | Before Competition Groups | 2.3246 | 0 | 0 | 20576.0257 | 0.00011298 | 82 | Commercial_2030_Technical_GWh_Before Competition Groups_82 | Solar Water Preheat (Pools/DHW) | 0.0113% | 0 | 2.3246 | Commercial_2030_Technical_GWh_Before Competition Groups_Solar Water Preheat (Pools/DHW)
Commercial | Com ¦ PTAC (12 EER/10,000 BTU) | 2030 | Economic | GWh | Before Competition Groups | 1.542 | 0 | 0 | 14077.5177 | 0.00010954 | 60 | Commercial_2030_Economic_GWh_Before Competition Groups_60 | PTAC (12 EER/10,000 BTU) | 0.01095% | 0 | 1.542 | Commercial_2030_Economic_GWh_Before Competition Groups_PTAC (12 EER/10,000 BTU)
Commercial | Com ¦ Thermostat Setback | 2030 | Technical | GWh | Before Competition Groups | 2.164 | 0 | 0 | 20576.0257 | 0.00010517 | 83 | Commercial_2030_Technical_GWh_Before Competition Groups_83 | Thermostat Setback | 0.01052% | 0 | 2.164 | Commercial_2030_Technical_GWh_Before Competition Groups_Thermostat Setback
Commercial | Com ¦ Auto Off Time Switch or Time Clock control | 2030 | Achievable | GWh | Before Competition Groups | 0.71307 | 0 | 0 | 7024.1794 | 0.00010152 | 54 | Commercial_2030_Achievable_GWh_Before Competition Groups_54 | Auto Off Time Switch or Time Clock control | 0.01015% | 0 | 0.71307 | Commercial_2030_Achievable_GWh_Before Competition Groups_Auto Off Time Switch or Time Clock control
Commercial | Com ¦ CEE Tier 2/Energy Star Clothes Washers | 2030 | Achievable | GWh | Before Competition Groups | 0.70273 | 0 | 0 | 7024.1794 | 0.00010004 | 55 | Commercial_2030_Achievable_GWh_Before Competition Groups_55 | CEE Tier 2/Energy Star Clothes Washers | 0.01% | 0 | 0.70273 | Commercial_2030_Achievable_GWh_Before Competition Groups_CEE Tier 2/Energy Star Clothes Washers
Commercial | Com ¦ Heat Pump Water Heater (50 Gallons) | 2030 | Technical | GWh | Before Competition Groups | 2.0217 | 0 | 0 | 20576.0257 | 9.8254e-05 | 84 | Commercial_2030_Technical_GWh_Before Competition Groups_84 | Heat Pump Water Heater (50 Gallons) | 0.009825% | 0 | 2.0217 | Commercial_2030_Technical_GWh_Before Competition Groups_Heat Pump Water Heater (50 Gallons)
Commercial | Com ¦ Auto Off Time Switch or Time Clock control | 2030 | Economic | GWh | Before Competition Groups | 1.305 | 0 | 0 | 14077.5177 | 9.2698e-05 | 61 | Commercial_2030_Economic_GWh_Before Competition Groups_61 | Auto Off Time Switch or Time Clock control | 0.00927% | 0 | 1.305 | Commercial_2030_Economic_GWh_Before Competition Groups_Auto Off Time Switch or Time Clock control
Commercial | Com ¦ Room AC (w/ louvered sides) 14 SEER from 12 SEER code | 2030 | Technical | GWh | Before Competition Groups | 1.8224 | 0 | 0 | 20576.0257 | 8.8567e-05 | 85 | Commercial_2030_Technical_GWh_Before Competition Groups_85 | Room AC (w/ louvered sides) 14 SEER from 12 SEER code | 0.008857% | 0 | 1.8224 | Commercial_2030_Technical_GWh_Before Competition Groups_Room AC (w/ louvered sides) 14 SEER from 12 SEER code
Commercial | Com ¦ PTAC (12 EER/10,000 BTU) | 2030 | Technical | GWh | Before Competition Groups | 1.7427 | 0 | 0 | 20576.0257 | 8.4696e-05 | 86 | Commercial_2030_Technical_GWh_Before Competition Groups_86 | PTAC (12 EER/10,000 BTU) | 0.00847% | 0 | 1.7427 | Commercial_2030_Technical_GWh_Before Competition Groups_PTAC (12 EER/10,000 BTU)
Commercial | Com ¦ Solar Water Preheat (Pools/DHW) | 2030 | Achievable | GWh | Before Competition Groups | 0.56715 | 0 | 0 | 7024.1794 | 8.0743e-05 | 56 | Commercial_2030_Achievable_GWh_Before Competition Groups_56 | Solar Water Preheat (Pools/DHW) | 0.008074% | 0 | 0.56715 | Commercial_2030_Achievable_GWh_Before Competition Groups_Solar Water Preheat (Pools/DHW)
Commercial | Com ¦ CEE Tier 2/Energy Star Clothes Washers | 2030 | Economic | GWh | Before Competition Groups | 1.1159 | 0 | 0 | 14077.5177 | 7.9268e-05 | 62 | Commercial_2030_Economic_GWh_Before Competition Groups_62 | CEE Tier 2/Energy Star Clothes Washers | 0.007927% | 0 | 1.1159 | Commercial_2030_Economic_GWh_Before Competition Groups_CEE Tier 2/Energy Star Clothes Washers
Commercial | Com ¦ Commercial Hot Food Holding Cabinets | 2030 | Technical | GWh | Before Competition Groups | 1.4275 | 0 | 0 | 20576.0257 | 6.9378e-05 | 87 | Commercial_2030_Technical_GWh_Before Competition Groups_87 | Commercial Hot Food Holding Cabinets | 0.006938% | 0 | 1.4275 | Commercial_2030_Technical_GWh_Before Competition Groups_Commercial Hot Food Holding Cabinets
Commercial | Com ¦ Auto Off Time Switch or Time Clock control | 2030 | Technical | GWh | Before Competition Groups | 1.305 | 0 | 0 | 20576.0257 | 6.3421e-05 | 88 | Commercial_2030_Technical_GWh_Before Competition Groups_88 | Auto Off Time Switch or Time Clock control | 0.006342% | 0 | 1.305 | Commercial_2030_Technical_GWh_Before Competition Groups_Auto Off Time Switch or Time Clock control
Commercial | COM ¦ Ductless Mini-Split Heat Pumps | 2030 | Economic | GWh | Before Competition Groups | 0.88128 | 0 | 0 | 14077.5177 | 6.2602e-05 | 63 | Commercial_2030_Economic_GWh_Before Competition Groups_63 | Ductless Mini-Split Heat Pumps | 0.00626% | 0 | 0.88128 | Commercial_2030_Economic_GWh_Before Competition Groups_Ductless Mini-Split Heat Pumps
Commercial | Com ¦ PTAC (12 EER/10,000 BTU) | 2030 | Achievable | GWh | Before Competition Groups | 0.42476 | 0 | 0 | 7024.1794 | 6.0472e-05 | 57 | Commercial_2030_Achievable_GWh_Before Competition Groups_57 | PTAC (12 EER/10,000 BTU) | 0.006047% | 0 | 0.42476 | Commercial_2030_Achievable_GWh_Before Competition Groups_PTAC (12 EER/10,000 BTU)
Commercial | Com ¦ Low Flow Pre-Rinse Spray Nozzle | 2030 | Achievable | GWh | Before Competition Groups | 0.41908 | 0 | 0 | 7024.1794 | 5.9663e-05 | 58 | Commercial_2030_Achievable_GWh_Before Competition Groups_58 | Low Flow Pre-Rinse Spray Nozzle | 0.005966% | 0 | 0.41908 | Commercial_2030_Achievable_GWh_Before Competition Groups_Low Flow Pre-Rinse Spray Nozzle
Commercial | Com ¦ CEE Tier 2/Energy Star Clothes Washers | 2030 | Technical | GWh | Before Competition Groups | 1.1159 | 0 | 0 | 20576.0257 | 5.4233e-05 | 89 | Commercial_2030_Technical_GWh_Before Competition Groups_89 | CEE Tier 2/Energy Star Clothes Washers | 0.005423% | 0 | 1.1159 | Commercial_2030_Technical_GWh_Before Competition Groups_CEE Tier 2/Energy Star Clothes Washers
Commercial | Com ¦ Low Flow Pre-Rinse Spray Nozzle | 2030 | Economic | GWh | Before Competition Groups | 0.76074 | 0 | 0 | 14077.5177 | 5.4039e-05 | 64 | Commercial_2030_Economic_GWh_Before Competition Groups_64 | Low Flow Pre-Rinse Spray Nozzle | 0.005404% | 0 | 0.76074 | Commercial_2030_Economic_GWh_Before Competition Groups_Low Flow Pre-Rinse Spray Nozzle
Commercial | COM ¦ Ductless Mini-Split Heat Pumps | 2030 | Achievable | GWh | Before Competition Groups | 0.37801 | 0 | 0 | 7024.1794 | 5.3816e-05 | 59 | Commercial_2030_Achievable_GWh_Before Competition Groups_59 | Ductless Mini-Split Heat Pumps | 0.005382% | 0 | 0.37801 | Commercial_2030_Achievable_GWh_Before Competition Groups_Ductless Mini-Split Heat Pumps
Commercial | COM ¦ Ductless Mini-Split Heat Pumps | 2030 | Technical | GWh | Before Competition Groups | 0.88128 | 0 | 0 | 20576.0257 | 4.2831e-05 | 90 | Commercial_2030_Technical_GWh_Before Competition Groups_90 | Ductless Mini-Split Heat Pumps | 0.004283% | 0 | 0.88128 | Commercial_2030_Technical_GWh_Before Competition Groups_Ductless Mini-Split Heat Pumps
Commercial | Com ¦ Solar Electric Water Heater (50 Gallon) | 2030 | Technical | GWh | Before Competition Groups | 0.85473 | 0 | 0 | 20576.0257 | 4.154e-05 | 91 | Commercial_2030_Technical_GWh_Before Competition Groups_91 | Solar Electric Water Heater (50 Gallon) | 0.004154% | 0 | 0.85473 | Commercial_2030_Technical_GWh_Before Competition Groups_Solar Electric Water Heater (50 Gallon)
Commercial | Com ¦ HVAC Optimization | 2030 | Technical | GWh | Before Competition Groups | 0.79307 | 0 | 0 | 20576.0257 | 3.8543e-05 | 92 | Commercial_2030_Technical_GWh_Before Competition Groups_92 | HVAC Optimization | 0.003854% | 0 | 0.79307 | Commercial_2030_Technical_GWh_Before Competition Groups_HVAC Optimization
Commercial | Com ¦ Low Flow Pre-Rinse Spray Nozzle | 2030 | Technical | GWh | Before Competition Groups | 0.76074 | 0 | 0 | 20576.0257 | 3.6972e-05 | 93 | Commercial_2030_Technical_GWh_Before Competition Groups_93 | Low Flow Pre-Rinse Spray Nozzle | 0.003697% | 0 | 0.76074 | Commercial_2030_Technical_GWh_Before Competition Groups_Low Flow Pre-Rinse Spray Nozzle
Commercial | Com ¦ HVAC Optimization | 2030 | Achievable | GWh | Before Competition Groups | 0.25879 | 0 | 0 | 7024.1794 | 3.6843e-05 | 60 | Commercial_2030_Achievable_GWh_Before Competition Groups_60 | HVAC Optimization | 0.003684% | 0 | 0.25879 | Commercial_2030_Achievable_GWh_Before Competition Groups_HVAC Optimization
Commercial | Com ¦ HVAC Optimization | 2030 | Economic | GWh | Before Competition Groups | 0.48002 | 0 | 0 | 14077.5177 | 3.4098e-05 | 65 | Commercial_2030_Economic_GWh_Before Competition Groups_65 | HVAC Optimization | 0.00341% | 0 | 0.48002 | Commercial_2030_Economic_GWh_Before Competition Groups_HVAC Optimization
Commercial | Com ¦ Commercial Hot Food Holding Cabinets | 2030 | Economic | GWh | Before Competition Groups | 0.4258 | 0 | 0 | 14077.5177 | 3.0247e-05 | 66 | Commercial_2030_Economic_GWh_Before Competition Groups_66 | Commercial Hot Food Holding Cabinets | 0.003025% | 0 | 0.4258 | Commercial_2030_Economic_GWh_Before Competition Groups_Commercial Hot Food Holding Cabinets
Commercial | Com ¦ Commercial Hot Food Holding Cabinets | 2030 | Achievable | GWh | Before Competition Groups | 0.17459 | 0 | 0 | 7024.1794 | 2.4855e-05 | 61 | Commercial_2030_Achievable_GWh_Before Competition Groups_61 | Commercial Hot Food Holding Cabinets | 0.002486% | 0 | 0.17459 | Commercial_2030_Achievable_GWh_Before Competition Groups_Commercial Hot Food Holding Cabinets
Commercial | Com ¦ LED RECESSED DOWNLIGHTS | 2030 | Economic | GWh | Before Competition Groups | 0.34642 | 0 | 0 | 14077.5177 | 2.4608e-05 | 67 | Commercial_2030_Economic_GWh_Before Competition Groups_67 | LED RECESSED DOWNLIGHTS | 0.002461% | 0 | 0.34642 | Commercial_2030_Economic_GWh_Before Competition Groups_LED RECESSED DOWNLIGHTS
Commercial | Com ¦ High Efficiency Chiller (avg of water and air cooled) | 2030 | Technical | GWh | Before Competition Groups | 0.38017 | 0 | 0 | 20576.0257 | 1.8477e-05 | 94 | Commercial_2030_Technical_GWh_Before Competition Groups_94 | High Efficiency Chiller (avg of water and air cooled) | 0.001848% | 0 | 0.38017 | Commercial_2030_Technical_GWh_Before Competition Groups_High Efficiency Chiller (avg of water and air cooled)
Commercial | Com ¦ High Efficiency Small Instantaneous Water Heater | 2030 | Achievable | GWh | Before Competition Groups | 0.12853 | 0 | 0 | 7024.1794 | 1.8299e-05 | 62 | Commercial_2030_Achievable_GWh_Before Competition Groups_62 | High Efficiency Small Instantaneous Water Heater | 0.00183% | 0 | 0.12853 | Commercial_2030_Achievable_GWh_Before Competition Groups_High Efficiency Small Instantaneous Water Heater
Commercial | Com ¦ Wall Insulation | 2030 | Achievable | GWh | Before Competition Groups | 0.1188 | 0 | 0 | 7024.1794 | 1.6913e-05 | 63 | Commercial_2030_Achievable_GWh_Before Competition Groups_63 | Wall Insulation | 0.001691% | 0 | 0.1188 | Commercial_2030_Achievable_GWh_Before Competition Groups_Wall Insulation
Commercial | Com ¦ LED RECESSED DOWNLIGHTS | 2030 | Achievable | GWh | Before Competition Groups | 0.11095 | 0 | 0 | 7024.1794 | 1.5796e-05 | 64 | Commercial_2030_Achievable_GWh_Before Competition Groups_64 | LED RECESSED DOWNLIGHTS | 0.00158% | 0 | 0.11095 | Commercial_2030_Achievable_GWh_Before Competition Groups_LED RECESSED DOWNLIGHTS
Commercial | Com ¦ Wall Insulation | 2030 | Economic | GWh | Before Competition Groups | 0.19445 | 0 | 0 | 14077.5177 | 1.3813e-05 | 68 | Commercial_2030_Economic_GWh_Before Competition Groups_68 | Wall Insulation | 0.001381% | 0 | 0.19445 | Commercial_2030_Economic_GWh_Before Competition Groups_Wall Insulation
Commercial | Com ¦ EC Plug Fan for Data Center (under cabinet) | 2030 | Technical | GWh | Before Competition Groups | 0.22686 | 0 | 0 | 20576.0257 | 1.1025e-05 | 95 | Commercial_2030_Technical_GWh_Before Competition Groups_95 | EC Plug Fan for Data Center (under cabinet) | 0.001103% | 0 | 0.22686 | Commercial_2030_Technical_GWh_Before Competition Groups_EC Plug Fan for Data Center (under cabinet)
Commercial | Com ¦ Energy Recovery Ventilation and Ventilation (Enhanced) | 2030 | Achievable | GWh | Before Competition Groups | 0.061345 | 0 | 0 | 7024.1794 | 8.7334e-06 | 65 | Commercial_2030_Achievable_GWh_Before Competition Groups_65 | Energy Recovery Ventilation and Ventilation (Enhanced) | 0.0008733% | 0 | 0.061345 | Commercial_2030_Achievable_GWh_Before Competition Groups_Energy Recovery Ventilation and Ventilation (Enhanced)
Commercial | Com ¦ eCube | 2030 | Technical | GWh | Before Competition Groups | 0.14389 | 0 | 0 | 20576.0257 | 6.9929e-06 | 96 | Commercial_2030_Technical_GWh_Before Competition Groups_96 | eCube | 0.0006993% | 0 | 0.14389 | Commercial_2030_Technical_GWh_Before Competition Groups_eCube
Commercial | Com ¦ Air Curtains | 2030 | Achievable | GWh | Before Competition Groups | 0.030574 | 0 | 0 | 7024.1794 | 4.3527e-06 | 66 | Commercial_2030_Achievable_GWh_Before Competition Groups_66 | Air Curtains | 0.0004353% | 0 | 0.030574 | Commercial_2030_Achievable_GWh_Before Competition Groups_Air Curtains
Commercial | Com ¦ Air Curtains | 2030 | Economic | GWh | Before Competition Groups | 0.052398 | 0 | 0 | 14077.5177 | 3.7221e-06 | 69 | Commercial_2030_Economic_GWh_Before Competition Groups_69 | Air Curtains | 0.0003722% | 0 | 0.052398 | Commercial_2030_Economic_GWh_Before Competition Groups_Air Curtains
Commercial | Com ¦ Exterior Photocell | 2030 | Technical | GWh | Before Competition Groups | 0.071464 | 0 | 0 | 20576.0257 | 3.4731e-06 | 97 | Commercial_2030_Technical_GWh_Before Competition Groups_97 | Exterior Photocell | 0.0003473% | 0 | 0.071464 | Commercial_2030_Technical_GWh_Before Competition Groups_Exterior Photocell
Commercial | Com ¦ Room AC (w/ louvered sides) 14 SEER from 12 SEER code | 2030 | Achievable | GWh | Before Competition Groups | 0.020798 | 0 | 0 | 7024.1794 | 2.961e-06 | 67 | Commercial_2030_Achievable_GWh_Before Competition Groups_67 | Room AC (w/ louvered sides) 14 SEER from 12 SEER code | 0.0002961% | 0 | 0.020798 | Commercial_2030_Achievable_GWh_Before Competition Groups_Room AC (w/ louvered sides) 14 SEER from 12 SEER code
Commercial | Com ¦ EC Plug Fan for Data Center (under cabinet) | 2030 | Economic | GWh | Before Competition Groups | 0.041453 | 0 | 0 | 14077.5177 | 2.9446e-06 | 70 | Commercial_2030_Economic_GWh_Before Competition Groups_70 | EC Plug Fan for Data Center (under cabinet) | 0.0002945% | 0 | 0.041453 | Commercial_2030_Economic_GWh_Before Competition Groups_EC Plug Fan for Data Center (under cabinet)
Commercial | Com ¦ VSD Air Compressor | 2030 | Achievable | GWh | Before Competition Groups | 0.018823 | 0 | 0 | 7024.1794 | 2.6797e-06 | 68 | Commercial_2030_Achievable_GWh_Before Competition Groups_68 | VSD Air Compressor | 0.000268% | 0 | 0.018823 | Commercial_2030_Achievable_GWh_Before Competition Groups_VSD Air Compressor
Commercial | Com ¦ Air Curtains | 2030 | Technical | GWh | Before Competition Groups | 0.052398 | 0 | 0 | 20576.0257 | 2.5465e-06 | 98 | Commercial_2030_Technical_GWh_Before Competition Groups_98 | Air Curtains | 0.0002547% | 0 | 0.052398 | Commercial_2030_Technical_GWh_Before Competition Groups_Air Curtains
Commercial | Com ¦ Room AC (w/ louvered sides) 14 SEER from 12 SEER code | 2030 | Economic | GWh | Before Competition Groups | 0.035083 | 0 | 0 | 14077.5177 | 2.4921e-06 | 71 | Commercial_2030_Economic_GWh_Before Competition Groups_71 | Room AC (w/ louvered sides) 14 SEER from 12 SEER code | 0.0002492% | 0 | 0.035083 | Commercial_2030_Economic_GWh_Before Competition Groups_Room AC (w/ louvered sides) 14 SEER from 12 SEER code
Commercial | Com ¦ VSD Air Compressor | 2030 | Economic | GWh | Before Competition Groups | 0.033305 | 0 | 0 | 14077.5177 | 2.3659e-06 | 72 | Commercial_2030_Economic_GWh_Before Competition Groups_72 | VSD Air Compressor | 0.0002366% | 0 | 0.033305 | Commercial_2030_Economic_GWh_Before Competition Groups_VSD Air Compressor
Commercial | Com ¦ EC Plug Fan for Data Center (under cabinet) | 2030 | Achievable | GWh | Before Competition Groups | 0.012285 | 0 | 0 | 7024.1794 | 1.7489e-06 | 69 | Commercial_2030_Achievable_GWh_Before Competition Groups_69 | EC Plug Fan for Data Center (under cabinet) | 0.0001749% | 0 | 0.012285 | Commercial_2030_Achievable_GWh_Before Competition Groups_EC Plug Fan for Data Center (under cabinet)
Commercial | Com ¦ VSD Air Compressor | 2030 | Technical | GWh | Before Competition Groups | 0.033305 | 0 | 0 | 20576.0257 | 1.6187e-06 | 99 | Commercial_2030_Technical_GWh_Before Competition Groups_99 | VSD Air Compressor | 0.0001619% | 0 | 0.033305 | Commercial_2030_Technical_GWh_Before Competition Groups_VSD Air Compressor
Commercial | Com ¦ High Efficiency Chiller (avg of water and air cooled) | 2030 | Achievable | GWh | Before Competition Groups | 0.0099463 | 0 | 0 | 7024.1794 | 1.416e-06 | 70 | Commercial_2030_Achievable_GWh_Before Competition Groups_70 | High Efficiency Chiller (avg of water and air cooled) | 0.0001416% | 0 | 0.0099463 | Commercial_2030_Achievable_GWh_Before Competition Groups_High Efficiency Chiller (avg of water and air cooled)
Commercial | Com ¦ High Efficiency Chiller (avg of water and air cooled) | 2030 | Economic | GWh | Before Competition Groups | 0.016055 | 0 | 0 | 14077.5177 | 1.1405e-06 | 73 | Commercial_2030_Economic_GWh_Before Competition Groups_73 | High Efficiency Chiller (avg of water and air cooled) | 0.000114% | 0 | 0.016055 | Commercial_2030_Economic_GWh_Before Competition Groups_High Efficiency Chiller (avg of water and air cooled)
Commercial | Com ¦ High Efficiency Induction Cooking | 2030 | Technical | GWh | Before Competition Groups | 0.0073832 | 0 | 0 | 20576.0257 | 3.5883e-07 | 100 | Commercial_2030_Technical_GWh_Before Competition Groups_100 | High Efficiency Induction Cooking | 3.588e-05% | 0 | 0.0073832 | Commercial_2030_Technical_GWh_Before Competition Groups_High Efficiency Induction Cooking
Commercial | Com ¦ Electric Convection Combination Ovens | 2030 | Achievable | GWh | Before Competition Groups | 0.0019576 | 0 | 0 | 7024.1794 | 2.7869e-07 | 71 | Commercial_2030_Achievable_GWh_Before Competition Groups_71 | Electric Convection Combination Ovens | 2.787e-05% | 0 | 0.0019576 | Commercial_2030_Achievable_GWh_Before Competition Groups_Electric Convection Combination Ovens
Commercial | Com ¦ Electric Convection Combination Ovens | 2030 | Economic | GWh | Before Competition Groups | 0.0027004 | 0 | 0 | 14077.5177 | 1.9182e-07 | 74 | Commercial_2030_Economic_GWh_Before Competition Groups_74 | Electric Convection Combination Ovens | 1.918e-05% | 0 | 0.0027004 | Commercial_2030_Economic_GWh_Before Competition Groups_Electric Convection Combination Ovens
Commercial | Com ¦ Electric Convection Combination Ovens | 2030 | Technical | GWh | Before Competition Groups | 0.0027004 | 0 | 0 | 20576.0257 | 1.3124e-07 | 101 | Commercial_2030_Technical_GWh_Before Competition Groups_101 | Electric Convection Combination Ovens | 1.312e-05% | 0 | 0.0027004 | Commercial_2030_Technical_GWh_Before Competition Groups_Electric Convection Combination Ovens
Commercial | Com ¦ LLLC - Low Impact Application | 2030 | Achievable | GWh | Before Competition Groups | 5.4726e-19 | 0 | 0 | 7024.1794 | 7.7911e-23 | 72 | Commercial_2030_Achievable_GWh_Before Competition Groups_72 | LLLC - Low Impact Application | 7.791e-21% | 0 | 5.4726e-19 | Commercial_2030_Achievable_GWh_Before Competition Groups_LLLC - Low Impact Application
Commercial | Com ¦ LLLC - High Impact Application | 2030 | Achievable | GWh | Before Competition Groups | 2.4274e-19 | 0 | 0 | 7024.1794 | 3.4558e-23 | 73 | Commercial_2030_Achievable_GWh_Before Competition Groups_73 | LLLC - High Impact Application | 3.456e-21% | 0 | 2.4274e-19 | Commercial_2030_Achievable_GWh_Before Competition Groups_LLLC - High Impact Application
Commercial | Com ¦ Networked/Connected - High Impact Application | 2030 | Achievable | GWh | Before Competition Groups | 2.8407e-21 | 0 | 0 | 7024.1794 | 4.0442e-25 | 74 | Commercial_2030_Achievable_GWh_Before Competition Groups_74 | Networked/Connected - High Impact Application | 4.044e-23% | 0 | 2.8407e-21 | Commercial_2030_Achievable_GWh_Before Competition Groups_Networked/Connected - High Impact Application
Commercial | Com ¦ Networked/Connected - Low Impact Application | 2030 | Achievable | GWh | Before Competition Groups | 1.7166e-21 | 0 | 0 | 7024.1794 | 2.4439e-25 | 75 | Commercial_2030_Achievable_GWh_Before Competition Groups_75 | Networked/Connected - Low Impact Application | 2.444e-23% | 0 | 1.7166e-21 | Commercial_2030_Achievable_GWh_Before Competition Groups_Networked/Connected - Low Impact Application
Commercial | Com ¦ Door Gasket Freezer/Refrigerator | 2030 | Achievable | GWh | Before Competition Groups | 0 | 0 | 0 | 7024.1794 | 0 | 76 | Commercial_2030_Achievable_GWh_Before Competition Groups_76 | Door Gasket Freezer/Refrigerator | 0% | 0 | 0 | Commercial_2030_Achievable_GWh_Before Competition Groups_Door Gasket Freezer/Refrigerator
Commercial | Com ¦ Door Gasket Freezer/Refrigerator | 2030 | Economic | GWh | Before Competition Groups | 0 | 0 | 0 | 14077.5177 | 0 | 75 | Commercial_2030_Economic_GWh_Before Competition Groups_75 | Door Gasket Freezer/Refrigerator | 0% | 0 | 0 | Commercial_2030_Economic_GWh_Before Competition Groups_Door Gasket Freezer/Refrigerator
Commercial | Com ¦ Efficient compressor motor | 2030 | Achievable | GWh | Before Competition Groups | 0 | 0 | 0 | 7024.1794 | 0 | 77 | Commercial_2030_Achievable_GWh_Before Competition Groups_77 | Efficient compressor motor | 0% | 0 | 0 | Commercial_2030_Achievable_GWh_Before Competition Groups_Efficient compressor motor
Commercial | Com ¦ Efficient compressor motor | 2030 | Economic | GWh | Before Competition Groups | 0 | 0 | 0 | 14077.5177 | 0 | 76 | Commercial_2030_Economic_GWh_Before Competition Groups_76 | Efficient compressor motor | 0% | 0 | 0 | Commercial_2030_Economic_GWh_Before Competition Groups_Efficient compressor motor
Commercial | Com ¦ ENERGY STAR FREEZER | 2030 | Achievable | GWh | Before Competition Groups | 0 | 0 | 0 | 7024.1794 | 0 | 78 | Commercial_2030_Achievable_GWh_Before Competition Groups_78 | ENERGY STAR FREEZER | 0% | 0 | 0 | Commercial_2030_Achievable_GWh_Before Competition Groups_ENERGY STAR FREEZER
Commercial | Com ¦ ENERGY STAR FREEZER | 2030 | Economic | GWh | Before Competition Groups | 0 | 0 | 0 | 14077.5177 | 0 | 77 | Commercial_2030_Economic_GWh_Before Competition Groups_77 | ENERGY STAR FREEZER | 0% | 0 | 0 | Commercial_2030_Economic_GWh_Before Competition Groups_ENERGY STAR FREEZER
Commercial | Com ¦ Ground Source Heat Pump | 2030 | Achievable | GWh | Before Competition Groups | 0 | 0 | 0 | 7024.1794 | 0 | 79 | Commercial_2030_Achievable_GWh_Before Competition Groups_79 | Ground Source Heat Pump | 0% | 0 | 0 | Commercial_2030_Achievable_GWh_Before Competition Groups_Ground Source Heat Pump
Commercial | Com ¦ Ground Source Heat Pump | 2030 | Economic | GWh | Before Competition Groups | 0 | 0 | 0 | 14077.5177 | 0 | 78 | Commercial_2030_Economic_GWh_Before Competition Groups_78 | Ground Source Heat Pump | 0% | 0 | 0 | Commercial_2030_Economic_GWh_Before Competition Groups_Ground Source Heat Pump
Commercial | Com ¦ High R-Value Glass Doors/no-heat glass door | 2030 | Achievable | GWh | Before Competition Groups | 0 | 0 | 0 | 7024.1794 | 0 | 80 | Commercial_2030_Achievable_GWh_Before Competition Groups_80 | High R-Value Glass Doors/no-heat glass door | 0% | 0 | 0 | Commercial_2030_Achievable_GWh_Before Competition Groups_High R-Value Glass Doors/no-heat glass door
Commercial | Com ¦ High R-Value Glass Doors/no-heat glass door | 2030 | Economic | GWh | Before Competition Groups | 0 | 0 | 0 | 14077.5177 | 0 | 79 | Commercial_2030_Economic_GWh_Before Competition Groups_79 | High R-Value Glass Doors/no-heat glass door | 0% | 0 | 0 | Commercial_2030_Economic_GWh_Before Competition Groups_High R-Value Glass Doors/no-heat glass door
Commercial | Com ¦ HOTEL OCCUPANCY CONTROLS (HVAC + LIGHTING) | 2030 | Achievable | GWh | Before Competition Groups | 0 | 0 | 0 | 7024.1794 | 0 | 81 | Commercial_2030_Achievable_GWh_Before Competition Groups_81 | HOTEL OCCUPANCY CONTROLS (HVAC + LIGHTING) | 0% | 0 | 0 | Commercial_2030_Achievable_GWh_Before Competition Groups_HOTEL OCCUPANCY CONTROLS (HVAC + LIGHTING)
Commercial | Com ¦ HOTEL OCCUPANCY CONTROLS (HVAC + LIGHTING) | 2030 | Economic | GWh | Before Competition Groups | 0 | 0 | 0 | 14077.5177 | 0 | 80 | Commercial_2030_Economic_GWh_Before Competition Groups_80 | HOTEL OCCUPANCY CONTROLS (HVAC + LIGHTING) | 0% | 0 | 0 | Commercial_2030_Economic_GWh_Before Competition Groups_HOTEL OCCUPANCY CONTROLS (HVAC + LIGHTING)
Commercial | Com ¦ Indoor Daylight Sensors/Photocell Dimming Control | 2030 | Achievable | GWh | Before Competition Groups | 0 | 0 | 0 | 7024.1794 | 0 | 82 | Commercial_2030_Achievable_GWh_Before Competition Groups_82 | Indoor Daylight Sensors/Photocell Dimming Control | 0% | 0 | 0 | Commercial_2030_Achievable_GWh_Before Competition Groups_Indoor Daylight Sensors/Photocell Dimming Control
Commercial | Com ¦ Indoor Daylight Sensors/Photocell Dimming Control | 2030 | Economic | GWh | Before Competition Groups | 0 | 0 | 0 | 14077.5177 | 0 | 81 | Commercial_2030_Economic_GWh_Before Competition Groups_81 | Indoor Daylight Sensors/Photocell Dimming Control | 0% | 0 | 0 | Commercial_2030_Economic_GWh_Before Competition Groups_Indoor Daylight Sensors/Photocell Dimming Control
Commercial | Com ¦ Notched V belts for HVAC Systems | 2030 | Achievable | GWh | Before Competition Groups | 0 | 0 | 0 | 7024.1794 | 0 | 83 | Commercial_2030_Achievable_GWh_Before Competition Groups_83 | Notched V belts for HVAC Systems | 0% | 0 | 0 | Commercial_2030_Achievable_GWh_Before Competition Groups_Notched V belts for HVAC Systems
Commercial | Com ¦ Notched V belts for HVAC Systems | 2030 | Economic | GWh | Before Competition Groups | 0 | 0 | 0 | 14077.5177 | 0 | 82 | Commercial_2030_Economic_GWh_Before Competition Groups_82 | Notched V belts for HVAC Systems | 0% | 0 | 0 | Commercial_2030_Economic_GWh_Before Competition Groups_Notched V belts for HVAC Systems
Commercial | Com ¦ Refrigeration Commissioning | 2030 | Achievable | GWh | Before Competition Groups | 0 | 0 | 0 | 7024.1794 | 0 | 84 | Commercial_2030_Achievable_GWh_Before Competition Groups_84 | Refrigeration Commissioning | 0% | 0 | 0 | Commercial_2030_Achievable_GWh_Before Competition Groups_Refrigeration Commissioning
Commercial | Com ¦ Refrigeration Commissioning | 2030 | Economic | GWh | Before Competition Groups | 0 | 0 | 0 | 14077.5177 | 0 | 83 | Commercial_2030_Economic_GWh_Before Competition Groups_83 | Refrigeration Commissioning | 0% | 0 | 0 | Commercial_2030_Economic_GWh_Before Competition Groups_Refrigeration Commissioning
Commercial | Com ¦ Roof Insulation/Ceiling Insulation (R25 Code to R35) | 2030 | Achievable | GWh | Before Competition Groups | 0 | 0 | 0 | 7024.1794 | 0 | 85 | Commercial_2030_Achievable_GWh_Before Competition Groups_85 | Roof Insulation/Ceiling Insulation (R25 Code to R35) | 0% | 0 | 0 | Commercial_2030_Achievable_GWh_Before Competition Groups_Roof Insulation/Ceiling Insulation (R25 Code to R35)
Commercial | Com ¦ Roof Insulation/Ceiling Insulation (R25 Code to R35) | 2030 | Economic | GWh | Before Competition Groups | 0 | 0 | 0 | 14077.5177 | 0 | 84 | Commercial_2030_Economic_GWh_Before Competition Groups_84 | Roof Insulation/Ceiling Insulation (R25 Code to R35) | 0% | 0 | 0 | Commercial_2030_Economic_GWh_Before Competition Groups_Roof Insulation/Ceiling Insulation (R25 Code to R35)
Commercial | Com ¦ Super-High Efficiency Furnaces (Emerging Tech) | 2030 | Achievable | GWh | Before Competition Groups | 0 | 0 | 0 | 7024.1794 | 0 | 86 | Commercial_2030_Achievable_GWh_Before Competition Groups_86 | Super-High Efficiency Furnaces (Emerging Tech) | 0% | 0 | 0 | Commercial_2030_Achievable_GWh_Before Competition Groups_Super-High Efficiency Furnaces (Emerging Tech)
Commercial | Com ¦ Super-High Efficiency Furnaces (Emerging Tech) | 2030 | Economic | GWh | Before Competition Groups | 0 | 0 | 0 | 14077.5177 | 0 | 85 | Commercial_2030_Economic_GWh_Before Competition Groups_85 | Super-High Efficiency Furnaces (Emerging Tech) | 0% | 0 | 0 | Commercial_2030_Economic_GWh_Before Competition Groups_Super-High Efficiency Furnaces (Emerging Tech)
Commercial | Com ¦ SYNCHRONOUS BELT | 2030 | Achievable | GWh | Before Competition Groups | 0 | 0 | 0 | 7024.1794 | 0 | 87 | Commercial_2030_Achievable_GWh_Before Competition Groups_87 | SYNCHRONOUS BELT | 0% | 0 | 0 | Commercial_2030_Achievable_GWh_Before Competition Groups_SYNCHRONOUS BELT
Commercial | Com ¦ SYNCHRONOUS BELT | 2030 | Economic | GWh | Before Competition Groups | 0 | 0 | 0 | 14077.5177 | 0 | 86 | Commercial_2030_Economic_GWh_Before Competition Groups_86 | SYNCHRONOUS BELT | 0% | 0 | 0 | Commercial_2030_Economic_GWh_Before Competition Groups_SYNCHRONOUS BELT
Commercial | Com ¦ Variable Refrigerant Flow Heat Pump | 2030 | Achievable | GWh | Before Competition Groups | 0 | 0 | 0 | 7024.1794 | 0 | 88 | Commercial_2030_Achievable_GWh_Before Competition Groups_88 | Variable Refrigerant Flow Heat Pump | 0% | 0 | 0 | Commercial_2030_Achievable_GWh_Before Competition Groups_Variable Refrigerant Flow Heat Pump
Commercial | Com ¦ Variable Refrigerant Flow Heat Pump | 2030 | Economic | GWh | Before Competition Groups | 0 | 0 | 0 | 14077.5177 | 0 | 87 | Commercial_2030_Economic_GWh_Before Competition Groups_87 | Variable Refrigerant Flow Heat Pump | 0% | 0 | 0 | Commercial_2030_Economic_GWh_Before Competition Groups_Variable Refrigerant Flow Heat Pump
Commercial | Com ¦ Building Recommissioning, Operations and Maintenance (O&M) Improvements | 2031 | Economic | GWh | Before Competition Groups | 2297.3263 | 0 | 0 | 14732.192 | 0.15594 | 1 | Commercial_2031_Economic_GWh_Before Competition Groups_1 | Building Recommissioning, Operations and Maintenance (O&M) Improvements | 15.59% | 0 | 2297.3263 | Commercial_2031_Economic_GWh_Before Competition Groups_Building Recommissioning, Operations and Maintenance (O&M) Improvements
Commercial | Com ¦ Building Recommissioning, Operations and Maintenance (O&M) Improvements | 2031 | Technical | GWh | Before Competition Groups | 2297.3263 | 0 | 0 | 20763.5741 | 0.11064 | 1 | Commercial_2031_Technical_GWh_Before Competition Groups_1 | Building Recommissioning, Operations and Maintenance (O&M) Improvements | 11.06% | 0 | 2297.3263 | Commercial_2031_Technical_GWh_Before Competition Groups_Building Recommissioning, Operations and Maintenance (O&M) Improvements
Commercial | Com ¦ ENERGY STAR LED LAMPS (REFLECTOR LAMPs/MR16/PAR 16) | 2031 | Achievable | GWh | Before Competition Groups | 833.9914 | 0 | 0 | 7894.5392 | 0.10564 | 1 | Commercial_2031_Achievable_GWh_Before Competition Groups_1 | ENERGY STAR LED LAMPS (REFLECTOR LAMPs/MR16/PAR 16) | 10.56% | 0 | 833.9914 | Commercial_2031_Achievable_GWh_Before Competition Groups_ENERGY STAR LED LAMPS (REFLECTOR LAMPs/MR16/PAR 16)
Commercial | Com ¦ LED Low/High Bay | 2031 | Achievable | GWh | Before Competition Groups | 807.06 | 0 | 0 | 7894.5392 | 0.10223 | 2 | Commercial_2031_Achievable_GWh_Before Competition Groups_2 | LED Low/High Bay | 10.22% | 0 | 807.06 | Commercial_2031_Achievable_GWh_Before Competition Groups_LED Low/High Bay
Commercial | Com ¦ LED Troffer/Surface/Suspended | 2031 | Achievable | GWh | Before Competition Groups | 757.7774 | 0 | 0 | 7894.5392 | 0.095988 | 3 | Commercial_2031_Achievable_GWh_Before Competition Groups_3 | LED Troffer/Surface/Suspended | 9.599% | 0 | 757.7774 | Commercial_2031_Achievable_GWh_Before Competition Groups_LED Troffer/Surface/Suspended
Commercial | Com ¦ LED Low/High Bay | 2031 | Economic | GWh | Before Competition Groups | 1386.3498 | 0 | 0 | 14732.192 | 0.094103 | 2 | Commercial_2031_Economic_GWh_Before Competition Groups_2 | LED Low/High Bay | 9.41% | 0 | 1386.3498 | Commercial_2031_Economic_GWh_Before Competition Groups_LED Low/High Bay
Commercial | Com ¦ LED Troffer/Surface/Suspended | 2031 | Economic | GWh | Before Competition Groups | 1111.8282 | 0 | 0 | 14732.192 | 0.075469 | 3 | Commercial_2031_Economic_GWh_Before Competition Groups_3 | LED Troffer/Surface/Suspended | 7.547% | 0 | 1111.8282 | Commercial_2031_Economic_GWh_Before Competition Groups_LED Troffer/Surface/Suspended
Commercial | Com ¦ ENERGY STAR LED LAMPS (REFLECTOR LAMPs/MR16/PAR 16) | 2031 | Economic | GWh | Before Competition Groups | 1012.5512 | 0 | 0 | 14732.192 | 0.068731 | 4 | Commercial_2031_Economic_GWh_Before Competition Groups_4 | ENERGY STAR LED LAMPS (REFLECTOR LAMPs/MR16/PAR 16) | 6.873% | 0 | 1012.5512 | Commercial_2031_Economic_GWh_Before Competition Groups_ENERGY STAR LED LAMPS (REFLECTOR LAMPs/MR16/PAR 16)
Commercial | Com ¦ LED Low/High Bay | 2031 | Technical | GWh | Before Competition Groups | 1386.3498 | 0 | 0 | 20763.5741 | 0.066768 | 2 | Commercial_2031_Technical_GWh_Before Competition Groups_2 | LED Low/High Bay | 6.677% | 0 | 1386.3498 | Commercial_2031_Technical_GWh_Before Competition Groups_LED Low/High Bay
Commercial | Com ¦ Education and Capacity Building/Energy Behavior | 2031 | Achievable | GWh | Before Competition Groups | 509.2859 | 0 | 0 | 7894.5392 | 0.064511 | 4 | Commercial_2031_Achievable_GWh_Before Competition Groups_4 | Education and Capacity Building/Energy Behavior | 6.451% | 0 | 509.2859 | Commercial_2031_Achievable_GWh_Before Competition Groups_Education and Capacity Building/Energy Behavior
Commercial | Com ¦ Building Recommissioning, Operations and Maintenance (O&M) Improvements | 2031 | Achievable | GWh | Before Competition Groups | 486.0768 | 0 | 0 | 7894.5392 | 0.061571 | 5 | Commercial_2031_Achievable_GWh_Before Competition Groups_5 | Building Recommissioning, Operations and Maintenance (O&M) Improvements | 6.157% | 0 | 486.0768 | Commercial_2031_Achievable_GWh_Before Competition Groups_Building Recommissioning, Operations and Maintenance (O&M) Improvements
Commercial | Com ¦ LED EXTERIOR AREA LIGHTS - LED fixture (200W) | 2031 | Achievable | GWh | Before Competition Groups | 482.5633 | 0 | 0 | 7894.5392 | 0.061126 | 6 | Commercial_2031_Achievable_GWh_Before Competition Groups_6 | LED EXTERIOR AREA LIGHTS - LED fixture (200W) | 6.113% | 0 | 482.5633 | Commercial_2031_Achievable_GWh_Before Competition Groups_LED EXTERIOR AREA LIGHTS - LED fixture (200W)
Commercial | Com ¦ LED parking lot fixture | 2031 | Achievable | GWh | Before Competition Groups | 463.9425 | 0 | 0 | 7894.5392 | 0.058768 | 7 | Commercial_2031_Achievable_GWh_Before Competition Groups_7 | LED parking lot fixture | 5.877% | 0 | 463.9425 | Commercial_2031_Achievable_GWh_Before Competition Groups_LED parking lot fixture
Commercial | Com ¦ Central Lighting Control System | 2031 | Technical | GWh | Before Competition Groups | 1211.9634 | 0 | 0 | 20763.5741 | 0.05837 | 3 | Commercial_2031_Technical_GWh_Before Competition Groups_3 | Central Lighting Control System | 5.837% | 0 | 1211.9634 | Commercial_2031_Technical_GWh_Before Competition Groups_Central Lighting Control System
Commercial | Com ¦ Education and Capacity Building/Energy Behavior | 2031 | Economic | GWh | Before Competition Groups | 857.1887 | 0 | 0 | 14732.192 | 0.058185 | 5 | Commercial_2031_Economic_GWh_Before Competition Groups_5 | Education and Capacity Building/Energy Behavior | 5.818% | 0 | 857.1887 | Commercial_2031_Economic_GWh_Before Competition Groups_Education and Capacity Building/Energy Behavior
Commercial | Com ¦ Furnace Tune-Up | 2031 | Achievable | GWh | Before Competition Groups | 437.4549 | 0 | 0 | 7894.5392 | 0.055412 | 8 | Commercial_2031_Achievable_GWh_Before Competition Groups_8 | Furnace Tune-Up | 5.541% | 0 | 437.4549 | Commercial_2031_Achievable_GWh_Before Competition Groups_Furnace Tune-Up
Commercial | Com ¦ LED Troffer/Surface/Suspended | 2031 | Technical | GWh | Before Competition Groups | 1111.8282 | 0 | 0 | 20763.5741 | 0.053547 | 4 | Commercial_2031_Technical_GWh_Before Competition Groups_4 | LED Troffer/Surface/Suspended | 5.355% | 0 | 1111.8282 | Commercial_2031_Technical_GWh_Before Competition Groups_LED Troffer/Surface/Suspended
Commercial | Com ¦ LLLC - High Impact Application | 2031 | Economic | GWh | Before Competition Groups | 755.127 | 0 | 0 | 14732.192 | 0.051257 | 6 | Commercial_2031_Economic_GWh_Before Competition Groups_6 | LLLC - High Impact Application | 5.126% | 0 | 755.127 | Commercial_2031_Economic_GWh_Before Competition Groups_LLLC - High Impact Application
Commercial | Com ¦ ENERGY STAR LED LAMPS (REFLECTOR LAMPs/MR16/PAR 16) | 2031 | Technical | GWh | Before Competition Groups | 1039.7026 | 0 | 0 | 20763.5741 | 0.050073 | 5 | Commercial_2031_Technical_GWh_Before Competition Groups_5 | ENERGY STAR LED LAMPS (REFLECTOR LAMPs/MR16/PAR 16) | 5.007% | 0 | 1039.7026 | Commercial_2031_Technical_GWh_Before Competition Groups_ENERGY STAR LED LAMPS (REFLECTOR LAMPs/MR16/PAR 16)
Commercial | Com ¦ LED Replacement Lamp (Tube) | 2031 | Achievable | GWh | Before Competition Groups | 381.0791 | 0 | 0 | 7894.5392 | 0.048271 | 9 | Commercial_2031_Achievable_GWh_Before Competition Groups_9 | LED Replacement Lamp (Tube) | 4.827% | 0 | 381.0791 | Commercial_2031_Achievable_GWh_Before Competition Groups_LED Replacement Lamp (Tube)
Commercial | Com ¦ LLLC - Low Impact Application | 2031 | Technical | GWh | Before Competition Groups | 957.8964 | 0 | 0 | 20763.5741 | 0.046134 | 6 | Commercial_2031_Technical_GWh_Before Competition Groups_6 | LLLC - Low Impact Application | 4.613% | 0 | 957.8964 | Commercial_2031_Technical_GWh_Before Competition Groups_LLLC - Low Impact Application
Commercial | Com ¦ LLLC - High Impact Application | 2031 | Technical | GWh | Before Competition Groups | 951.9455 | 0 | 0 | 20763.5741 | 0.045847 | 7 | Commercial_2031_Technical_GWh_Before Competition Groups_7 | LLLC - High Impact Application | 4.585% | 0 | 951.9455 | Commercial_2031_Technical_GWh_Before Competition Groups_LLLC - High Impact Application
Commercial | Com ¦ LED EXTERIOR AREA LIGHTS - LED fixture (200W) | 2031 | Economic | GWh | Before Competition Groups | 616.3132 | 0 | 0 | 14732.192 | 0.041834 | 7 | Commercial_2031_Economic_GWh_Before Competition Groups_7 | LED EXTERIOR AREA LIGHTS - LED fixture (200W) | 4.183% | 0 | 616.3132 | Commercial_2031_Economic_GWh_Before Competition Groups_LED EXTERIOR AREA LIGHTS - LED fixture (200W)
Commercial | Com ¦ Networked/Connected - High Impact Application | 2031 | Technical | GWh | Before Competition Groups | 860.4168 | 0 | 0 | 20763.5741 | 0.041439 | 8 | Commercial_2031_Technical_GWh_Before Competition Groups_8 | Networked/Connected - High Impact Application | 4.144% | 0 | 860.4168 | Commercial_2031_Technical_GWh_Before Competition Groups_Networked/Connected - High Impact Application
Commercial | Com ¦ Education and Capacity Building/Energy Behavior | 2031 | Technical | GWh | Before Competition Groups | 857.1887 | 0 | 0 | 20763.5741 | 0.041283 | 9 | Commercial_2031_Technical_GWh_Before Competition Groups_9 | Education and Capacity Building/Energy Behavior | 4.128% | 0 | 857.1887 | Commercial_2031_Technical_GWh_Before Competition Groups_Education and Capacity Building/Energy Behavior
Commercial | Com ¦ Furnace Tune-Up | 2031 | Economic | GWh | Before Competition Groups | 607.9371 | 0 | 0 | 14732.192 | 0.041266 | 8 | Commercial_2031_Economic_GWh_Before Competition Groups_8 | Furnace Tune-Up | 4.127% | 0 | 607.9371 | Commercial_2031_Economic_GWh_Before Competition Groups_Furnace Tune-Up
Commercial | Com ¦ LED parking lot fixture | 2031 | Economic | GWh | Before Competition Groups | 589.3652 | 0 | 0 | 14732.192 | 0.040005 | 9 | Commercial_2031_Economic_GWh_Before Competition Groups_9 | LED parking lot fixture | 4.001% | 0 | 589.3652 | Commercial_2031_Economic_GWh_Before Competition Groups_LED parking lot fixture
Commercial | Com ¦ Networked/Connected - Low Impact Application | 2031 | Technical | GWh | Before Competition Groups | 823.5917 | 0 | 0 | 20763.5741 | 0.039665 | 10 | Commercial_2031_Technical_GWh_Before Competition Groups_10 | Networked/Connected - Low Impact Application | 3.967% | 0 | 823.5917 | Commercial_2031_Technical_GWh_Before Competition Groups_Networked/Connected - Low Impact Application
Commercial | Com ¦ LED street light fixture | 2031 | Achievable | GWh | Before Competition Groups | 294.2653 | 0 | 0 | 7894.5392 | 0.037275 | 10 | Commercial_2031_Achievable_GWh_Before Competition Groups_10 | LED street light fixture | 3.727% | 0 | 294.2653 | Commercial_2031_Achievable_GWh_Before Competition Groups_LED street light fixture
Commercial | Com ¦ LED Replacement Lamp (Tube) | 2031 | Economic | GWh | Before Competition Groups | 469.8758 | 0 | 0 | 14732.192 | 0.031894 | 10 | Commercial_2031_Economic_GWh_Before Competition Groups_10 | LED Replacement Lamp (Tube) | 3.189% | 0 | 469.8758 | Commercial_2031_Economic_GWh_Before Competition Groups_LED Replacement Lamp (Tube)
Commercial | Com ¦ LED EXTERIOR AREA LIGHTS - LED fixture (200W) | 2031 | Technical | GWh | Before Competition Groups | 616.3132 | 0 | 0 | 20763.5741 | 0.029682 | 11 | Commercial_2031_Technical_GWh_Before Competition Groups_11 | LED EXTERIOR AREA LIGHTS - LED fixture (200W) | 2.968% | 0 | 616.3132 | Commercial_2031_Technical_GWh_Before Competition Groups_LED EXTERIOR AREA LIGHTS - LED fixture (200W)
Commercial | Com ¦ High Efficiency Air Source Heat Pump | 2031 | Economic | GWh | Before Competition Groups | 433.7574 | 0 | 0 | 14732.192 | 0.029443 | 11 | Commercial_2031_Economic_GWh_Before Competition Groups_11 | High Efficiency Air Source Heat Pump | 2.944% | 0 | 433.7574 | Commercial_2031_Economic_GWh_Before Competition Groups_High Efficiency Air Source Heat Pump
Commercial | Com ¦ Furnace Tune-Up | 2031 | Technical | GWh | Before Competition Groups | 607.9371 | 0 | 0 | 20763.5741 | 0.029279 | 12 | Commercial_2031_Technical_GWh_Before Competition Groups_12 | Furnace Tune-Up | 2.928% | 0 | 607.9371 | Commercial_2031_Technical_GWh_Before Competition Groups_Furnace Tune-Up
Commercial | Com ¦ LED parking lot fixture | 2031 | Technical | GWh | Before Competition Groups | 589.3652 | 0 | 0 | 20763.5741 | 0.028385 | 13 | Commercial_2031_Technical_GWh_Before Competition Groups_13 | LED parking lot fixture | 2.838% | 0 | 589.3652 | Commercial_2031_Technical_GWh_Before Competition Groups_LED parking lot fixture
Commercial | Com ¦ Data Center Storage/Server Virtualization | 2031 | Achievable | GWh | Before Competition Groups | 203.5574 | 0 | 0 | 7894.5392 | 0.025785 | 11 | Commercial_2031_Achievable_GWh_Before Competition Groups_11 | Data Center Storage/Server Virtualization | 2.578% | 0 | 203.5574 | Commercial_2031_Achievable_GWh_Before Competition Groups_Data Center Storage/Server Virtualization
Commercial | Com ¦ LED street light fixture | 2031 | Economic | GWh | Before Competition Groups | 378.7456 | 0 | 0 | 14732.192 | 0.025709 | 12 | Commercial_2031_Economic_GWh_Before Competition Groups_12 | LED street light fixture | 2.571% | 0 | 378.7456 | Commercial_2031_Economic_GWh_Before Competition Groups_LED street light fixture
Commercial | Com ¦ Advanced BAS/Controllers | 2031 | Economic | GWh | Before Competition Groups | 334.3044 | 0 | 0 | 14732.192 | 0.022692 | 13 | Commercial_2031_Economic_GWh_Before Competition Groups_13 | Advanced BAS/Controllers | 2.269% | 0 | 334.3044 | Commercial_2031_Economic_GWh_Before Competition Groups_Advanced BAS/Controllers
Commercial | Com ¦ LED Replacement Lamp (Tube) | 2031 | Technical | GWh | Before Competition Groups | 469.8758 | 0 | 0 | 20763.5741 | 0.02263 | 14 | Commercial_2031_Technical_GWh_Before Competition Groups_14 | LED Replacement Lamp (Tube) | 2.263% | 0 | 469.8758 | Commercial_2031_Technical_GWh_Before Competition Groups_LED Replacement Lamp (Tube)
Commercial | Com ¦ Smart Strip Plug Outlets | 2031 | Technical | GWh | Before Competition Groups | 457.7174 | 0 | 0 | 20763.5741 | 0.022044 | 15 | Commercial_2031_Technical_GWh_Before Competition Groups_15 | Smart Strip Plug Outlets | 2.204% | 0 | 457.7174 | Commercial_2031_Technical_GWh_Before Competition Groups_Smart Strip Plug Outlets
Commercial | Com ¦ LLLC - Low Impact Application | 2031 | Economic | GWh | Before Competition Groups | 321.6007 | 0 | 0 | 14732.192 | 0.02183 | 14 | Commercial_2031_Economic_GWh_Before Competition Groups_14 | LLLC - Low Impact Application | 2.183% | 0 | 321.6007 | Commercial_2031_Economic_GWh_Before Competition Groups_LLLC - Low Impact Application
Commercial | Com ¦ Strip Curtains | 2031 | Achievable | GWh | Before Competition Groups | 172.193 | 0 | 0 | 7894.5392 | 0.021812 | 12 | Commercial_2031_Achievable_GWh_Before Competition Groups_12 | Strip Curtains | 2.181% | 0 | 172.193 | Commercial_2031_Achievable_GWh_Before Competition Groups_Strip Curtains
Commercial | Com ¦ Variable Refrigerant Flow Heat Pump | 2031 | Technical | GWh | Before Competition Groups | 434.0864 | 0 | 0 | 20763.5741 | 0.020906 | 16 | Commercial_2031_Technical_GWh_Before Competition Groups_16 | Variable Refrigerant Flow Heat Pump | 2.091% | 0 | 434.0864 | Commercial_2031_Technical_GWh_Before Competition Groups_Variable Refrigerant Flow Heat Pump
Commercial | Com ¦ High Efficiency Air Source Heat Pump | 2031 | Technical | GWh | Before Competition Groups | 433.7574 | 0 | 0 | 20763.5741 | 0.02089 | 17 | Commercial_2031_Technical_GWh_Before Competition Groups_17 | High Efficiency Air Source Heat Pump | 2.089% | 0 | 433.7574 | Commercial_2031_Technical_GWh_Before Competition Groups_High Efficiency Air Source Heat Pump
Commercial | Com ¦ Data Center Storage/Server Virtualization | 2031 | Economic | GWh | Before Competition Groups | 295.1459 | 0 | 0 | 14732.192 | 0.020034 | 15 | Commercial_2031_Economic_GWh_Before Competition Groups_15 | Data Center Storage/Server Virtualization | 2.003% | 0 | 295.1459 | Commercial_2031_Economic_GWh_Before Competition Groups_Data Center Storage/Server Virtualization
Commercial | Com ¦ Reach-in Shaded Pole to ECM/PSC Evaporator Fan Motor | 2031 | Achievable | GWh | Before Competition Groups | 157.4087 | 0 | 0 | 7894.5392 | 0.019939 | 13 | Commercial_2031_Achievable_GWh_Before Competition Groups_13 | Reach-in Shaded Pole to ECM/PSC Evaporator Fan Motor | 1.994% | 0 | 157.4087 | Commercial_2031_Achievable_GWh_Before Competition Groups_Reach-in Shaded Pole to ECM/PSC Evaporator Fan Motor
Commercial | Com ¦ Demand Control Ventilation | 2031 | Economic | GWh | Before Competition Groups | 283.2884 | 0 | 0 | 14732.192 | 0.019229 | 16 | Commercial_2031_Economic_GWh_Before Competition Groups_16 | Demand Control Ventilation | 1.923% | 0 | 283.2884 | Commercial_2031_Economic_GWh_Before Competition Groups_Demand Control Ventilation
Commercial | Com ¦ Variable Frequency Drive (VFD) | 2031 | Achievable | GWh | Before Competition Groups | 147.0745 | 0 | 0 | 7894.5392 | 0.01863 | 14 | Commercial_2031_Achievable_GWh_Before Competition Groups_14 | Variable Frequency Drive (VFD) | 1.863% | 0 | 147.0745 | Commercial_2031_Achievable_GWh_Before Competition Groups_Variable Frequency Drive (VFD)
Commercial | Com ¦ Refrigerated Display Case Doors | 2031 | Achievable | GWh | Before Competition Groups | 145.8526 | 0 | 0 | 7894.5392 | 0.018475 | 15 | Commercial_2031_Achievable_GWh_Before Competition Groups_15 | Refrigerated Display Case Doors | 1.848% | 0 | 145.8526 | Commercial_2031_Achievable_GWh_Before Competition Groups_Refrigerated Display Case Doors
Commercial | Com ¦ LED street light fixture | 2031 | Technical | GWh | Before Competition Groups | 378.7456 | 0 | 0 | 20763.5741 | 0.018241 | 18 | Commercial_2031_Technical_GWh_Before Competition Groups_18 | LED street light fixture | 1.824% | 0 | 378.7456 | Commercial_2031_Technical_GWh_Before Competition Groups_LED street light fixture
Commercial | Com ¦ Demand Control Ventilation | 2031 | Achievable | GWh | Before Competition Groups | 142.2644 | 0 | 0 | 7894.5392 | 0.018021 | 16 | Commercial_2031_Achievable_GWh_Before Competition Groups_16 | Demand Control Ventilation | 1.802% | 0 | 142.2644 | Commercial_2031_Achievable_GWh_Before Competition Groups_Demand Control Ventilation
Commercial | Com ¦ VFD on Pumps | 2031 | Achievable | GWh | Before Competition Groups | 138.0501 | 0 | 0 | 7894.5392 | 0.017487 | 17 | Commercial_2031_Achievable_GWh_Before Competition Groups_17 | VFD on Pumps | 1.749% | 0 | 138.0501 | Commercial_2031_Achievable_GWh_Before Competition Groups_VFD on Pumps
Commercial | Com ¦ High Efficiency Air Source Heat Pump | 2031 | Achievable | GWh | Before Competition Groups | 135.9655 | 0 | 0 | 7894.5392 | 0.017223 | 18 | Commercial_2031_Achievable_GWh_Before Competition Groups_18 | High Efficiency Air Source Heat Pump | 1.722% | 0 | 135.9655 | Commercial_2031_Achievable_GWh_Before Competition Groups_High Efficiency Air Source Heat Pump
Commercial | Com ¦ Strip Curtains | 2031 | Economic | GWh | Before Competition Groups | 244.1362 | 0 | 0 | 14732.192 | 0.016572 | 17 | Commercial_2031_Economic_GWh_Before Competition Groups_17 | Strip Curtains | 1.657% | 0 | 244.1362 | Commercial_2031_Economic_GWh_Before Competition Groups_Strip Curtains
Commercial | Com ¦ Advanced BAS/Controllers | 2031 | Technical | GWh | Before Competition Groups | 334.3044 | 0 | 0 | 20763.5741 | 0.016101 | 19 | Commercial_2031_Technical_GWh_Before Competition Groups_19 | Advanced BAS/Controllers | 1.61% | 0 | 334.3044 | Commercial_2031_Technical_GWh_Before Competition Groups_Advanced BAS/Controllers
Commercial | Com ¦ LED or Equivalent Sign Lighting | 2031 | Achievable | GWh | Before Competition Groups | 126.7516 | 0 | 0 | 7894.5392 | 0.016056 | 19 | Commercial_2031_Achievable_GWh_Before Competition Groups_19 | LED or Equivalent Sign Lighting | 1.606% | 0 | 126.7516 | Commercial_2031_Achievable_GWh_Before Competition Groups_LED or Equivalent Sign Lighting
Commercial | Com ¦ Refrigerated Display Case Doors | 2031 | Economic | GWh | Before Competition Groups | 223.1579 | 0 | 0 | 14732.192 | 0.015148 | 18 | Commercial_2031_Economic_GWh_Before Competition Groups_18 | Refrigerated Display Case Doors | 1.515% | 0 | 223.1579 | Commercial_2031_Economic_GWh_Before Competition Groups_Refrigerated Display Case Doors
Commercial | Com ¦ Reach-in Shaded Pole to ECM/PSC Evaporator Fan Motor | 2031 | Economic | GWh | Before Competition Groups | 222.869 | 0 | 0 | 14732.192 | 0.015128 | 19 | Commercial_2031_Economic_GWh_Before Competition Groups_19 | Reach-in Shaded Pole to ECM/PSC Evaporator Fan Motor | 1.513% | 0 | 222.869 | Commercial_2031_Economic_GWh_Before Competition Groups_Reach-in Shaded Pole to ECM/PSC Evaporator Fan Motor
Commercial | Com ¦ Centrally controlled desktop PC/NETWORK PC POWER MANAGEMENT SOFTWARE | 2031 | Achievable | GWh | Before Competition Groups | 118.6613 | 0 | 0 | 7894.5392 | 0.015031 | 20 | Commercial_2031_Achievable_GWh_Before Competition Groups_20 | Centrally controlled desktop PC/NETWORK PC POWER MANAGEMENT SOFTWARE | 1.503% | 0 | 118.6613 | Commercial_2031_Achievable_GWh_Before Competition Groups_Centrally controlled desktop PC/NETWORK PC POWER MANAGEMENT SOFTWARE
Commercial | Com ¦ Refrigerated Display Case Doors | 2031 | Technical | GWh | Before Competition Groups | 309.1358 | 0 | 0 | 20763.5741 | 0.014888 | 20 | Commercial_2031_Technical_GWh_Before Competition Groups_20 | Refrigerated Display Case Doors | 1.489% | 0 | 309.1358 | Commercial_2031_Technical_GWh_Before Competition Groups_Refrigerated Display Case Doors
Commercial | Com ¦ Data Center Storage/Server Virtualization | 2031 | Technical | GWh | Before Competition Groups | 295.1459 | 0 | 0 | 20763.5741 | 0.014215 | 21 | Commercial_2031_Technical_GWh_Before Competition Groups_21 | Data Center Storage/Server Virtualization | 1.421% | 0 | 295.1459 | Commercial_2031_Technical_GWh_Before Competition Groups_Data Center Storage/Server Virtualization
Commercial | Com ¦ Demand Control Ventilation | 2031 | Technical | GWh | Before Competition Groups | 288.1173 | 0 | 0 | 20763.5741 | 0.013876 | 22 | Commercial_2031_Technical_GWh_Before Competition Groups_22 | Demand Control Ventilation | 1.388% | 0 | 288.1173 | Commercial_2031_Technical_GWh_Before Competition Groups_Demand Control Ventilation
Commercial | Com ¦ Variable Frequency Drive (VFD) | 2031 | Economic | GWh | Before Competition Groups | 203.6301 | 0 | 0 | 14732.192 | 0.013822 | 20 | Commercial_2031_Economic_GWh_Before Competition Groups_20 | Variable Frequency Drive (VFD) | 1.382% | 0 | 203.6301 | Commercial_2031_Economic_GWh_Before Competition Groups_Variable Frequency Drive (VFD)
Commercial | Com ¦ Centrally controlled desktop PC/NETWORK PC POWER MANAGEMENT SOFTWARE | 2031 | Economic | GWh | Before Competition Groups | 193.3057 | 0 | 0 | 14732.192 | 0.013121 | 21 | Commercial_2031_Economic_GWh_Before Competition Groups_21 | Centrally controlled desktop PC/NETWORK PC POWER MANAGEMENT SOFTWARE | 1.312% | 0 | 193.3057 | Commercial_2031_Economic_GWh_Before Competition Groups_Centrally controlled desktop PC/NETWORK PC POWER MANAGEMENT SOFTWARE
Commercial | Com ¦ VFD on Pumps | 2031 | Economic | GWh | Before Competition Groups | 191.4403 | 0 | 0 | 14732.192 | 0.012995 | 22 | Commercial_2031_Economic_GWh_Before Competition Groups_22 | VFD on Pumps | 1.299% | 0 | 191.4403 | Commercial_2031_Economic_GWh_Before Competition Groups_VFD on Pumps
Commercial | Com ¦ Advanced BAS/Controllers | 2031 | Achievable | GWh | Before Competition Groups | 99.7225 | 0 | 0 | 7894.5392 | 0.012632 | 21 | Commercial_2031_Achievable_GWh_Before Competition Groups_21 | Advanced BAS/Controllers | 1.263% | 0 | 99.7225 | Commercial_2031_Achievable_GWh_Before Competition Groups_Advanced BAS/Controllers
Commercial | Com ¦ Strip Curtains | 2031 | Technical | GWh | Before Competition Groups | 244.1362 | 0 | 0 | 20763.5741 | 0.011758 | 23 | Commercial_2031_Technical_GWh_Before Competition Groups_23 | Strip Curtains | 1.176% | 0 | 244.1362 | Commercial_2031_Technical_GWh_Before Competition Groups_Strip Curtains
Commercial | Com ¦ Adaptive Thermostats | 2031 | Achievable | GWh | Before Competition Groups | 92.441 | 0 | 0 | 7894.5392 | 0.011709 | 22 | Commercial_2031_Achievable_GWh_Before Competition Groups_22 | Adaptive Thermostats | 1.171% | 0 | 92.441 | Commercial_2031_Achievable_GWh_Before Competition Groups_Adaptive Thermostats
Commercial | Com ¦ LED or Equivalent Sign Lighting | 2031 | Economic | GWh | Before Competition Groups | 163.5339 | 0 | 0 | 14732.192 | 0.0111 | 23 | Commercial_2031_Economic_GWh_Before Competition Groups_23 | LED or Equivalent Sign Lighting | 1.11% | 0 | 163.5339 | Commercial_2031_Economic_GWh_Before Competition Groups_LED or Equivalent Sign Lighting
Commercial | Com ¦ Air Handler with Dedicated Outdoor Air Systems | 2031 | Economic | GWh | Before Competition Groups | 158.9195 | 0 | 0 | 14732.192 | 0.010787 | 24 | Commercial_2031_Economic_GWh_Before Competition Groups_24 | Air Handler with Dedicated Outdoor Air Systems | 1.079% | 0 | 158.9195 | Commercial_2031_Economic_GWh_Before Competition Groups_Air Handler with Dedicated Outdoor Air Systems
Commercial | Com ¦ Reach-in Shaded Pole to ECM/PSC Evaporator Fan Motor | 2031 | Technical | GWh | Before Competition Groups | 222.869 | 0 | 0 | 20763.5741 | 0.010734 | 24 | Commercial_2031_Technical_GWh_Before Competition Groups_24 | Reach-in Shaded Pole to ECM/PSC Evaporator Fan Motor | 1.073% | 0 | 222.869 | Commercial_2031_Technical_GWh_Before Competition Groups_Reach-in Shaded Pole to ECM/PSC Evaporator Fan Motor
Commercial | Com ¦ Air Handler with Dedicated Outdoor Air Systems | 2031 | Achievable | GWh | Before Competition Groups | 79.9276 | 0 | 0 | 7894.5392 | 0.010124 | 23 | Commercial_2031_Achievable_GWh_Before Competition Groups_23 | Air Handler with Dedicated Outdoor Air Systems | 1.012% | 0 | 79.9276 | Commercial_2031_Achievable_GWh_Before Competition Groups_Air Handler with Dedicated Outdoor Air Systems
Commercial | Com ¦ Variable Frequency Drive (VFD) | 2031 | Technical | GWh | Before Competition Groups | 203.6301 | 0 | 0 | 20763.5741 | 0.0098071 | 25 | Commercial_2031_Technical_GWh_Before Competition Groups_25 | Variable Frequency Drive (VFD) | 0.9807% | 0 | 203.6301 | Commercial_2031_Technical_GWh_Before Competition Groups_Variable Frequency Drive (VFD)
Commercial | Com ¦ Adaptive Thermostats | 2031 | Economic | GWh | Before Competition Groups | 141.266 | 0 | 0 | 14732.192 | 0.0095889 | 25 | Commercial_2031_Economic_GWh_Before Competition Groups_25 | Adaptive Thermostats | 0.9589% | 0 | 141.266 | Commercial_2031_Economic_GWh_Before Competition Groups_Adaptive Thermostats
Commercial | Com ¦ Door Gasket Freezer/Refrigerator | 2031 | Technical | GWh | Before Competition Groups | 195.8271 | 0 | 0 | 20763.5741 | 0.0094313 | 26 | Commercial_2031_Technical_GWh_Before Competition Groups_26 | Door Gasket Freezer/Refrigerator | 0.9431% | 0 | 195.8271 | Commercial_2031_Technical_GWh_Before Competition Groups_Door Gasket Freezer/Refrigerator
Commercial | Com ¦ Centrally controlled desktop PC/NETWORK PC POWER MANAGEMENT SOFTWARE | 2031 | Technical | GWh | Before Competition Groups | 193.3057 | 0 | 0 | 20763.5741 | 0.0093098 | 27 | Commercial_2031_Technical_GWh_Before Competition Groups_27 | Centrally controlled desktop PC/NETWORK PC POWER MANAGEMENT SOFTWARE | 0.931% | 0 | 193.3057 | Commercial_2031_Technical_GWh_Before Competition Groups_Centrally controlled desktop PC/NETWORK PC POWER MANAGEMENT SOFTWARE
Commercial | Com ¦ VFD on Pumps | 2031 | Technical | GWh | Before Competition Groups | 191.4403 | 0 | 0 | 20763.5741 | 0.00922 | 28 | Commercial_2031_Technical_GWh_Before Competition Groups_28 | VFD on Pumps | 0.922% | 0 | 191.4403 | Commercial_2031_Technical_GWh_Before Competition Groups_VFD on Pumps
Commercial | Com ¦ ECM MOTORS FOR EVAPORATOR FANS for refrigeration (WALK-IN) | 2031 | Achievable | GWh | Before Competition Groups | 68.3458 | 0 | 0 | 7894.5392 | 0.0086574 | 24 | Commercial_2031_Achievable_GWh_Before Competition Groups_24 | ECM MOTORS FOR EVAPORATOR FANS for refrigeration (WALK-IN) | 0.8657% | 0 | 68.3458 | Commercial_2031_Achievable_GWh_Before Competition Groups_ECM MOTORS FOR EVAPORATOR FANS for refrigeration (WALK-IN)
Commercial | Com ¦ Condensing Unit Heaters or other Efficient Unit Heating System | 2031 | Achievable | GWh | Before Competition Groups | 66.3447 | 0 | 0 | 7894.5392 | 0.0084039 | 25 | Commercial_2031_Achievable_GWh_Before Competition Groups_25 | Condensing Unit Heaters or other Efficient Unit Heating System | 0.8404% | 0 | 66.3447 | Commercial_2031_Achievable_GWh_Before Competition Groups_Condensing Unit Heaters or other Efficient Unit Heating System
Commercial | Com ¦ LED or Equivalent Sign Lighting | 2031 | Technical | GWh | Before Competition Groups | 163.5339 | 0 | 0 | 20763.5741 | 0.007876 | 29 | Commercial_2031_Technical_GWh_Before Competition Groups_29 | LED or Equivalent Sign Lighting | 0.7876% | 0 | 163.5339 | Commercial_2031_Technical_GWh_Before Competition Groups_LED or Equivalent Sign Lighting
Commercial | Com ¦ ENERGY STAR LED LAMPS (General Service Lamps) | 2031 | Achievable | GWh | Before Competition Groups | 61.736 | 0 | 0 | 7894.5392 | 0.0078201 | 26 | Commercial_2031_Achievable_GWh_Before Competition Groups_26 | ENERGY STAR LED LAMPS (General Service Lamps) | 0.782% | 0 | 61.736 | Commercial_2031_Achievable_GWh_Before Competition Groups_ENERGY STAR LED LAMPS (General Service Lamps)
Commercial | Com ¦ Air Handler with Dedicated Outdoor Air Systems | 2031 | Technical | GWh | Before Competition Groups | 158.9195 | 0 | 0 | 20763.5741 | 0.0076538 | 30 | Commercial_2031_Technical_GWh_Before Competition Groups_30 | Air Handler with Dedicated Outdoor Air Systems | 0.7654% | 0 | 158.9195 | Commercial_2031_Technical_GWh_Before Competition Groups_Air Handler with Dedicated Outdoor Air Systems
Commercial | Com ¦ Evaporator Fan Controls | 2031 | Achievable | GWh | Before Competition Groups | 54.9061 | 0 | 0 | 7894.5392 | 0.0069549 | 27 | Commercial_2031_Achievable_GWh_Before Competition Groups_27 | Evaporator Fan Controls | 0.6955% | 0 | 54.9061 | Commercial_2031_Achievable_GWh_Before Competition Groups_Evaporator Fan Controls
Commercial | Com ¦ Adaptive Thermostats | 2031 | Technical | GWh | Before Competition Groups | 142.2725 | 0 | 0 | 20763.5741 | 0.006852 | 31 | Commercial_2031_Technical_GWh_Before Competition Groups_31 | Adaptive Thermostats | 0.6852% | 0 | 142.2725 | Commercial_2031_Technical_GWh_Before Competition Groups_Adaptive Thermostats
Commercial | Com ¦ Demand Control Kitchen Ventilation | 2031 | Economic | GWh | Before Competition Groups | 100.2911 | 0 | 0 | 14732.192 | 0.0068076 | 26 | Commercial_2031_Economic_GWh_Before Competition Groups_26 | Demand Control Kitchen Ventilation | 0.6808% | 0 | 100.2911 | Commercial_2031_Economic_GWh_Before Competition Groups_Demand Control Kitchen Ventilation
Commercial | Com ¦ Refrigeration Optimization | 2031 | Technical | GWh | Before Competition Groups | 141.0762 | 0 | 0 | 20763.5741 | 0.0067944 | 32 | Commercial_2031_Technical_GWh_Before Competition Groups_32 | Refrigeration Optimization | 0.6794% | 0 | 141.0762 | Commercial_2031_Technical_GWh_Before Competition Groups_Refrigeration Optimization
Commercial | Com ¦ ECM MOTORS FOR EVAPORATOR FANS for refrigeration (WALK-IN) | 2031 | Economic | GWh | Before Competition Groups | 95.7126 | 0 | 0 | 14732.192 | 0.0064968 | 27 | Commercial_2031_Economic_GWh_Before Competition Groups_27 | ECM MOTORS FOR EVAPORATOR FANS for refrigeration (WALK-IN) | 0.6497% | 0 | 95.7126 | Commercial_2031_Economic_GWh_Before Competition Groups_ECM MOTORS FOR EVAPORATOR FANS for refrigeration (WALK-IN)
Commercial | Com ¦ Unitary Air-Conditioning Unit | 2031 | Technical | GWh | Before Competition Groups | 130.9929 | 0 | 0 | 20763.5741 | 0.0063088 | 33 | Commercial_2031_Technical_GWh_Before Competition Groups_33 | Unitary Air-Conditioning Unit | 0.6309% | 0 | 130.9929 | Commercial_2031_Technical_GWh_Before Competition Groups_Unitary Air-Conditioning Unit
Commercial | Com ¦ Condensing Unit Heaters or other Efficient Unit Heating System | 2031 | Economic | GWh | Before Competition Groups | 92.2541 | 0 | 0 | 14732.192 | 0.0062621 | 28 | Commercial_2031_Economic_GWh_Before Competition Groups_28 | Condensing Unit Heaters or other Efficient Unit Heating System | 0.6262% | 0 | 92.2541 | Commercial_2031_Economic_GWh_Before Competition Groups_Condensing Unit Heaters or other Efficient Unit Heating System
Commercial | Com ¦ Demand Control Kitchen Ventilation | 2031 | Achievable | GWh | Before Competition Groups | 49.1988 | 0 | 0 | 7894.5392 | 0.006232 | 28 | Commercial_2031_Achievable_GWh_Before Competition Groups_28 | Demand Control Kitchen Ventilation | 0.6232% | 0 | 49.1988 | Commercial_2031_Achievable_GWh_Before Competition Groups_Demand Control Kitchen Ventilation
Commercial | Com ¦ Freezer Case Light Sensor | 2031 | Achievable | GWh | Before Competition Groups | 49.1678 | 0 | 0 | 7894.5392 | 0.0062281 | 29 | Commercial_2031_Achievable_GWh_Before Competition Groups_29 | Freezer Case Light Sensor | 0.6228% | 0 | 49.1678 | Commercial_2031_Achievable_GWh_Before Competition Groups_Freezer Case Light Sensor
Commercial | Com ¦ ENERGY STAR FREEZER | 2031 | Technical | GWh | Before Competition Groups | 113.99 | 0 | 0 | 20763.5741 | 0.0054899 | 34 | Commercial_2031_Technical_GWh_Before Competition Groups_34 | ENERGY STAR FREEZER | 0.549% | 0 | 113.99 | Commercial_2031_Technical_GWh_Before Competition Groups_ENERGY STAR FREEZER
Commercial | Com ¦ ENERGY STAR LED LAMPS (General Service Lamps) | 2031 | Economic | GWh | Before Competition Groups | 79.8598 | 0 | 0 | 14732.192 | 0.0054208 | 29 | Commercial_2031_Economic_GWh_Before Competition Groups_29 | ENERGY STAR LED LAMPS (General Service Lamps) | 0.5421% | 0 | 79.8598 | Commercial_2031_Economic_GWh_Before Competition Groups_ENERGY STAR LED LAMPS (General Service Lamps)
Commercial | Com ¦ Freezer Case Light Sensor | 2031 | Economic | GWh | Before Competition Groups | 79.0334 | 0 | 0 | 14732.192 | 0.0053647 | 30 | Commercial_2031_Economic_GWh_Before Competition Groups_30 | Freezer Case Light Sensor | 0.5365% | 0 | 79.0334 | Commercial_2031_Economic_GWh_Before Competition Groups_Freezer Case Light Sensor
Commercial | Com ¦ Refrigerated Display Case LED | 2031 | Technical | GWh | Before Competition Groups | 110.9745 | 0 | 0 | 20763.5741 | 0.0053447 | 35 | Commercial_2031_Technical_GWh_Before Competition Groups_35 | Refrigerated Display Case LED | 0.5345% | 0 | 110.9745 | Commercial_2031_Technical_GWh_Before Competition Groups_Refrigerated Display Case LED
Commercial | Com ¦ Evaporator Fan Controls | 2031 | Economic | GWh | Before Competition Groups | 77.0797 | 0 | 0 | 14732.192 | 0.0052321 | 31 | Commercial_2031_Economic_GWh_Before Competition Groups_31 | Evaporator Fan Controls | 0.5232% | 0 | 77.0797 | Commercial_2031_Economic_GWh_Before Competition Groups_Evaporator Fan Controls
Commercial | Com ¦ Networked/Connected - High Impact Application | 2031 | Economic | GWh | Before Competition Groups | 76.0845 | 0 | 0 | 14732.192 | 0.0051645 | 32 | Commercial_2031_Economic_GWh_Before Competition Groups_32 | Networked/Connected - High Impact Application | 0.5165% | 0 | 76.0845 | Commercial_2031_Economic_GWh_Before Competition Groups_Networked/Connected - High Impact Application
Commercial | Com ¦ Occupancy Sensors | 2031 | Economic | GWh | Before Competition Groups | 73.2954 | 0 | 0 | 14732.192 | 0.0049752 | 33 | Commercial_2031_Economic_GWh_Before Competition Groups_33 | Occupancy Sensors | 0.4975% | 0 | 73.2954 | Commercial_2031_Economic_GWh_Before Competition Groups_Occupancy Sensors
Commercial | Com ¦ Demand Control Kitchen Ventilation | 2031 | Technical | GWh | Before Competition Groups | 100.2911 | 0 | 0 | 20763.5741 | 0.0048301 | 36 | Commercial_2031_Technical_GWh_Before Competition Groups_36 | Demand Control Kitchen Ventilation | 0.483% | 0 | 100.2911 | Commercial_2031_Technical_GWh_Before Competition Groups_Demand Control Kitchen Ventilation
Commercial | Com ¦ Indoor Daylight Sensors/Photocell Dimming Control | 2031 | Technical | GWh | Before Competition Groups | 96.337 | 0 | 0 | 20763.5741 | 0.0046397 | 37 | Commercial_2031_Technical_GWh_Before Competition Groups_37 | Indoor Daylight Sensors/Photocell Dimming Control | 0.464% | 0 | 96.337 | Commercial_2031_Technical_GWh_Before Competition Groups_Indoor Daylight Sensors/Photocell Dimming Control
Commercial | Com ¦ ECM MOTORS FOR EVAPORATOR FANS for refrigeration (WALK-IN) | 2031 | Technical | GWh | Before Competition Groups | 95.7126 | 0 | 0 | 20763.5741 | 0.0046096 | 38 | Commercial_2031_Technical_GWh_Before Competition Groups_38 | ECM MOTORS FOR EVAPORATOR FANS for refrigeration (WALK-IN) | 0.461% | 0 | 95.7126 | Commercial_2031_Technical_GWh_Before Competition Groups_ECM MOTORS FOR EVAPORATOR FANS for refrigeration (WALK-IN)
Commercial | Com ¦ ENERGY STAR LED LAMPS (General Service Lamps) | 2031 | Technical | GWh | Before Competition Groups | 93.9689 | 0 | 0 | 20763.5741 | 0.0045257 | 39 | Commercial_2031_Technical_GWh_Before Competition Groups_39 | ENERGY STAR LED LAMPS (General Service Lamps) | 0.4526% | 0 | 93.9689 | Commercial_2031_Technical_GWh_Before Competition Groups_ENERGY STAR LED LAMPS (General Service Lamps)
Commercial | Com ¦ Condensing Unit Heaters or other Efficient Unit Heating System | 2031 | Technical | GWh | Before Competition Groups | 92.2541 | 0 | 0 | 20763.5741 | 0.0044431 | 40 | Commercial_2031_Technical_GWh_Before Competition Groups_40 | Condensing Unit Heaters or other Efficient Unit Heating System | 0.4443% | 0 | 92.2541 | Commercial_2031_Technical_GWh_Before Competition Groups_Condensing Unit Heaters or other Efficient Unit Heating System
Commercial | Com ¦ ENERGY STAR ICE MACHINES - Ice Making Head | 2031 | Technical | GWh | Before Competition Groups | 90.2581 | 0 | 0 | 20763.5741 | 0.0043469 | 41 | Commercial_2031_Technical_GWh_Before Competition Groups_41 | ENERGY STAR ICE MACHINES - Ice Making Head | 0.4347% | 0 | 90.2581 | Commercial_2031_Technical_GWh_Before Competition Groups_ENERGY STAR ICE MACHINES - Ice Making Head
Commercial | Com ¦ Condensing Make Up Air Unit | 2031 | Achievable | GWh | Before Competition Groups | 33.3969 | 0 | 0 | 7894.5392 | 0.0042304 | 30 | Commercial_2031_Achievable_GWh_Before Competition Groups_30 | Condensing Make Up Air Unit | 0.423% | 0 | 33.3969 | Commercial_2031_Achievable_GWh_Before Competition Groups_Condensing Make Up Air Unit
Commercial | Com ¦ Condensing Make Up Air Unit | 2031 | Economic | GWh | Before Competition Groups | 61.1707 | 0 | 0 | 14732.192 | 0.0041522 | 34 | Commercial_2031_Economic_GWh_Before Competition Groups_34 | Condensing Make Up Air Unit | 0.4152% | 0 | 61.1707 | Commercial_2031_Economic_GWh_Before Competition Groups_Condensing Make Up Air Unit
Commercial | Com ¦ High R-Value Glass Doors/no-heat glass door | 2031 | Technical | GWh | Before Competition Groups | 85.1526 | 0 | 0 | 20763.5741 | 0.0041011 | 42 | Commercial_2031_Technical_GWh_Before Competition Groups_42 | High R-Value Glass Doors/no-heat glass door | 0.4101% | 0 | 85.1526 | Commercial_2031_Technical_GWh_Before Competition Groups_High R-Value Glass Doors/no-heat glass door
Commercial | Com ¦ Adding reflective (White) roof treatment or a green roof | 2031 | Technical | GWh | Before Competition Groups | 84.3243 | 0 | 0 | 20763.5741 | 0.0040612 | 43 | Commercial_2031_Technical_GWh_Before Competition Groups_43 | Adding reflective (White) roof treatment or a green roof | 0.4061% | 0 | 84.3243 | Commercial_2031_Technical_GWh_Before Competition Groups_Adding reflective (White) roof treatment or a green roof
Commercial | Com ¦ Condensing Make Up Air Unit | 2031 | Technical | GWh | Before Competition Groups | 83.2424 | 0 | 0 | 20763.5741 | 0.0040091 | 44 | Commercial_2031_Technical_GWh_Before Competition Groups_44 | Condensing Make Up Air Unit | 0.4009% | 0 | 83.2424 | Commercial_2031_Technical_GWh_Before Competition Groups_Condensing Make Up Air Unit
Commercial | Com ¦ Unitary Air-Conditioning Unit | 2031 | Achievable | GWh | Before Competition Groups | 30.2309 | 0 | 0 | 7894.5392 | 0.0038293 | 31 | Commercial_2031_Achievable_GWh_Before Competition Groups_31 | Unitary Air-Conditioning Unit | 0.3829% | 0 | 30.2309 | Commercial_2031_Achievable_GWh_Before Competition Groups_Unitary Air-Conditioning Unit
Commercial | Com ¦ Freezer Case Light Sensor | 2031 | Technical | GWh | Before Competition Groups | 79.0334 | 0 | 0 | 20763.5741 | 0.0038064 | 45 | Commercial_2031_Technical_GWh_Before Competition Groups_45 | Freezer Case Light Sensor | 0.3806% | 0 | 79.0334 | Commercial_2031_Technical_GWh_Before Competition Groups_Freezer Case Light Sensor
Commercial | Com ¦ Evaporator Fan Controls | 2031 | Technical | GWh | Before Competition Groups | 77.0797 | 0 | 0 | 20763.5741 | 0.0037123 | 46 | Commercial_2031_Technical_GWh_Before Competition Groups_46 | Evaporator Fan Controls | 0.3712% | 0 | 77.0797 | Commercial_2031_Technical_GWh_Before Competition Groups_Evaporator Fan Controls
Commercial | Com ¦ Super-High Efficiency Furnaces (Emerging Tech) | 2031 | Technical | GWh | Before Competition Groups | 74.2563 | 0 | 0 | 20763.5741 | 0.0035763 | 47 | Commercial_2031_Technical_GWh_Before Competition Groups_47 | Super-High Efficiency Furnaces (Emerging Tech) | 0.3576% | 0 | 74.2563 | Commercial_2031_Technical_GWh_Before Competition Groups_Super-High Efficiency Furnaces (Emerging Tech)
Commercial | Com ¦ Occupancy Sensors | 2031 | Technical | GWh | Before Competition Groups | 73.2954 | 0 | 0 | 20763.5741 | 0.00353 | 48 | Commercial_2031_Technical_GWh_Before Competition Groups_48 | Occupancy Sensors | 0.353% | 0 | 73.2954 | Commercial_2031_Technical_GWh_Before Competition Groups_Occupancy Sensors
Commercial | Com ¦ Unitary Air-Conditioning Unit | 2031 | Economic | GWh | Before Competition Groups | 47.7968 | 0 | 0 | 14732.192 | 0.0032444 | 35 | Commercial_2031_Economic_GWh_Before Competition Groups_35 | Unitary Air-Conditioning Unit | 0.3244% | 0 | 47.7968 | Commercial_2031_Economic_GWh_Before Competition Groups_Unitary Air-Conditioning Unit
Commercial | Com ¦ HOTEL OCCUPANCY CONTROLS (HVAC + LIGHTING) | 2031 | Technical | GWh | Before Competition Groups | 66.3816 | 0 | 0 | 20763.5741 | 0.003197 | 49 | Commercial_2031_Technical_GWh_Before Competition Groups_49 | HOTEL OCCUPANCY CONTROLS (HVAC + LIGHTING) | 0.3197% | 0 | 66.3816 | Commercial_2031_Technical_GWh_Before Competition Groups_HOTEL OCCUPANCY CONTROLS (HVAC + LIGHTING)
Commercial | Com ¦ Elec Storage WH 2.30 Et | 2031 | Economic | GWh | Before Competition Groups | 41.9209 | 0 | 0 | 14732.192 | 0.0028455 | 36 | Commercial_2031_Economic_GWh_Before Competition Groups_36 | Elec Storage WH 2.30 Et | 0.2846% | 0 | 41.9209 | Commercial_2031_Economic_GWh_Before Competition Groups_Elec Storage WH 2.30 Et
Commercial | Com ¦ ENERGY STAR Refrigerator | 2031 | Technical | GWh | Before Competition Groups | 56.2452 | 0 | 0 | 20763.5741 | 0.0027088 | 50 | Commercial_2031_Technical_GWh_Before Competition Groups_50 | ENERGY STAR Refrigerator | 0.2709% | 0 | 56.2452 | Commercial_2031_Technical_GWh_Before Competition Groups_ENERGY STAR Refrigerator
Commercial | Com ¦ BEVERAGE VENDING MACHINE CONTROLS | 2031 | Economic | GWh | Before Competition Groups | 39.5268 | 0 | 0 | 14732.192 | 0.002683 | 37 | Commercial_2031_Economic_GWh_Before Competition Groups_37 | BEVERAGE VENDING MACHINE CONTROLS | 0.2683% | 0 | 39.5268 | Commercial_2031_Economic_GWh_Before Competition Groups_BEVERAGE VENDING MACHINE CONTROLS
Commercial | Com ¦ Temperature Adjustment in Commercial Freezers | 2031 | Achievable | GWh | Before Competition Groups | 20.9744 | 0 | 0 | 7894.5392 | 0.0026568 | 32 | Commercial_2031_Achievable_GWh_Before Competition Groups_32 | Temperature Adjustment in Commercial Freezers | 0.2657% | 0 | 20.9744 | Commercial_2031_Achievable_GWh_Before Competition Groups_Temperature Adjustment in Commercial Freezers
Commercial | Com ¦ BEVERAGE VENDING MACHINE CONTROLS | 2031 | Achievable | GWh | Before Competition Groups | 20.8387 | 0 | 0 | 7894.5392 | 0.0026396 | 33 | Commercial_2031_Achievable_GWh_Before Competition Groups_33 | BEVERAGE VENDING MACHINE CONTROLS | 0.264% | 0 | 20.8387 | Commercial_2031_Achievable_GWh_Before Competition Groups_BEVERAGE VENDING MACHINE CONTROLS
Commercial | Com ¦ Refrigeration Commissioning | 2031 | Technical | GWh | Before Competition Groups | 52.9851 | 0 | 0 | 20763.5741 | 0.0025518 | 51 | Commercial_2031_Technical_GWh_Before Competition Groups_51 | Refrigeration Commissioning | 0.2552% | 0 | 52.9851 | Commercial_2031_Technical_GWh_Before Competition Groups_Refrigeration Commissioning
Commercial | Com ¦ Elec Storage WH 2.30 Et | 2031 | Achievable | GWh | Before Competition Groups | 19.8389 | 0 | 0 | 7894.5392 | 0.002513 | 34 | Commercial_2031_Achievable_GWh_Before Competition Groups_34 | Elec Storage WH 2.30 Et | 0.2513% | 0 | 19.8389 | Commercial_2031_Achievable_GWh_Before Competition Groups_Elec Storage WH 2.30 Et
Commercial | Com ¦ Energy Efficient Laboratory Fume Hood | 2031 | Achievable | GWh | Before Competition Groups | 18.8154 | 0 | 0 | 7894.5392 | 0.0023833 | 35 | Commercial_2031_Achievable_GWh_Before Competition Groups_35 | Energy Efficient Laboratory Fume Hood | 0.2383% | 0 | 18.8154 | Commercial_2031_Achievable_GWh_Before Competition Groups_Energy Efficient Laboratory Fume Hood
Commercial | Com ¦ CO Sensors for parking garage exhaust fans | 2031 | Achievable | GWh | Before Competition Groups | 18.3641 | 0 | 0 | 7894.5392 | 0.0023262 | 36 | Commercial_2031_Achievable_GWh_Before Competition Groups_36 | CO Sensors for parking garage exhaust fans | 0.2326% | 0 | 18.3641 | Commercial_2031_Achievable_GWh_Before Competition Groups_CO Sensors for parking garage exhaust fans
Commercial | Com ¦ ENERGY STAR Griddle (74% eff) | 2031 | Achievable | GWh | Before Competition Groups | 18.2204 | 0 | 0 | 7894.5392 | 0.002308 | 37 | Commercial_2031_Achievable_GWh_Before Competition Groups_37 | ENERGY STAR Griddle (74% eff) | 0.2308% | 0 | 18.2204 | Commercial_2031_Achievable_GWh_Before Competition Groups_ENERGY STAR Griddle (74% eff)
Commercial | Com ¦ Networked/Connected - Low Impact Application | 2031 | Economic | GWh | Before Competition Groups | 33.5304 | 0 | 0 | 14732.192 | 0.002276 | 38 | Commercial_2031_Economic_GWh_Before Competition Groups_38 | Networked/Connected - Low Impact Application | 0.2276% | 0 | 33.5304 | Commercial_2031_Economic_GWh_Before Competition Groups_Networked/Connected - Low Impact Application
Commercial | Com ¦ Ground Source Heat Pump | 2031 | Technical | GWh | Before Competition Groups | 44.2247 | 0 | 0 | 20763.5741 | 0.0021299 | 52 | Commercial_2031_Technical_GWh_Before Competition Groups_52 | Ground Source Heat Pump | 0.213% | 0 | 44.2247 | Commercial_2031_Technical_GWh_Before Competition Groups_Ground Source Heat Pump
Commercial | Com ¦ Chilled Water Optimization | 2031 | Economic | GWh | Before Competition Groups | 31.3029 | 0 | 0 | 14732.192 | 0.0021248 | 39 | Commercial_2031_Economic_GWh_Before Competition Groups_39 | Chilled Water Optimization | 0.2125% | 0 | 31.3029 | Commercial_2031_Economic_GWh_Before Competition Groups_Chilled Water Optimization
Commercial | Com ¦ ENERGY STAR Griddle (74% eff) | 2031 | Economic | GWh | Before Competition Groups | 30.8917 | 0 | 0 | 14732.192 | 0.0020969 | 40 | Commercial_2031_Economic_GWh_Before Competition Groups_40 | ENERGY STAR Griddle (74% eff) | 0.2097% | 0 | 30.8917 | Commercial_2031_Economic_GWh_Before Competition Groups_ENERGY STAR Griddle (74% eff)
Commercial | Com ¦ Vertical Night Covers | 2031 | Achievable | GWh | Before Competition Groups | 16.3323 | 0 | 0 | 7894.5392 | 0.0020688 | 38 | Commercial_2031_Achievable_GWh_Before Competition Groups_38 | Vertical Night Covers | 0.2069% | 0 | 16.3323 | Commercial_2031_Achievable_GWh_Before Competition Groups_Vertical Night Covers
Commercial | Com ¦ Elec Storage WH 2.30 Et | 2031 | Technical | GWh | Before Competition Groups | 41.9209 | 0 | 0 | 20763.5741 | 0.002019 | 53 | Commercial_2031_Technical_GWh_Before Competition Groups_53 | Elec Storage WH 2.30 Et | 0.2019% | 0 | 41.9209 | Commercial_2031_Technical_GWh_Before Competition Groups_Elec Storage WH 2.30 Et
Commercial | Com ¦ Temperature Adjustment in Commercial Freezers | 2031 | Economic | GWh | Before Competition Groups | 29.4212 | 0 | 0 | 14732.192 | 0.0019971 | 41 | Commercial_2031_Economic_GWh_Before Competition Groups_41 | Temperature Adjustment in Commercial Freezers | 0.1997% | 0 | 29.4212 | Commercial_2031_Economic_GWh_Before Competition Groups_Temperature Adjustment in Commercial Freezers
Commercial | Com ¦ Chilled Water Optimization | 2031 | Achievable | GWh | Before Competition Groups | 15.6736 | 0 | 0 | 7894.5392 | 0.0019854 | 39 | Commercial_2031_Achievable_GWh_Before Competition Groups_39 | Chilled Water Optimization | 0.1985% | 0 | 15.6736 | Commercial_2031_Achievable_GWh_Before Competition Groups_Chilled Water Optimization
Commercial | Com ¦ CO Sensors for parking garage exhaust fans | 2031 | Economic | GWh | Before Competition Groups | 28.7807 | 0 | 0 | 14732.192 | 0.0019536 | 42 | Commercial_2031_Economic_GWh_Before Competition Groups_42 | CO Sensors for parking garage exhaust fans | 0.1954% | 0 | 28.7807 | Commercial_2031_Economic_GWh_Before Competition Groups_CO Sensors for parking garage exhaust fans
Commercial | Com ¦ Occupancy Sensors | 2031 | Achievable | GWh | Before Competition Groups | 15.2849 | 0 | 0 | 7894.5392 | 0.0019361 | 40 | Commercial_2031_Achievable_GWh_Before Competition Groups_40 | Occupancy Sensors | 0.1936% | 0 | 15.2849 | Commercial_2031_Achievable_GWh_Before Competition Groups_Occupancy Sensors
Commercial | Com ¦ BEVERAGE VENDING MACHINE CONTROLS | 2031 | Technical | GWh | Before Competition Groups | 39.5268 | 0 | 0 | 20763.5741 | 0.0019037 | 54 | Commercial_2031_Technical_GWh_Before Competition Groups_54 | BEVERAGE VENDING MACHINE CONTROLS | 0.1904% | 0 | 39.5268 | Commercial_2031_Technical_GWh_Before Competition Groups_BEVERAGE VENDING MACHINE CONTROLS
Commercial | Com ¦ Duct Insulation, R8 | 2031 | Achievable | GWh | Before Competition Groups | 14.5847 | 0 | 0 | 7894.5392 | 0.0018474 | 41 | Commercial_2031_Achievable_GWh_Before Competition Groups_41 | Duct Insulation, R8 | 0.1847% | 0 | 14.5847 | Commercial_2031_Achievable_GWh_Before Competition Groups_Duct Insulation, R8
Commercial | Com ¦ Refrigerated Display Case LED | 2031 | Achievable | GWh | Before Competition Groups | 14.3923 | 0 | 0 | 7894.5392 | 0.0018231 | 42 | Commercial_2031_Achievable_GWh_Before Competition Groups_42 | Refrigerated Display Case LED | 0.1823% | 0 | 14.3923 | Commercial_2031_Achievable_GWh_Before Competition Groups_Refrigerated Display Case LED
Commercial | Com ¦ Energy Efficient Laboratory Fume Hood | 2031 | Economic | GWh | Before Competition Groups | 26.0682 | 0 | 0 | 14732.192 | 0.0017695 | 43 | Commercial_2031_Economic_GWh_Before Competition Groups_43 | Energy Efficient Laboratory Fume Hood | 0.1769% | 0 | 26.0682 | Commercial_2031_Economic_GWh_Before Competition Groups_Energy Efficient Laboratory Fume Hood
Commercial | Com ¦ Water Heating (DHW) Pipe Insulation (Add 3/4\ Foam)" | 2031 | Achievable | GWh | Before Competition Groups | 13.9409 | 0 | 0 | 7894.5392 | 0.0017659 | 43 | Commercial_2031_Achievable_GWh_Before Competition Groups_43 | Water Heating (DHW) Pipe Insulation (Add 3/4\ Foam)" | 0.1766% | 0 | 13.9409 | Commercial_2031_Achievable_GWh_Before Competition Groups_Water Heating (DHW) Pipe Insulation (Add 3/4\ Foam)"
Commercial | Com ¦ Vertical Night Covers | 2031 | Economic | GWh | Before Competition Groups | 22.9282 | 0 | 0 | 14732.192 | 0.0015563 | 44 | Commercial_2031_Economic_GWh_Before Competition Groups_44 | Vertical Night Covers | 0.1556% | 0 | 22.9282 | Commercial_2031_Economic_GWh_Before Competition Groups_Vertical Night Covers
Commercial | Com ¦ Outside Air Economizer | 2031 | Achievable | GWh | Before Competition Groups | 11.915 | 0 | 0 | 7894.5392 | 0.0015093 | 44 | Commercial_2031_Achievable_GWh_Before Competition Groups_44 | Outside Air Economizer | 0.1509% | 0 | 11.915 | Commercial_2031_Achievable_GWh_Before Competition Groups_Outside Air Economizer
Commercial | Com ¦ Chilled Water Optimization | 2031 | Technical | GWh | Before Competition Groups | 31.3029 | 0 | 0 | 20763.5741 | 0.0015076 | 55 | Commercial_2031_Technical_GWh_Before Competition Groups_55 | Chilled Water Optimization | 0.1508% | 0 | 31.3029 | Commercial_2031_Technical_GWh_Before Competition Groups_Chilled Water Optimization
Commercial | Com ¦ ENERGY STAR Griddle (74% eff) | 2031 | Technical | GWh | Before Competition Groups | 30.8917 | 0 | 0 | 20763.5741 | 0.0014878 | 56 | Commercial_2031_Technical_GWh_Before Competition Groups_56 | ENERGY STAR Griddle (74% eff) | 0.1488% | 0 | 30.8917 | Commercial_2031_Technical_GWh_Before Competition Groups_ENERGY STAR Griddle (74% eff)
Commercial | Com ¦ Temperature Adjustment in Commercial Freezers | 2031 | Technical | GWh | Before Competition Groups | 29.4212 | 0 | 0 | 20763.5741 | 0.001417 | 57 | Commercial_2031_Technical_GWh_Before Competition Groups_57 | Temperature Adjustment in Commercial Freezers | 0.1417% | 0 | 29.4212 | Commercial_2031_Technical_GWh_Before Competition Groups_Temperature Adjustment in Commercial Freezers
Commercial | Com ¦ CO Sensors for parking garage exhaust fans | 2031 | Technical | GWh | Before Competition Groups | 28.7807 | 0 | 0 | 20763.5741 | 0.0013861 | 58 | Commercial_2031_Technical_GWh_Before Competition Groups_58 | CO Sensors for parking garage exhaust fans | 0.1386% | 0 | 28.7807 | Commercial_2031_Technical_GWh_Before Competition Groups_CO Sensors for parking garage exhaust fans
Commercial | Com ¦ Duct Insulation, R8 | 2031 | Economic | GWh | Before Competition Groups | 20.1997 | 0 | 0 | 14732.192 | 0.0013711 | 45 | Commercial_2031_Economic_GWh_Before Competition Groups_45 | Duct Insulation, R8 | 0.1371% | 0 | 20.1997 | Commercial_2031_Economic_GWh_Before Competition Groups_Duct Insulation, R8
Commercial | Com ¦ Water Heating (DHW) Pipe Insulation (Add 3/4\ Foam)" | 2031 | Economic | GWh | Before Competition Groups | 19.4889 | 0 | 0 | 14732.192 | 0.0013229 | 46 | Commercial_2031_Economic_GWh_Before Competition Groups_46 | Water Heating (DHW) Pipe Insulation (Add 3/4\ Foam)" | 0.1323% | 0 | 19.4889 | Commercial_2031_Economic_GWh_Before Competition Groups_Water Heating (DHW) Pipe Insulation (Add 3/4\ Foam)"
Commercial | Com ¦ Water Source Heat Pump (4 ton) | 2031 | Economic | GWh | Before Competition Groups | 18.6967 | 0 | 0 | 14732.192 | 0.0012691 | 47 | Commercial_2031_Economic_GWh_Before Competition Groups_47 | Water Source Heat Pump (4 ton) | 0.1269% | 0 | 18.6967 | Commercial_2031_Economic_GWh_Before Competition Groups_Water Source Heat Pump (4 ton)
Commercial | Com ¦ Energy Efficient Laboratory Fume Hood | 2031 | Technical | GWh | Before Competition Groups | 26.0682 | 0 | 0 | 20763.5741 | 0.0012555 | 59 | Commercial_2031_Technical_GWh_Before Competition Groups_59 | Energy Efficient Laboratory Fume Hood | 0.1255% | 0 | 26.0682 | Commercial_2031_Technical_GWh_Before Competition Groups_Energy Efficient Laboratory Fume Hood
Commercial | Com ¦ Refrigerated Display Case LED | 2031 | Economic | GWh | Before Competition Groups | 18.2065 | 0 | 0 | 14732.192 | 0.0012358 | 48 | Commercial_2031_Economic_GWh_Before Competition Groups_48 | Refrigerated Display Case LED | 0.1236% | 0 | 18.2065 | Commercial_2031_Economic_GWh_Before Competition Groups_Refrigerated Display Case LED
Commercial | Com ¦ Anti-sweat heat (ASH) controls - Cooler/Freezer | 2031 | Technical | GWh | Before Competition Groups | 25.224 | 0 | 0 | 20763.5741 | 0.0012148 | 60 | Commercial_2031_Technical_GWh_Before Competition Groups_60 | Anti-sweat heat (ASH) controls - Cooler/Freezer | 0.1215% | 0 | 25.224 | Commercial_2031_Technical_GWh_Before Competition Groups_Anti-sweat heat (ASH) controls - Cooler/Freezer
Commercial | Com ¦ Water Source Heat Pump (4 ton) | 2031 | Achievable | GWh | Before Competition Groups | 8.986 | 0 | 0 | 7894.5392 | 0.0011383 | 45 | Commercial_2031_Achievable_GWh_Before Competition Groups_45 | Water Source Heat Pump (4 ton) | 0.1138% | 0 | 8.986 | Commercial_2031_Achievable_GWh_Before Competition Groups_Water Source Heat Pump (4 ton)
Commercial | Com ¦ Outside Air Economizer | 2031 | Economic | GWh | Before Competition Groups | 16.7185 | 0 | 0 | 14732.192 | 0.0011348 | 49 | Commercial_2031_Economic_GWh_Before Competition Groups_49 | Outside Air Economizer | 0.1135% | 0 | 16.7185 | Commercial_2031_Economic_GWh_Before Competition Groups_Outside Air Economizer
Commercial | Com ¦ Water Source Heat Pump (4 ton) | 2031 | Technical | GWh | Before Competition Groups | 23.5065 | 0 | 0 | 20763.5741 | 0.0011321 | 61 | Commercial_2031_Technical_GWh_Before Competition Groups_61 | Water Source Heat Pump (4 ton) | 0.1132% | 0 | 23.5065 | Commercial_2031_Technical_GWh_Before Competition Groups_Water Source Heat Pump (4 ton)
Commercial | Com ¦ Suction Pipe Insulation Freezer/Refrigerator | 2031 | Achievable | GWh | Before Competition Groups | 8.9071 | 0 | 0 | 7894.5392 | 0.0011283 | 46 | Commercial_2031_Achievable_GWh_Before Competition Groups_46 | Suction Pipe Insulation Freezer/Refrigerator | 0.1128% | 0 | 8.9071 | Commercial_2031_Achievable_GWh_Before Competition Groups_Suction Pipe Insulation Freezer/Refrigerator
Commercial | Com ¦ Vertical Night Covers | 2031 | Technical | GWh | Before Competition Groups | 22.9282 | 0 | 0 | 20763.5741 | 0.0011042 | 62 | Commercial_2031_Technical_GWh_Before Competition Groups_62 | Vertical Night Covers | 0.1104% | 0 | 22.9282 | Commercial_2031_Technical_GWh_Before Competition Groups_Vertical Night Covers
Commercial | Com ¦ Duct Insulation, R8 | 2031 | Technical | GWh | Before Competition Groups | 20.1997 | 0 | 0 | 20763.5741 | 0.00097284 | 63 | Commercial_2031_Technical_GWh_Before Competition Groups_63 | Duct Insulation, R8 | 0.09728% | 0 | 20.1997 | Commercial_2031_Technical_GWh_Before Competition Groups_Duct Insulation, R8
Commercial | Com ¦ Water Heating (DHW) Pipe Insulation (Add 3/4\ Foam)" | 2031 | Technical | GWh | Before Competition Groups | 19.4889 | 0 | 0 | 20763.5741 | 0.00093861 | 64 | Commercial_2031_Technical_GWh_Before Competition Groups_64 | Water Heating (DHW) Pipe Insulation (Add 3/4\ Foam)" | 0.09386% | 0 | 19.4889 | Commercial_2031_Technical_GWh_Before Competition Groups_Water Heating (DHW) Pipe Insulation (Add 3/4\ Foam)"
Commercial | Com ¦ ENERGY STAR Fryer (84% eff) | 2031 | Achievable | GWh | Before Competition Groups | 6.727 | 0 | 0 | 7894.5392 | 0.0008521 | 47 | Commercial_2031_Achievable_GWh_Before Competition Groups_47 | ENERGY STAR Fryer (84% eff) | 0.08521% | 0 | 6.727 | Commercial_2031_Achievable_GWh_Before Competition Groups_ENERGY STAR Fryer (84% eff)
Commercial | Com ¦ Suction Pipe Insulation Freezer/Refrigerator | 2031 | Economic | GWh | Before Competition Groups | 12.488 | 0 | 0 | 14732.192 | 0.00084767 | 50 | Commercial_2031_Economic_GWh_Before Competition Groups_50 | Suction Pipe Insulation Freezer/Refrigerator | 0.08477% | 0 | 12.488 | Commercial_2031_Economic_GWh_Before Competition Groups_Suction Pipe Insulation Freezer/Refrigerator
Commercial | Com ¦ Outside Air Economizer | 2031 | Technical | GWh | Before Competition Groups | 16.7185 | 0 | 0 | 20763.5741 | 0.00080519 | 65 | Commercial_2031_Technical_GWh_Before Competition Groups_65 | Outside Air Economizer | 0.08052% | 0 | 16.7185 | Commercial_2031_Technical_GWh_Before Competition Groups_Outside Air Economizer
Commercial | Com ¦ ENERGY STAR Fryer (84% eff) | 2031 | Economic | GWh | Before Competition Groups | 11.1417 | 0 | 0 | 14732.192 | 0.00075628 | 51 | Commercial_2031_Economic_GWh_Before Competition Groups_51 | ENERGY STAR Fryer (84% eff) | 0.07563% | 0 | 11.1417 | Commercial_2031_Economic_GWh_Before Competition Groups_ENERGY STAR Fryer (84% eff)
Commercial | Com ¦ ENERGY STAR Dishwasher | 2031 | Economic | GWh | Before Competition Groups | 10.9772 | 0 | 0 | 14732.192 | 0.00074512 | 52 | Commercial_2031_Economic_GWh_Before Competition Groups_52 | ENERGY STAR Dishwasher | 0.07451% | 0 | 10.9772 | Commercial_2031_Economic_GWh_Before Competition Groups_ENERGY STAR Dishwasher
Commercial | Com ¦ Roof Insulation/Ceiling Insulation (R25 Code to R35) | 2031 | Technical | GWh | Before Competition Groups | 13.3933 | 0 | 0 | 20763.5741 | 0.00064504 | 66 | Commercial_2031_Technical_GWh_Before Competition Groups_66 | Roof Insulation/Ceiling Insulation (R25 Code to R35) | 0.0645% | 0 | 13.3933 | Commercial_2031_Technical_GWh_Before Competition Groups_Roof Insulation/Ceiling Insulation (R25 Code to R35)
Commercial | Com ¦ Suction Pipe Insulation Freezer/Refrigerator | 2031 | Technical | GWh | Before Competition Groups | 12.488 | 0 | 0 | 20763.5741 | 0.00060144 | 67 | Commercial_2031_Technical_GWh_Before Competition Groups_67 | Suction Pipe Insulation Freezer/Refrigerator | 0.06014% | 0 | 12.488 | Commercial_2031_Technical_GWh_Before Competition Groups_Suction Pipe Insulation Freezer/Refrigerator
Commercial | Com ¦ High Efficiency Small Instantaneous Water Heater | 2031 | Technical | GWh | Before Competition Groups | 11.638 | 0 | 0 | 20763.5741 | 0.0005605 | 68 | Commercial_2031_Technical_GWh_Before Competition Groups_68 | High Efficiency Small Instantaneous Water Heater | 0.05605% | 0 | 11.638 | Commercial_2031_Technical_GWh_Before Competition Groups_High Efficiency Small Instantaneous Water Heater
Commercial | Com ¦ ENERGY STAR Fryer (84% eff) | 2031 | Technical | GWh | Before Competition Groups | 11.1417 | 0 | 0 | 20763.5741 | 0.0005366 | 69 | Commercial_2031_Technical_GWh_Before Competition Groups_69 | ENERGY STAR Fryer (84% eff) | 0.05366% | 0 | 11.1417 | Commercial_2031_Technical_GWh_Before Competition Groups_ENERGY STAR Fryer (84% eff)
Commercial | Com ¦ ENERGY STAR Dishwasher | 2031 | Technical | GWh | Before Competition Groups | 10.9772 | 0 | 0 | 20763.5741 | 0.00052868 | 70 | Commercial_2031_Technical_GWh_Before Competition Groups_70 | ENERGY STAR Dishwasher | 0.05287% | 0 | 10.9772 | Commercial_2031_Technical_GWh_Before Competition Groups_ENERGY STAR Dishwasher
Commercial | Com ¦ Ozone Laundry Treatment | 2031 | Achievable | GWh | Before Competition Groups | 4.1187 | 0 | 0 | 7894.5392 | 0.00052171 | 48 | Commercial_2031_Achievable_GWh_Before Competition Groups_48 | Ozone Laundry Treatment | 0.05217% | 0 | 4.1187 | Commercial_2031_Achievable_GWh_Before Competition Groups_Ozone Laundry Treatment
Commercial | Com ¦ Evaporator Coil Defrost (Cooler) | 2031 | Technical | GWh | Before Competition Groups | 10.299 | 0 | 0 | 20763.5741 | 0.00049601 | 71 | Commercial_2031_Technical_GWh_Before Competition Groups_71 | Evaporator Coil Defrost (Cooler) | 0.0496% | 0 | 10.299 | Commercial_2031_Technical_GWh_Before Competition Groups_Evaporator Coil Defrost (Cooler)
Commercial | Com ¦ LED RECESSED DOWNLIGHTS | 2031 | Technical | GWh | Before Competition Groups | 10.1245 | 0 | 0 | 20763.5741 | 0.00048761 | 72 | Commercial_2031_Technical_GWh_Before Competition Groups_72 | LED RECESSED DOWNLIGHTS | 0.04876% | 0 | 10.1245 | Commercial_2031_Technical_GWh_Before Competition Groups_LED RECESSED DOWNLIGHTS
Commercial | Com ¦ ENERGY STAR Dishwasher | 2031 | Achievable | GWh | Before Competition Groups | 3.6699 | 0 | 0 | 7894.5392 | 0.00046487 | 49 | Commercial_2031_Achievable_GWh_Before Competition Groups_49 | ENERGY STAR Dishwasher | 0.04649% | 0 | 3.6699 | Commercial_2031_Achievable_GWh_Before Competition Groups_ENERGY STAR Dishwasher
Commercial | Com ¦ Ozone Laundry Treatment | 2031 | Economic | GWh | Before Competition Groups | 6.3401 | 0 | 0 | 14732.192 | 0.00043036 | 53 | Commercial_2031_Economic_GWh_Before Competition Groups_53 | Ozone Laundry Treatment | 0.04304% | 0 | 6.3401 | Commercial_2031_Economic_GWh_Before Competition Groups_Ozone Laundry Treatment
Commercial | Com ¦ ENERGY STAR Steam Cookers | 2031 | Achievable | GWh | Before Competition Groups | 3.1412 | 0 | 0 | 7894.5392 | 0.0003979 | 50 | Commercial_2031_Achievable_GWh_Before Competition Groups_50 | ENERGY STAR Steam Cookers | 0.03979% | 0 | 3.1412 | Commercial_2031_Achievable_GWh_Before Competition Groups_ENERGY STAR Steam Cookers
Commercial | Com ¦ Demand controlled Circulating Systems | 2031 | Achievable | GWh | Before Competition Groups | 3.1242 | 0 | 0 | 7894.5392 | 0.00039574 | 51 | Commercial_2031_Achievable_GWh_Before Competition Groups_51 | Demand controlled Circulating Systems | 0.03957% | 0 | 3.1242 | Commercial_2031_Achievable_GWh_Before Competition Groups_Demand controlled Circulating Systems
Commercial | Com ¦ High Efficiency Small Instantaneous Water Heater | 2031 | Economic | GWh | Before Competition Groups | 5.6322 | 0 | 0 | 14732.192 | 0.0003823 | 54 | Commercial_2031_Economic_GWh_Before Competition Groups_54 | High Efficiency Small Instantaneous Water Heater | 0.03823% | 0 | 5.6322 | Commercial_2031_Economic_GWh_Before Competition Groups_High Efficiency Small Instantaneous Water Heater
Commercial | Com ¦ ENERGY STAR Steam Cookers | 2031 | Economic | GWh | Before Competition Groups | 5.3454 | 0 | 0 | 14732.192 | 0.00036284 | 55 | Commercial_2031_Economic_GWh_Before Competition Groups_55 | ENERGY STAR Steam Cookers | 0.03628% | 0 | 5.3454 | Commercial_2031_Economic_GWh_Before Competition Groups_ENERGY STAR Steam Cookers
Commercial | Com ¦ Ozone Laundry Treatment | 2031 | Technical | GWh | Before Competition Groups | 6.3401 | 0 | 0 | 20763.5741 | 0.00030535 | 73 | Commercial_2031_Technical_GWh_Before Competition Groups_73 | Ozone Laundry Treatment | 0.03053% | 0 | 6.3401 | Commercial_2031_Technical_GWh_Before Competition Groups_Ozone Laundry Treatment
Commercial | Com ¦ SYNCHRONOUS BELT | 2031 | Technical | GWh | Before Competition Groups | 6.0803 | 0 | 0 | 20763.5741 | 0.00029284 | 74 | Commercial_2031_Technical_GWh_Before Competition Groups_74 | SYNCHRONOUS BELT | 0.02928% | 0 | 6.0803 | Commercial_2031_Technical_GWh_Before Competition Groups_SYNCHRONOUS BELT
Commercial | Com ¦ Demand controlled Circulating Systems | 2031 | Economic | GWh | Before Competition Groups | 4.3096 | 0 | 0 | 14732.192 | 0.00029253 | 56 | Commercial_2031_Economic_GWh_Before Competition Groups_56 | Demand controlled Circulating Systems | 0.02925% | 0 | 4.3096 | Commercial_2031_Economic_GWh_Before Competition Groups_Demand controlled Circulating Systems
Commercial | Com ¦ ENERGY STAR Steam Cookers | 2031 | Technical | GWh | Before Competition Groups | 5.3454 | 0 | 0 | 20763.5741 | 0.00025744 | 75 | Commercial_2031_Technical_GWh_Before Competition Groups_75 | ENERGY STAR Steam Cookers | 0.02574% | 0 | 5.3454 | Commercial_2031_Technical_GWh_Before Competition Groups_ENERGY STAR Steam Cookers
Commercial | Com ¦ Thermostat Setback | 2031 | Achievable | GWh | Before Competition Groups | 1.9779 | 0 | 0 | 7894.5392 | 0.00025054 | 52 | Commercial_2031_Achievable_GWh_Before Competition Groups_52 | Thermostat Setback | 0.02505% | 0 | 1.9779 | Commercial_2031_Achievable_GWh_Before Competition Groups_Thermostat Setback
Commercial | Com ¦ Efficient compressor motor | 2031 | Technical | GWh | Before Competition Groups | 4.7992 | 0 | 0 | 20763.5741 | 0.00023114 | 76 | Commercial_2031_Technical_GWh_Before Competition Groups_76 | Efficient compressor motor | 0.02311% | 0 | 4.7992 | Commercial_2031_Technical_GWh_Before Competition Groups_Efficient compressor motor
Commercial | Com ¦ ECM MOTORS FOR HVAC APPLICATION (FAN-POWERED VAV BOX) | 2031 | Achievable | GWh | Before Competition Groups | 1.7894 | 0 | 0 | 7894.5392 | 0.00022667 | 53 | Commercial_2031_Achievable_GWh_Before Competition Groups_53 | ECM MOTORS FOR HVAC APPLICATION (FAN-POWERED VAV BOX) | 0.02267% | 0 | 1.7894 | Commercial_2031_Achievable_GWh_Before Competition Groups_ECM MOTORS FOR HVAC APPLICATION (FAN-POWERED VAV BOX)
Commercial | Com ¦ Demand controlled Circulating Systems | 2031 | Technical | GWh | Before Competition Groups | 4.3096 | 0 | 0 | 20763.5741 | 0.00020756 | 77 | Commercial_2031_Technical_GWh_Before Competition Groups_77 | Demand controlled Circulating Systems | 0.02076% | 0 | 4.3096 | Commercial_2031_Technical_GWh_Before Competition Groups_Demand controlled Circulating Systems
Commercial | Com ¦ Efficient compressor motor | 2031 | Economic | GWh | Before Competition Groups | 2.7162 | 0 | 0 | 14732.192 | 0.00018437 | 57 | Commercial_2031_Economic_GWh_Before Competition Groups_57 | Efficient compressor motor | 0.01844% | 0 | 2.7162 | Commercial_2031_Economic_GWh_Before Competition Groups_Efficient compressor motor
Commercial | Com ¦ ECM MOTORS FOR HVAC APPLICATION (FAN-POWERED VAV BOX) | 2031 | Economic | GWh | Before Competition Groups | 2.6474 | 0 | 0 | 14732.192 | 0.0001797 | 58 | Commercial_2031_Economic_GWh_Before Competition Groups_58 | ECM MOTORS FOR HVAC APPLICATION (FAN-POWERED VAV BOX) | 0.01797% | 0 | 2.6474 | Commercial_2031_Economic_GWh_Before Competition Groups_ECM MOTORS FOR HVAC APPLICATION (FAN-POWERED VAV BOX)
Commercial | Com ¦ Solar Water Preheat (Pools/DHW) | 2031 | Economic | GWh | Before Competition Groups | 2.5572 | 0 | 0 | 14732.192 | 0.00017358 | 59 | Commercial_2031_Economic_GWh_Before Competition Groups_59 | Solar Water Preheat (Pools/DHW) | 0.01736% | 0 | 2.5572 | Commercial_2031_Economic_GWh_Before Competition Groups_Solar Water Preheat (Pools/DHW)
Commercial | Com ¦ Thermostat Setback | 2031 | Economic | GWh | Before Competition Groups | 2.2622 | 0 | 0 | 14732.192 | 0.00015356 | 60 | Commercial_2031_Economic_GWh_Before Competition Groups_60 | Thermostat Setback | 0.01536% | 0 | 2.2622 | Commercial_2031_Economic_GWh_Before Competition Groups_Thermostat Setback
Commercial | Com ¦ Notched V belts for HVAC Systems | 2031 | Technical | GWh | Before Competition Groups | 3.0402 | 0 | 0 | 20763.5741 | 0.00014642 | 78 | Commercial_2031_Technical_GWh_Before Competition Groups_78 | Notched V belts for HVAC Systems | 0.01464% | 0 | 3.0402 | Commercial_2031_Technical_GWh_Before Competition Groups_Notched V belts for HVAC Systems
Commercial | Com ¦ Indoor Daylight Sensors/Photocell Dimming Control | 2031 | Economic | GWh | Before Competition Groups | 2.0506 | 0 | 0 | 14732.192 | 0.00013919 | 61 | Commercial_2031_Economic_GWh_Before Competition Groups_61 | Indoor Daylight Sensors/Photocell Dimming Control | 0.01392% | 0 | 2.0506 | Commercial_2031_Economic_GWh_Before Competition Groups_Indoor Daylight Sensors/Photocell Dimming Control
Commercial | Com ¦ ECM MOTORS FOR HVAC APPLICATION (FAN-POWERED VAV BOX) | 2031 | Technical | GWh | Before Competition Groups | 2.6569 | 0 | 0 | 20763.5741 | 0.00012796 | 79 | Commercial_2031_Technical_GWh_Before Competition Groups_79 | ECM MOTORS FOR HVAC APPLICATION (FAN-POWERED VAV BOX) | 0.0128% | 0 | 2.6569 | Commercial_2031_Technical_GWh_Before Competition Groups_ECM MOTORS FOR HVAC APPLICATION (FAN-POWERED VAV BOX)
Commercial | Com ¦ Solar Water Preheat (Pools/DHW) | 2031 | Technical | GWh | Before Competition Groups | 2.5572 | 0 | 0 | 20763.5741 | 0.00012316 | 80 | Commercial_2031_Technical_GWh_Before Competition Groups_80 | Solar Water Preheat (Pools/DHW) | 0.01232% | 0 | 2.5572 | Commercial_2031_Technical_GWh_Before Competition Groups_Solar Water Preheat (Pools/DHW)
Commercial | Com ¦ Wall Insulation | 2031 | Technical | GWh | Before Competition Groups | 2.4231 | 0 | 0 | 20763.5741 | 0.0001167 | 81 | Commercial_2031_Technical_GWh_Before Competition Groups_81 | Wall Insulation | 0.01167% | 0 | 2.4231 | Commercial_2031_Technical_GWh_Before Competition Groups_Wall Insulation
Commercial | Com ¦ Variable Refrigerant Flow Heat Pump | 2031 | Achievable | GWh | Before Competition Groups | 0.91456 | 0 | 0 | 7894.5392 | 0.00011585 | 54 | Commercial_2031_Achievable_GWh_Before Competition Groups_54 | Variable Refrigerant Flow Heat Pump | 0.01158% | 0 | 0.91456 | Commercial_2031_Achievable_GWh_Before Competition Groups_Variable Refrigerant Flow Heat Pump
Commercial | Com ¦ Solar Preheat Make up Air | 2031 | Technical | GWh | Before Competition Groups | 2.3973 | 0 | 0 | 20763.5741 | 0.00011546 | 82 | Commercial_2031_Technical_GWh_Before Competition Groups_82 | Solar Preheat Make up Air | 0.01155% | 0 | 2.3973 | Commercial_2031_Technical_GWh_Before Competition Groups_Solar Preheat Make up Air
Commercial | Com ¦ PTAC (12 EER/10,000 BTU) | 2031 | Economic | GWh | Before Competition Groups | 1.6478 | 0 | 0 | 14732.192 | 0.00011185 | 62 | Commercial_2031_Economic_GWh_Before Competition Groups_62 | PTAC (12 EER/10,000 BTU) | 0.01119% | 0 | 1.6478 | Commercial_2031_Economic_GWh_Before Competition Groups_PTAC (12 EER/10,000 BTU)
Commercial | Com ¦ Thermostat Setback | 2031 | Technical | GWh | Before Competition Groups | 2.2622 | 0 | 0 | 20763.5741 | 0.00010895 | 83 | Commercial_2031_Technical_GWh_Before Competition Groups_83 | Thermostat Setback | 0.0109% | 0 | 2.2622 | Commercial_2031_Technical_GWh_Before Competition Groups_Thermostat Setback
Commercial | Com ¦ Heat Pump Water Heater (50 Gallons) | 2031 | Technical | GWh | Before Competition Groups | 2.2119 | 0 | 0 | 20763.5741 | 0.00010653 | 84 | Commercial_2031_Technical_GWh_Before Competition Groups_84 | Heat Pump Water Heater (50 Gallons) | 0.01065% | 0 | 2.2119 | Commercial_2031_Technical_GWh_Before Competition Groups_Heat Pump Water Heater (50 Gallons)
Commercial | Com ¦ Auto Off Time Switch or Time Clock control | 2031 | Achievable | GWh | Before Competition Groups | 0.80895 | 0 | 0 | 7894.5392 | 0.00010247 | 55 | Commercial_2031_Achievable_GWh_Before Competition Groups_55 | Auto Off Time Switch or Time Clock control | 0.01025% | 0 | 0.80895 | Commercial_2031_Achievable_GWh_Before Competition Groups_Auto Off Time Switch or Time Clock control
Commercial | Com ¦ CEE Tier 2/Energy Star Clothes Washers | 2031 | Achievable | GWh | Before Competition Groups | 0.79314 | 0 | 0 | 7894.5392 | 0.00010047 | 56 | Commercial_2031_Achievable_GWh_Before Competition Groups_56 | CEE Tier 2/Energy Star Clothes Washers | 0.01005% | 0 | 0.79314 | Commercial_2031_Achievable_GWh_Before Competition Groups_CEE Tier 2/Energy Star Clothes Washers
Commercial | Com ¦ Notched V belts for HVAC Systems | 2031 | Economic | GWh | Before Competition Groups | 1.4569 | 0 | 0 | 14732.192 | 9.8893e-05 | 63 | Commercial_2031_Economic_GWh_Before Competition Groups_63 | Notched V belts for HVAC Systems | 0.009889% | 0 | 1.4569 | Commercial_2031_Economic_GWh_Before Competition Groups_Notched V belts for HVAC Systems
Commercial | Com ¦ Room AC (w/ louvered sides) 14 SEER from 12 SEER code | 2031 | Technical | GWh | Before Competition Groups | 1.9715 | 0 | 0 | 20763.5741 | 9.4951e-05 | 85 | Commercial_2031_Technical_GWh_Before Competition Groups_85 | Room AC (w/ louvered sides) 14 SEER from 12 SEER code | 0.009495% | 0 | 1.9715 | Commercial_2031_Technical_GWh_Before Competition Groups_Room AC (w/ louvered sides) 14 SEER from 12 SEER code
Commercial | Com ¦ Variable Refrigerant Flow Heat Pump | 2031 | Economic | GWh | Before Competition Groups | 1.3965 | 0 | 0 | 14732.192 | 9.479e-05 | 64 | Commercial_2031_Economic_GWh_Before Competition Groups_64 | Variable Refrigerant Flow Heat Pump | 0.009479% | 0 | 1.3965 | Commercial_2031_Economic_GWh_Before Competition Groups_Variable Refrigerant Flow Heat Pump
Commercial | Com ¦ Solar Water Preheat (Pools/DHW) | 2031 | Achievable | GWh | Before Competition Groups | 0.74216 | 0 | 0 | 7894.5392 | 9.4009e-05 | 57 | Commercial_2031_Achievable_GWh_Before Competition Groups_57 | Solar Water Preheat (Pools/DHW) | 0.009401% | 0 | 0.74216 | Commercial_2031_Achievable_GWh_Before Competition Groups_Solar Water Preheat (Pools/DHW)
Commercial | Com ¦ PTAC (12 EER/10,000 BTU) | 2031 | Technical | GWh | Before Competition Groups | 1.8567 | 0 | 0 | 20763.5741 | 8.9423e-05 | 86 | Commercial_2031_Technical_GWh_Before Competition Groups_86 | PTAC (12 EER/10,000 BTU) | 0.008942% | 0 | 1.8567 | Commercial_2031_Technical_GWh_Before Competition Groups_PTAC (12 EER/10,000 BTU)
Commercial | Com ¦ Auto Off Time Switch or Time Clock control | 2031 | Economic | GWh | Before Competition Groups | 1.3141 | 0 | 0 | 14732.192 | 8.9201e-05 | 65 | Commercial_2031_Economic_GWh_Before Competition Groups_65 | Auto Off Time Switch or Time Clock control | 0.00892% | 0 | 1.3141 | Commercial_2031_Economic_GWh_Before Competition Groups_Auto Off Time Switch or Time Clock control
Commercial | Com ¦ CEE Tier 2/Energy Star Clothes Washers | 2031 | Economic | GWh | Before Competition Groups | 1.1969 | 0 | 0 | 14732.192 | 8.1246e-05 | 66 | Commercial_2031_Economic_GWh_Before Competition Groups_66 | CEE Tier 2/Energy Star Clothes Washers | 0.008125% | 0 | 1.1969 | Commercial_2031_Economic_GWh_Before Competition Groups_CEE Tier 2/Energy Star Clothes Washers
Commercial | Com ¦ Commercial Hot Food Holding Cabinets | 2031 | Technical | GWh | Before Competition Groups | 1.56 | 0 | 0 | 20763.5741 | 7.5133e-05 | 87 | Commercial_2031_Technical_GWh_Before Competition Groups_87 | Commercial Hot Food Holding Cabinets | 0.007513% | 0 | 1.56 | Commercial_2031_Technical_GWh_Before Competition Groups_Commercial Hot Food Holding Cabinets
Commercial | Com ¦ PTAC (12 EER/10,000 BTU) | 2031 | Achievable | GWh | Before Competition Groups | 0.5332 | 0 | 0 | 7894.5392 | 6.754e-05 | 58 | Commercial_2031_Achievable_GWh_Before Competition Groups_58 | PTAC (12 EER/10,000 BTU) | 0.006754% | 0 | 0.5332 | Commercial_2031_Achievable_GWh_Before Competition Groups_PTAC (12 EER/10,000 BTU)
Commercial | COM ¦ Ductless Mini-Split Heat Pumps | 2031 | Economic | GWh | Before Competition Groups | 0.9684 | 0 | 0 | 14732.192 | 6.5734e-05 | 67 | Commercial_2031_Economic_GWh_Before Competition Groups_67 | Ductless Mini-Split Heat Pumps | 0.006573% | 0 | 0.9684 | Commercial_2031_Economic_GWh_Before Competition Groups_Ductless Mini-Split Heat Pumps
Commercial | Com ¦ Auto Off Time Switch or Time Clock control | 2031 | Technical | GWh | Before Competition Groups | 1.3141 | 0 | 0 | 20763.5741 | 6.329e-05 | 88 | Commercial_2031_Technical_GWh_Before Competition Groups_88 | Auto Off Time Switch or Time Clock control | 0.006329% | 0 | 1.3141 | Commercial_2031_Technical_GWh_Before Competition Groups_Auto Off Time Switch or Time Clock control
Commercial | Com ¦ Low Flow Pre-Rinse Spray Nozzle | 2031 | Achievable | GWh | Before Competition Groups | 0.46701 | 0 | 0 | 7894.5392 | 5.9156e-05 | 59 | Commercial_2031_Achievable_GWh_Before Competition Groups_59 | Low Flow Pre-Rinse Spray Nozzle | 0.005916% | 0 | 0.46701 | Commercial_2031_Achievable_GWh_Before Competition Groups_Low Flow Pre-Rinse Spray Nozzle
Commercial | Com ¦ CEE Tier 2/Energy Star Clothes Washers | 2031 | Technical | GWh | Before Competition Groups | 1.1969 | 0 | 0 | 20763.5741 | 5.7646e-05 | 89 | Commercial_2031_Technical_GWh_Before Competition Groups_89 | CEE Tier 2/Energy Star Clothes Washers | 0.005765% | 0 | 1.1969 | Commercial_2031_Technical_GWh_Before Competition Groups_CEE Tier 2/Energy Star Clothes Washers
Commercial | COM ¦ Ductless Mini-Split Heat Pumps | 2031 | Achievable | GWh | Before Competition Groups | 0.45461 | 0 | 0 | 7894.5392 | 5.7585e-05 | 60 | Commercial_2031_Achievable_GWh_Before Competition Groups_60 | Ductless Mini-Split Heat Pumps | 0.005759% | 0 | 0.45461 | Commercial_2031_Achievable_GWh_Before Competition Groups_Ductless Mini-Split Heat Pumps
Commercial | Com ¦ Low Flow Pre-Rinse Spray Nozzle | 2031 | Economic | GWh | Before Competition Groups | 0.79141 | 0 | 0 | 14732.192 | 5.372e-05 | 68 | Commercial_2031_Economic_GWh_Before Competition Groups_68 | Low Flow Pre-Rinse Spray Nozzle | 0.005372% | 0 | 0.79141 | Commercial_2031_Economic_GWh_Before Competition Groups_Low Flow Pre-Rinse Spray Nozzle
Commercial | COM ¦ Ductless Mini-Split Heat Pumps | 2031 | Technical | GWh | Before Competition Groups | 0.9684 | 0 | 0 | 20763.5741 | 4.6639e-05 | 90 | Commercial_2031_Technical_GWh_Before Competition Groups_90 | Ductless Mini-Split Heat Pumps | 0.004664% | 0 | 0.9684 | Commercial_2031_Technical_GWh_Before Competition Groups_Ductless Mini-Split Heat Pumps
Commercial | Com ¦ Solar Electric Water Heater (50 Gallon) | 2031 | Technical | GWh | Before Competition Groups | 0.93441 | 0 | 0 | 20763.5741 | 4.5002e-05 | 91 | Commercial_2031_Technical_GWh_Before Competition Groups_91 | Solar Electric Water Heater (50 Gallon) | 0.0045% | 0 | 0.93441 | Commercial_2031_Technical_GWh_Before Competition Groups_Solar Electric Water Heater (50 Gallon)
Commercial | Com ¦ HVAC Optimization | 2031 | Technical | GWh | Before Competition Groups | 0.817 | 0 | 0 | 20763.5741 | 3.9348e-05 | 92 | Commercial_2031_Technical_GWh_Before Competition Groups_92 | HVAC Optimization | 0.003935% | 0 | 0.817 | Commercial_2031_Technical_GWh_Before Competition Groups_HVAC Optimization
Commercial | Com ¦ Low Flow Pre-Rinse Spray Nozzle | 2031 | Technical | GWh | Before Competition Groups | 0.79141 | 0 | 0 | 20763.5741 | 3.8115e-05 | 93 | Commercial_2031_Technical_GWh_Before Competition Groups_93 | Low Flow Pre-Rinse Spray Nozzle | 0.003812% | 0 | 0.79141 | Commercial_2031_Technical_GWh_Before Competition Groups_Low Flow Pre-Rinse Spray Nozzle
Commercial | Com ¦ HVAC Optimization | 2031 | Achievable | GWh | Before Competition Groups | 0.27942 | 0 | 0 | 7894.5392 | 3.5394e-05 | 61 | Commercial_2031_Achievable_GWh_Before Competition Groups_61 | HVAC Optimization | 0.003539% | 0 | 0.27942 | Commercial_2031_Achievable_GWh_Before Competition Groups_HVAC Optimization
Commercial | Com ¦ HVAC Optimization | 2031 | Economic | GWh | Before Competition Groups | 0.49392 | 0 | 0 | 14732.192 | 3.3527e-05 | 69 | Commercial_2031_Economic_GWh_Before Competition Groups_69 | HVAC Optimization | 0.003353% | 0 | 0.49392 | Commercial_2031_Economic_GWh_Before Competition Groups_HVAC Optimization
Commercial | Com ¦ Commercial Hot Food Holding Cabinets | 2031 | Economic | GWh | Before Competition Groups | 0.4645 | 0 | 0 | 14732.192 | 3.1529e-05 | 70 | Commercial_2031_Economic_GWh_Before Competition Groups_70 | Commercial Hot Food Holding Cabinets | 0.003153% | 0 | 0.4645 | Commercial_2031_Economic_GWh_Before Competition Groups_Commercial Hot Food Holding Cabinets
Commercial | Com ¦ Commercial Hot Food Holding Cabinets | 2031 | Achievable | GWh | Before Competition Groups | 0.2101 | 0 | 0 | 7894.5392 | 2.6614e-05 | 62 | Commercial_2031_Achievable_GWh_Before Competition Groups_62 | Commercial Hot Food Holding Cabinets | 0.002661% | 0 | 0.2101 | Commercial_2031_Achievable_GWh_Before Competition Groups_Commercial Hot Food Holding Cabinets
Commercial | Com ¦ LED RECESSED DOWNLIGHTS | 2031 | Achievable | GWh | Before Competition Groups | 0.20449 | 0 | 0 | 7894.5392 | 2.5903e-05 | 63 | Commercial_2031_Achievable_GWh_Before Competition Groups_63 | LED RECESSED DOWNLIGHTS | 0.00259% | 0 | 0.20449 | Commercial_2031_Achievable_GWh_Before Competition Groups_LED RECESSED DOWNLIGHTS
Commercial | Com ¦ LED RECESSED DOWNLIGHTS | 2031 | Economic | GWh | Before Competition Groups | 0.37883 | 0 | 0 | 14732.192 | 2.5715e-05 | 71 | Commercial_2031_Economic_GWh_Before Competition Groups_71 | LED RECESSED DOWNLIGHTS | 0.002571% | 0 | 0.37883 | Commercial_2031_Economic_GWh_Before Competition Groups_LED RECESSED DOWNLIGHTS
Commercial | Com ¦ High Efficiency Small Instantaneous Water Heater | 2031 | Achievable | GWh | Before Competition Groups | 0.19717 | 0 | 0 | 7894.5392 | 2.4975e-05 | 64 | Commercial_2031_Achievable_GWh_Before Competition Groups_64 | High Efficiency Small Instantaneous Water Heater | 0.002497% | 0 | 0.19717 | Commercial_2031_Achievable_GWh_Before Competition Groups_High Efficiency Small Instantaneous Water Heater
Commercial | Com ¦ High Efficiency Chiller (avg of water and air cooled) | 2031 | Technical | GWh | Before Competition Groups | 0.42027 | 0 | 0 | 20763.5741 | 2.0241e-05 | 94 | Commercial_2031_Technical_GWh_Before Competition Groups_94 | High Efficiency Chiller (avg of water and air cooled) | 0.002024% | 0 | 0.42027 | Commercial_2031_Technical_GWh_Before Competition Groups_High Efficiency Chiller (avg of water and air cooled)
Commercial | Com ¦ Efficient compressor motor | 2031 | Achievable | GWh | Before Competition Groups | 0.1417 | 0 | 0 | 7894.5392 | 1.7949e-05 | 65 | Commercial_2031_Achievable_GWh_Before Competition Groups_65 | Efficient compressor motor | 0.001795% | 0 | 0.1417 | Commercial_2031_Achievable_GWh_Before Competition Groups_Efficient compressor motor
Commercial | Com ¦ Wall Insulation | 2031 | Achievable | GWh | Before Competition Groups | 0.13331 | 0 | 0 | 7894.5392 | 1.6887e-05 | 66 | Commercial_2031_Achievable_GWh_Before Competition Groups_66 | Wall Insulation | 0.001689% | 0 | 0.13331 | Commercial_2031_Achievable_GWh_Before Competition Groups_Wall Insulation
Commercial | Com ¦ Notched V belts for HVAC Systems | 2031 | Achievable | GWh | Before Competition Groups | 0.13101 | 0 | 0 | 7894.5392 | 1.6596e-05 | 67 | Commercial_2031_Achievable_GWh_Before Competition Groups_67 | Notched V belts for HVAC Systems | 0.00166% | 0 | 0.13101 | Commercial_2031_Achievable_GWh_Before Competition Groups_Notched V belts for HVAC Systems
Commercial | Com ¦ Wall Insulation | 2031 | Economic | GWh | Before Competition Groups | 0.19055 | 0 | 0 | 14732.192 | 1.2934e-05 | 72 | Commercial_2031_Economic_GWh_Before Competition Groups_72 | Wall Insulation | 0.001293% | 0 | 0.19055 | Commercial_2031_Economic_GWh_Before Competition Groups_Wall Insulation
Commercial | Com ¦ EC Plug Fan for Data Center (under cabinet) | 2031 | Technical | GWh | Before Competition Groups | 0.22755 | 0 | 0 | 20763.5741 | 1.0959e-05 | 95 | Commercial_2031_Technical_GWh_Before Competition Groups_95 | EC Plug Fan for Data Center (under cabinet) | 0.001096% | 0 | 0.22755 | Commercial_2031_Technical_GWh_Before Competition Groups_EC Plug Fan for Data Center (under cabinet)
Commercial | Com ¦ Energy Recovery Ventilation and Ventilation (Enhanced) | 2031 | Achievable | GWh | Before Competition Groups | 0.080515 | 0 | 0 | 7894.5392 | 1.0199e-05 | 68 | Commercial_2031_Achievable_GWh_Before Competition Groups_68 | Energy Recovery Ventilation and Ventilation (Enhanced) | 0.00102% | 0 | 0.080515 | Commercial_2031_Achievable_GWh_Before Competition Groups_Energy Recovery Ventilation and Ventilation (Enhanced)
Commercial | Com ¦ eCube | 2031 | Technical | GWh | Before Competition Groups | 0.16103 | 0 | 0 | 20763.5741 | 7.7556e-06 | 96 | Commercial_2031_Technical_GWh_Before Competition Groups_96 | eCube | 0.0007756% | 0 | 0.16103 | Commercial_2031_Technical_GWh_Before Competition Groups_eCube
Commercial | Com ¦ Air Curtains | 2031 | Achievable | GWh | Before Competition Groups | 0.034611 | 0 | 0 | 7894.5392 | 4.3842e-06 | 69 | Commercial_2031_Achievable_GWh_Before Competition Groups_69 | Air Curtains | 0.0004384% | 0 | 0.034611 | Commercial_2031_Achievable_GWh_Before Competition Groups_Air Curtains
Commercial | Com ¦ Room AC (w/ louvered sides) 14 SEER from 12 SEER code | 2031 | Achievable | GWh | Before Competition Groups | 0.029709 | 0 | 0 | 7894.5392 | 3.7632e-06 | 70 | Commercial_2031_Achievable_GWh_Before Competition Groups_70 | Room AC (w/ louvered sides) 14 SEER from 12 SEER code | 0.0003763% | 0 | 0.029709 | Commercial_2031_Achievable_GWh_Before Competition Groups_Room AC (w/ louvered sides) 14 SEER from 12 SEER code
Commercial | Com ¦ Air Curtains | 2031 | Economic | GWh | Before Competition Groups | 0.052944 | 0 | 0 | 14732.192 | 3.5938e-06 | 73 | Commercial_2031_Economic_GWh_Before Competition Groups_73 | Air Curtains | 0.0003594% | 0 | 0.052944 | Commercial_2031_Economic_GWh_Before Competition Groups_Air Curtains
Commercial | Com ¦ Exterior Photocell | 2031 | Technical | GWh | Before Competition Groups | 0.070027 | 0 | 0 | 20763.5741 | 3.3726e-06 | 97 | Commercial_2031_Technical_GWh_Before Competition Groups_97 | Exterior Photocell | 0.0003373% | 0 | 0.070027 | Commercial_2031_Technical_GWh_Before Competition Groups_Exterior Photocell
Commercial | Com ¦ EC Plug Fan for Data Center (under cabinet) | 2031 | Economic | GWh | Before Competition Groups | 0.045868 | 0 | 0 | 14732.192 | 3.1134e-06 | 74 | Commercial_2031_Economic_GWh_Before Competition Groups_74 | EC Plug Fan for Data Center (under cabinet) | 0.0003113% | 0 | 0.045868 | Commercial_2031_Economic_GWh_Before Competition Groups_EC Plug Fan for Data Center (under cabinet)
Commercial | Com ¦ Room AC (w/ louvered sides) 14 SEER from 12 SEER code | 2031 | Economic | GWh | Before Competition Groups | 0.044374 | 0 | 0 | 14732.192 | 3.012e-06 | 75 | Commercial_2031_Economic_GWh_Before Competition Groups_75 | Room AC (w/ louvered sides) 14 SEER from 12 SEER code | 0.0003012% | 0 | 0.044374 | Commercial_2031_Economic_GWh_Before Competition Groups_Room AC (w/ louvered sides) 14 SEER from 12 SEER code
Commercial | Com ¦ VSD Air Compressor | 2031 | Achievable | GWh | Before Competition Groups | 0.021744 | 0 | 0 | 7894.5392 | 2.7543e-06 | 71 | Commercial_2031_Achievable_GWh_Before Competition Groups_71 | VSD Air Compressor | 0.0002754% | 0 | 0.021744 | Commercial_2031_Achievable_GWh_Before Competition Groups_VSD Air Compressor
Commercial | Com ¦ Indoor Daylight Sensors/Photocell Dimming Control | 2031 | Achievable | GWh | Before Competition Groups | 0.021423 | 0 | 0 | 7894.5392 | 2.7136e-06 | 72 | Commercial_2031_Achievable_GWh_Before Competition Groups_72 | Indoor Daylight Sensors/Photocell Dimming Control | 0.0002714% | 0 | 0.021423 | Commercial_2031_Achievable_GWh_Before Competition Groups_Indoor Daylight Sensors/Photocell Dimming Control
Commercial | Com ¦ Air Curtains | 2031 | Technical | GWh | Before Competition Groups | 0.052944 | 0 | 0 | 20763.5741 | 2.5499e-06 | 98 | Commercial_2031_Technical_GWh_Before Competition Groups_98 | Air Curtains | 0.000255% | 0 | 0.052944 | Commercial_2031_Technical_GWh_Before Competition Groups_Air Curtains
Commercial | Com ¦ VSD Air Compressor | 2031 | Economic | GWh | Before Competition Groups | 0.036439 | 0 | 0 | 14732.192 | 2.4734e-06 | 76 | Commercial_2031_Economic_GWh_Before Competition Groups_76 | VSD Air Compressor | 0.0002473% | 0 | 0.036439 | Commercial_2031_Economic_GWh_Before Competition Groups_VSD Air Compressor
Commercial | Com ¦ EC Plug Fan for Data Center (under cabinet) | 2031 | Achievable | GWh | Before Competition Groups | 0.015242 | 0 | 0 | 7894.5392 | 1.9307e-06 | 73 | Commercial_2031_Achievable_GWh_Before Competition Groups_73 | EC Plug Fan for Data Center (under cabinet) | 0.0001931% | 0 | 0.015242 | Commercial_2031_Achievable_GWh_Before Competition Groups_EC Plug Fan for Data Center (under cabinet)
Commercial | Com ¦ VSD Air Compressor | 2031 | Technical | GWh | Before Competition Groups | 0.036439 | 0 | 0 | 20763.5741 | 1.7549e-06 | 99 | Commercial_2031_Technical_GWh_Before Competition Groups_99 | VSD Air Compressor | 0.0001755% | 0 | 0.036439 | Commercial_2031_Technical_GWh_Before Competition Groups_VSD Air Compressor
Commercial | Com ¦ High Efficiency Chiller (avg of water and air cooled) | 2031 | Achievable | GWh | Before Competition Groups | 0.012281 | 0 | 0 | 7894.5392 | 1.5556e-06 | 74 | Commercial_2031_Achievable_GWh_Before Competition Groups_74 | High Efficiency Chiller (avg of water and air cooled) | 0.0001556% | 0 | 0.012281 | Commercial_2031_Achievable_GWh_Before Competition Groups_High Efficiency Chiller (avg of water and air cooled)
Commercial | Com ¦ High Efficiency Chiller (avg of water and air cooled) | 2031 | Economic | GWh | Before Competition Groups | 0.018886 | 0 | 0 | 14732.192 | 1.282e-06 | 77 | Commercial_2031_Economic_GWh_Before Competition Groups_77 | High Efficiency Chiller (avg of water and air cooled) | 0.0001282% | 0 | 0.018886 | Commercial_2031_Economic_GWh_Before Competition Groups_High Efficiency Chiller (avg of water and air cooled)
Commercial | Com ¦ High Efficiency Induction Cooking | 2031 | Technical | GWh | Before Competition Groups | 0.0076149 | 0 | 0 | 20763.5741 | 3.6674e-07 | 100 | Commercial_2031_Technical_GWh_Before Competition Groups_100 | High Efficiency Induction Cooking | 3.667e-05% | 0 | 0.0076149 | Commercial_2031_Technical_GWh_Before Competition Groups_High Efficiency Induction Cooking
Commercial | Com ¦ Electric Convection Combination Ovens | 2031 | Achievable | GWh | Before Competition Groups | 0.0022031 | 0 | 0 | 7894.5392 | 2.7907e-07 | 75 | Commercial_2031_Achievable_GWh_Before Competition Groups_75 | Electric Convection Combination Ovens | 2.791e-05% | 0 | 0.0022031 | Commercial_2031_Achievable_GWh_Before Competition Groups_Electric Convection Combination Ovens
Commercial | Com ¦ Electric Convection Combination Ovens | 2031 | Economic | GWh | Before Competition Groups | 0.0029567 | 0 | 0 | 14732.192 | 2.007e-07 | 78 | Commercial_2031_Economic_GWh_Before Competition Groups_78 | Electric Convection Combination Ovens | 2.007e-05% | 0 | 0.0029567 | Commercial_2031_Economic_GWh_Before Competition Groups_Electric Convection Combination Ovens
Commercial | Com ¦ Electric Convection Combination Ovens | 2031 | Technical | GWh | Before Competition Groups | 0.0029567 | 0 | 0 | 20763.5741 | 1.424e-07 | 101 | Commercial_2031_Technical_GWh_Before Competition Groups_101 | Electric Convection Combination Ovens | 1.424e-05% | 0 | 0.0029567 | Commercial_2031_Technical_GWh_Before Competition Groups_Electric Convection Combination Ovens
Commercial | Com ¦ LLLC - Low Impact Application | 2031 | Achievable | GWh | Before Competition Groups | 6.0297e-19 | 0 | 0 | 7894.5392 | 7.6378e-23 | 76 | Commercial_2031_Achievable_GWh_Before Competition Groups_76 | LLLC - Low Impact Application | 7.638e-21% | 0 | 6.0297e-19 | Commercial_2031_Achievable_GWh_Before Competition Groups_LLLC - Low Impact Application
Commercial | Com ¦ LLLC - High Impact Application | 2031 | Achievable | GWh | Before Competition Groups | 2.7747e-19 | 0 | 0 | 7894.5392 | 3.5148e-23 | 77 | Commercial_2031_Achievable_GWh_Before Competition Groups_77 | LLLC - High Impact Application | 3.515e-21% | 0 | 2.7747e-19 | Commercial_2031_Achievable_GWh_Before Competition Groups_LLLC - High Impact Application
Commercial | Com ¦ Networked/Connected - High Impact Application | 2031 | Achievable | GWh | Before Competition Groups | 3.5955e-21 | 0 | 0 | 7894.5392 | 4.5545e-25 | 78 | Commercial_2031_Achievable_GWh_Before Competition Groups_78 | Networked/Connected - High Impact Application | 4.554e-23% | 0 | 3.5955e-21 | Commercial_2031_Achievable_GWh_Before Competition Groups_Networked/Connected - High Impact Application
Commercial | Com ¦ Networked/Connected - Low Impact Application | 2031 | Achievable | GWh | Before Competition Groups | 2.1002e-21 | 0 | 0 | 7894.5392 | 2.6604e-25 | 79 | Commercial_2031_Achievable_GWh_Before Competition Groups_79 | Networked/Connected - Low Impact Application | 2.66e-23% | 0 | 2.1002e-21 | Commercial_2031_Achievable_GWh_Before Competition Groups_Networked/Connected - Low Impact Application
Commercial | Com ¦ Door Gasket Freezer/Refrigerator | 2031 | Achievable | GWh | Before Competition Groups | 0 | 0 | 0 | 7894.5392 | 0 | 80 | Commercial_2031_Achievable_GWh_Before Competition Groups_80 | Door Gasket Freezer/Refrigerator | 0% | 0 | 0 | Commercial_2031_Achievable_GWh_Before Competition Groups_Door Gasket Freezer/Refrigerator
Commercial | Com ¦ Door Gasket Freezer/Refrigerator | 2031 | Economic | GWh | Before Competition Groups | 0 | 0 | 0 | 14732.192 | 0 | 79 | Commercial_2031_Economic_GWh_Before Competition Groups_79 | Door Gasket Freezer/Refrigerator | 0% | 0 | 0 | Commercial_2031_Economic_GWh_Before Competition Groups_Door Gasket Freezer/Refrigerator
Commercial | Com ¦ ENERGY STAR FREEZER | 2031 | Achievable | GWh | Before Competition Groups | 0 | 0 | 0 | 7894.5392 | 0 | 81 | Commercial_2031_Achievable_GWh_Before Competition Groups_81 | ENERGY STAR FREEZER | 0% | 0 | 0 | Commercial_2031_Achievable_GWh_Before Competition Groups_ENERGY STAR FREEZER
Commercial | Com ¦ ENERGY STAR FREEZER | 2031 | Economic | GWh | Before Competition Groups | 0 | 0 | 0 | 14732.192 | 0 | 80 | Commercial_2031_Economic_GWh_Before Competition Groups_80 | ENERGY STAR FREEZER | 0% | 0 | 0 | Commercial_2031_Economic_GWh_Before Competition Groups_ENERGY STAR FREEZER
Commercial | Com ¦ Ground Source Heat Pump | 2031 | Achievable | GWh | Before Competition Groups | 0 | 0 | 0 | 7894.5392 | 0 | 82 | Commercial_2031_Achievable_GWh_Before Competition Groups_82 | Ground Source Heat Pump | 0% | 0 | 0 | Commercial_2031_Achievable_GWh_Before Competition Groups_Ground Source Heat Pump
Commercial | Com ¦ Ground Source Heat Pump | 2031 | Economic | GWh | Before Competition Groups | 0 | 0 | 0 | 14732.192 | 0 | 81 | Commercial_2031_Economic_GWh_Before Competition Groups_81 | Ground Source Heat Pump | 0% | 0 | 0 | Commercial_2031_Economic_GWh_Before Competition Groups_Ground Source Heat Pump
Commercial | Com ¦ High R-Value Glass Doors/no-heat glass door | 2031 | Achievable | GWh | Before Competition Groups | 0 | 0 | 0 | 7894.5392 | 0 | 83 | Commercial_2031_Achievable_GWh_Before Competition Groups_83 | High R-Value Glass Doors/no-heat glass door | 0% | 0 | 0 | Commercial_2031_Achievable_GWh_Before Competition Groups_High R-Value Glass Doors/no-heat glass door
Commercial | Com ¦ High R-Value Glass Doors/no-heat glass door | 2031 | Economic | GWh | Before Competition Groups | 0 | 0 | 0 | 14732.192 | 0 | 82 | Commercial_2031_Economic_GWh_Before Competition Groups_82 | High R-Value Glass Doors/no-heat glass door | 0% | 0 | 0 | Commercial_2031_Economic_GWh_Before Competition Groups_High R-Value Glass Doors/no-heat glass door
Commercial | Com ¦ HOTEL OCCUPANCY CONTROLS (HVAC + LIGHTING) | 2031 | Achievable | GWh | Before Competition Groups | 0 | 0 | 0 | 7894.5392 | 0 | 84 | Commercial_2031_Achievable_GWh_Before Competition Groups_84 | HOTEL OCCUPANCY CONTROLS (HVAC + LIGHTING) | 0% | 0 | 0 | Commercial_2031_Achievable_GWh_Before Competition Groups_HOTEL OCCUPANCY CONTROLS (HVAC + LIGHTING)
Commercial | Com ¦ HOTEL OCCUPANCY CONTROLS (HVAC + LIGHTING) | 2031 | Economic | GWh | Before Competition Groups | 0 | 0 | 0 | 14732.192 | 0 | 83 | Commercial_2031_Economic_GWh_Before Competition Groups_83 | HOTEL OCCUPANCY CONTROLS (HVAC + LIGHTING) | 0% | 0 | 0 | Commercial_2031_Economic_GWh_Before Competition Groups_HOTEL OCCUPANCY CONTROLS (HVAC + LIGHTING)
Commercial | Com ¦ Refrigeration Commissioning | 2031 | Achievable | GWh | Before Competition Groups | 0 | 0 | 0 | 7894.5392 | 0 | 85 | Commercial_2031_Achievable_GWh_Before Competition Groups_85 | Refrigeration Commissioning | 0% | 0 | 0 | Commercial_2031_Achievable_GWh_Before Competition Groups_Refrigeration Commissioning
Commercial | Com ¦ Refrigeration Commissioning | 2031 | Economic | GWh | Before Competition Groups | 0 | 0 | 0 | 14732.192 | 0 | 84 | Commercial_2031_Economic_GWh_Before Competition Groups_84 | Refrigeration Commissioning | 0% | 0 | 0 | Commercial_2031_Economic_GWh_Before Competition Groups_Refrigeration Commissioning
Commercial | Com ¦ Roof Insulation/Ceiling Insulation (R25 Code to R35) | 2031 | Achievable | GWh | Before Competition Groups | 0 | 0 | 0 | 7894.5392 | 0 | 86 | Commercial_2031_Achievable_GWh_Before Competition Groups_86 | Roof Insulation/Ceiling Insulation (R25 Code to R35) | 0% | 0 | 0 | Commercial_2031_Achievable_GWh_Before Competition Groups_Roof Insulation/Ceiling Insulation (R25 Code to R35)
Commercial | Com ¦ Roof Insulation/Ceiling Insulation (R25 Code to R35) | 2031 | Economic | GWh | Before Competition Groups | 0 | 0 | 0 | 14732.192 | 0 | 85 | Commercial_2031_Economic_GWh_Before Competition Groups_85 | Roof Insulation/Ceiling Insulation (R25 Code to R35) | 0% | 0 | 0 | Commercial_2031_Economic_GWh_Before Competition Groups_Roof Insulation/Ceiling Insulation (R25 Code to R35)
Commercial | Com ¦ Super-High Efficiency Furnaces (Emerging Tech) | 2031 | Achievable | GWh | Before Competition Groups | 0 | 0 | 0 | 7894.5392 | 0 | 87 | Commercial_2031_Achievable_GWh_Before Competition Groups_87 | Super-High Efficiency Furnaces (Emerging Tech) | 0% | 0 | 0 | Commercial_2031_Achievable_GWh_Before Competition Groups_Super-High Efficiency Furnaces (Emerging Tech)
Commercial | Com ¦ Super-High Efficiency Furnaces (Emerging Tech) | 2031 | Economic | GWh | Before Competition Groups | 0 | 0 | 0 | 14732.192 | 0 | 86 | Commercial_2031_Economic_GWh_Before Competition Groups_86 | Super-High Efficiency Furnaces (Emerging Tech) | 0% | 0 | 0 | Commercial_2031_Economic_GWh_Before Competition Groups_Super-High Efficiency Furnaces (Emerging Tech)
Commercial | Com ¦ SYNCHRONOUS BELT | 2031 | Achievable | GWh | Before Competition Groups | 0 | 0 | 0 | 7894.5392 | 0 | 88 | Commercial_2031_Achievable_GWh_Before Competition Groups_88 | SYNCHRONOUS BELT | 0% | 0 | 0 | Commercial_2031_Achievable_GWh_Before Competition Groups_SYNCHRONOUS BELT
Commercial | Com ¦ SYNCHRONOUS BELT | 2031 | Economic | GWh | Before Competition Groups | 0 | 0 | 0 | 14732.192 | 0 | 87 | Commercial_2031_Economic_GWh_Before Competition Groups_87 | SYNCHRONOUS BELT | 0% | 0 | 0 | Commercial_2031_Economic_GWh_Before Competition Groups_SYNCHRONOUS BELT
Commercial | Com ¦ Building Recommissioning, Operations and Maintenance (O&M) Improvements | 2032 | Economic | GWh | Before Competition Groups | 2251.15 | 0 | 0 | 14852.655 | 0.15157 | 1 | Commercial_2032_Economic_GWh_Before Competition Groups_1 | Building Recommissioning, Operations and Maintenance (O&M) Improvements | 15.16% | 0 | 2251.15 | Commercial_2032_Economic_GWh_Before Competition Groups_Building Recommissioning, Operations and Maintenance (O&M) Improvements
Commercial | Com ¦ Building Recommissioning, Operations and Maintenance (O&M) Improvements | 2032 | Technical | GWh | Before Competition Groups | 2251.15 | 0 | 0 | 20927.1389 | 0.10757 | 1 | Commercial_2032_Technical_GWh_Before Competition Groups_1 | Building Recommissioning, Operations and Maintenance (O&M) Improvements | 10.76% | 0 | 2251.15 | Commercial_2032_Technical_GWh_Before Competition Groups_Building Recommissioning, Operations and Maintenance (O&M) Improvements
Commercial | Com ¦ LED Low/High Bay | 2032 | Achievable | GWh | Before Competition Groups | 909.4345 | 0 | 0 | 8716.3041 | 0.10434 | 1 | Commercial_2032_Achievable_GWh_Before Competition Groups_1 | LED Low/High Bay | 10.43% | 0 | 909.4345 | Commercial_2032_Achievable_GWh_Before Competition Groups_LED Low/High Bay
Commercial | Com ¦ ENERGY STAR LED LAMPS (REFLECTOR LAMPs/MR16/PAR 16) | 2032 | Achievable | GWh | Before Competition Groups | 875.9872 | 0 | 0 | 8716.3041 | 0.1005 | 2 | Commercial_2032_Achievable_GWh_Before Competition Groups_2 | ENERGY STAR LED LAMPS (REFLECTOR LAMPs/MR16/PAR 16) | 10.05% | 0 | 875.9872 | Commercial_2032_Achievable_GWh_Before Competition Groups_ENERGY STAR LED LAMPS (REFLECTOR LAMPs/MR16/PAR 16)
Commercial | Com ¦ LED Troffer/Surface/Suspended | 2032 | Achievable | GWh | Before Competition Groups | 834.7465 | 0 | 0 | 8716.3041 | 0.095768 | 3 | Commercial_2032_Achievable_GWh_Before Competition Groups_3 | LED Troffer/Surface/Suspended | 9.577% | 0 | 834.7465 | Commercial_2032_Achievable_GWh_Before Competition Groups_LED Troffer/Surface/Suspended
Commercial | Com ¦ LED Low/High Bay | 2032 | Economic | GWh | Before Competition Groups | 1358.4841 | 0 | 0 | 14852.655 | 0.091464 | 2 | Commercial_2032_Economic_GWh_Before Competition Groups_2 | LED Low/High Bay | 9.146% | 0 | 1358.4841 | Commercial_2032_Economic_GWh_Before Competition Groups_LED Low/High Bay
Commercial | Com ¦ LED Troffer/Surface/Suspended | 2032 | Economic | GWh | Before Competition Groups | 1089.4804 | 0 | 0 | 14852.655 | 0.073353 | 3 | Commercial_2032_Economic_GWh_Before Competition Groups_3 | LED Troffer/Surface/Suspended | 7.335% | 0 | 1089.4804 | Commercial_2032_Economic_GWh_Before Competition Groups_LED Troffer/Surface/Suspended
Commercial | Com ¦ ENERGY STAR LED LAMPS (REFLECTOR LAMPs/MR16/PAR 16) | 2032 | Economic | GWh | Before Competition Groups | 1016.3377 | 0 | 0 | 14852.655 | 0.068428 | 4 | Commercial_2032_Economic_GWh_Before Competition Groups_4 | ENERGY STAR LED LAMPS (REFLECTOR LAMPs/MR16/PAR 16) | 6.843% | 0 | 1016.3377 | Commercial_2032_Economic_GWh_Before Competition Groups_ENERGY STAR LED LAMPS (REFLECTOR LAMPs/MR16/PAR 16)
Commercial | Com ¦ Building Recommissioning, Operations and Maintenance (O&M) Improvements | 2032 | Achievable | GWh | Before Competition Groups | 589.3183 | 0 | 0 | 8716.3041 | 0.067611 | 4 | Commercial_2032_Achievable_GWh_Before Competition Groups_4 | Building Recommissioning, Operations and Maintenance (O&M) Improvements | 6.761% | 0 | 589.3183 | Commercial_2032_Achievable_GWh_Before Competition Groups_Building Recommissioning, Operations and Maintenance (O&M) Improvements
Commercial | Com ¦ Education and Capacity Building/Energy Behavior | 2032 | Achievable | GWh | Before Competition Groups | 566.4199 | 0 | 0 | 8716.3041 | 0.064984 | 5 | Commercial_2032_Achievable_GWh_Before Competition Groups_5 | Education and Capacity Building/Energy Behavior | 6.498% | 0 | 566.4199 | Commercial_2032_Achievable_GWh_Before Competition Groups_Education and Capacity Building/Energy Behavior
Commercial | Com ¦ LED Low/High Bay | 2032 | Technical | GWh | Before Competition Groups | 1358.4841 | 0 | 0 | 20927.1389 | 0.064915 | 2 | Commercial_2032_Technical_GWh_Before Competition Groups_2 | LED Low/High Bay | 6.491% | 0 | 1358.4841 | Commercial_2032_Technical_GWh_Before Competition Groups_LED Low/High Bay
Commercial | Com ¦ Central Lighting Control System | 2032 | Technical | GWh | Before Competition Groups | 1315.2566 | 0 | 0 | 20927.1389 | 0.062849 | 3 | Commercial_2032_Technical_GWh_Before Competition Groups_3 | Central Lighting Control System | 6.285% | 0 | 1315.2566 | Commercial_2032_Technical_GWh_Before Competition Groups_Central Lighting Control System
Commercial | Com ¦ LED EXTERIOR AREA LIGHTS - LED fixture (200W) | 2032 | Achievable | GWh | Before Competition Groups | 515.5055 | 0 | 0 | 8716.3041 | 0.059143 | 6 | Commercial_2032_Achievable_GWh_Before Competition Groups_6 | LED EXTERIOR AREA LIGHTS - LED fixture (200W) | 5.914% | 0 | 515.5055 | Commercial_2032_Achievable_GWh_Before Competition Groups_LED EXTERIOR AREA LIGHTS - LED fixture (200W)
Commercial | Com ¦ LED parking lot fixture | 2032 | Achievable | GWh | Before Competition Groups | 493.8557 | 0 | 0 | 8716.3041 | 0.056659 | 7 | Commercial_2032_Achievable_GWh_Before Competition Groups_7 | LED parking lot fixture | 5.666% | 0 | 493.8557 | Commercial_2032_Achievable_GWh_Before Competition Groups_LED parking lot fixture
Commercial | Com ¦ Education and Capacity Building/Energy Behavior | 2032 | Economic | GWh | Before Competition Groups | 839.9592 | 0 | 0 | 14852.655 | 0.056553 | 5 | Commercial_2032_Economic_GWh_Before Competition Groups_5 | Education and Capacity Building/Energy Behavior | 5.655% | 0 | 839.9592 | Commercial_2032_Economic_GWh_Before Competition Groups_Education and Capacity Building/Energy Behavior
Commercial | Com ¦ Furnace Tune-Up | 2032 | Achievable | GWh | Before Competition Groups | 477.4851 | 0 | 0 | 8716.3041 | 0.054781 | 8 | Commercial_2032_Achievable_GWh_Before Competition Groups_8 | Furnace Tune-Up | 5.478% | 0 | 477.4851 | Commercial_2032_Achievable_GWh_Before Competition Groups_Furnace Tune-Up
Commercial | Com ¦ LED Troffer/Surface/Suspended | 2032 | Technical | GWh | Before Competition Groups | 1089.4804 | 0 | 0 | 20927.1389 | 0.052061 | 4 | Commercial_2032_Technical_GWh_Before Competition Groups_4 | LED Troffer/Surface/Suspended | 5.206% | 0 | 1089.4804 | Commercial_2032_Technical_GWh_Before Competition Groups_LED Troffer/Surface/Suspended
Commercial | Com ¦ ENERGY STAR LED LAMPS (REFLECTOR LAMPs/MR16/PAR 16) | 2032 | Technical | GWh | Before Competition Groups | 1043.6254 | 0 | 0 | 20927.1389 | 0.049869 | 5 | Commercial_2032_Technical_GWh_Before Competition Groups_5 | ENERGY STAR LED LAMPS (REFLECTOR LAMPs/MR16/PAR 16) | 4.987% | 0 | 1043.6254 | Commercial_2032_Technical_GWh_Before Competition Groups_ENERGY STAR LED LAMPS (REFLECTOR LAMPs/MR16/PAR 16)
Commercial | Com ¦ LLLC - High Impact Application | 2032 | Economic | GWh | Before Competition Groups | 739.9489 | 0 | 0 | 14852.655 | 0.049819 | 6 | Commercial_2032_Economic_GWh_Before Competition Groups_6 | LLLC - High Impact Application | 4.982% | 0 | 739.9489 | Commercial_2032_Economic_GWh_Before Competition Groups_LLLC - High Impact Application
Commercial | Com ¦ LED Replacement Lamp (Tube) | 2032 | Achievable | GWh | Before Competition Groups | 416.5506 | 0 | 0 | 8716.3041 | 0.04779 | 9 | Commercial_2032_Achievable_GWh_Before Competition Groups_9 | LED Replacement Lamp (Tube) | 4.779% | 0 | 416.5506 | Commercial_2032_Achievable_GWh_Before Competition Groups_LED Replacement Lamp (Tube)
Commercial | Com ¦ LLLC - Low Impact Application | 2032 | Technical | GWh | Before Competition Groups | 938.6427 | 0 | 0 | 20927.1389 | 0.044853 | 6 | Commercial_2032_Technical_GWh_Before Competition Groups_6 | LLLC - Low Impact Application | 4.485% | 0 | 938.6427 | Commercial_2032_Technical_GWh_Before Competition Groups_LLLC - Low Impact Application
Commercial | Com ¦ LLLC - High Impact Application | 2032 | Technical | GWh | Before Competition Groups | 932.8114 | 0 | 0 | 20927.1389 | 0.044574 | 7 | Commercial_2032_Technical_GWh_Before Competition Groups_7 | LLLC - High Impact Application | 4.457% | 0 | 932.8114 | Commercial_2032_Technical_GWh_Before Competition Groups_LLLC - High Impact Application
Commercial | Com ¦ LED EXTERIOR AREA LIGHTS - LED fixture (200W) | 2032 | Economic | GWh | Before Competition Groups | 626.0552 | 0 | 0 | 14852.655 | 0.042151 | 7 | Commercial_2032_Economic_GWh_Before Competition Groups_7 | LED EXTERIOR AREA LIGHTS - LED fixture (200W) | 4.215% | 0 | 626.0552 | Commercial_2032_Economic_GWh_Before Competition Groups_LED EXTERIOR AREA LIGHTS - LED fixture (200W)
Commercial | Com ¦ Networked/Connected - High Impact Application | 2032 | Technical | GWh | Before Competition Groups | 843.1224 | 0 | 0 | 20927.1389 | 0.040288 | 8 | Commercial_2032_Technical_GWh_Before Competition Groups_8 | Networked/Connected - High Impact Application | 4.029% | 0 | 843.1224 | Commercial_2032_Technical_GWh_Before Competition Groups_Networked/Connected - High Impact Application
Commercial | Com ¦ LED parking lot fixture | 2032 | Economic | GWh | Before Competition Groups | 596.9541 | 0 | 0 | 14852.655 | 0.040192 | 8 | Commercial_2032_Economic_GWh_Before Competition Groups_8 | LED parking lot fixture | 4.019% | 0 | 596.9541 | Commercial_2032_Economic_GWh_Before Competition Groups_LED parking lot fixture
Commercial | Com ¦ Education and Capacity Building/Energy Behavior | 2032 | Technical | GWh | Before Competition Groups | 839.9592 | 0 | 0 | 20927.1389 | 0.040137 | 9 | Commercial_2032_Technical_GWh_Before Competition Groups_9 | Education and Capacity Building/Energy Behavior | 4.014% | 0 | 839.9592 | Commercial_2032_Technical_GWh_Before Competition Groups_Education and Capacity Building/Energy Behavior
Commercial | Com ¦ Furnace Tune-Up | 2032 | Economic | GWh | Before Competition Groups | 595.7176 | 0 | 0 | 14852.655 | 0.040108 | 9 | Commercial_2032_Economic_GWh_Before Competition Groups_9 | Furnace Tune-Up | 4.011% | 0 | 595.7176 | Commercial_2032_Economic_GWh_Before Competition Groups_Furnace Tune-Up
Commercial | Com ¦ Networked/Connected - Low Impact Application | 2032 | Technical | GWh | Before Competition Groups | 807.0375 | 0 | 0 | 20927.1389 | 0.038564 | 10 | Commercial_2032_Technical_GWh_Before Competition Groups_10 | Networked/Connected - Low Impact Application | 3.856% | 0 | 807.0375 | Commercial_2032_Technical_GWh_Before Competition Groups_Networked/Connected - Low Impact Application
Commercial | Com ¦ LED street light fixture | 2032 | Achievable | GWh | Before Competition Groups | 316.7795 | 0 | 0 | 8716.3041 | 0.036343 | 10 | Commercial_2032_Achievable_GWh_Before Competition Groups_10 | LED street light fixture | 3.634% | 0 | 316.7795 | Commercial_2032_Achievable_GWh_Before Competition Groups_LED street light fixture
Commercial | Com ¦ LED Replacement Lamp (Tube) | 2032 | Economic | GWh | Before Competition Groups | 509.9586 | 0 | 0 | 14852.655 | 0.034335 | 10 | Commercial_2032_Economic_GWh_Before Competition Groups_10 | LED Replacement Lamp (Tube) | 3.433% | 0 | 509.9586 | Commercial_2032_Economic_GWh_Before Competition Groups_LED Replacement Lamp (Tube)
Commercial | Com ¦ High Efficiency Air Source Heat Pump | 2032 | Economic | GWh | Before Competition Groups | 471.3714 | 0 | 0 | 14852.655 | 0.031737 | 11 | Commercial_2032_Economic_GWh_Before Competition Groups_11 | High Efficiency Air Source Heat Pump | 3.174% | 0 | 471.3714 | Commercial_2032_Economic_GWh_Before Competition Groups_High Efficiency Air Source Heat Pump
Commercial | Com ¦ LED EXTERIOR AREA LIGHTS - LED fixture (200W) | 2032 | Technical | GWh | Before Competition Groups | 626.0552 | 0 | 0 | 20927.1389 | 0.029916 | 11 | Commercial_2032_Technical_GWh_Before Competition Groups_11 | LED EXTERIOR AREA LIGHTS - LED fixture (200W) | 2.992% | 0 | 626.0552 | Commercial_2032_Technical_GWh_Before Competition Groups_LED EXTERIOR AREA LIGHTS - LED fixture (200W)
Commercial | Com ¦ LED parking lot fixture | 2032 | Technical | GWh | Before Competition Groups | 596.9541 | 0 | 0 | 20927.1389 | 0.028525 | 12 | Commercial_2032_Technical_GWh_Before Competition Groups_12 | LED parking lot fixture | 2.853% | 0 | 596.9541 | Commercial_2032_Technical_GWh_Before Competition Groups_LED parking lot fixture
Commercial | Com ¦ Furnace Tune-Up | 2032 | Technical | GWh | Before Competition Groups | 595.7176 | 0 | 0 | 20927.1389 | 0.028466 | 13 | Commercial_2032_Technical_GWh_Before Competition Groups_13 | Furnace Tune-Up | 2.847% | 0 | 595.7176 | Commercial_2032_Technical_GWh_Before Competition Groups_Furnace Tune-Up
Commercial | Com ¦ LED street light fixture | 2032 | Economic | GWh | Before Competition Groups | 387.4048 | 0 | 0 | 14852.655 | 0.026083 | 12 | Commercial_2032_Economic_GWh_Before Competition Groups_12 | LED street light fixture | 2.608% | 0 | 387.4048 | Commercial_2032_Economic_GWh_Before Competition Groups_LED street light fixture
Commercial | Com ¦ Data Center Storage/Server Virtualization | 2032 | Achievable | GWh | Before Competition Groups | 215.3567 | 0 | 0 | 8716.3041 | 0.024707 | 11 | Commercial_2032_Achievable_GWh_Before Competition Groups_11 | Data Center Storage/Server Virtualization | 2.471% | 0 | 215.3567 | Commercial_2032_Achievable_GWh_Before Competition Groups_Data Center Storage/Server Virtualization
Commercial | Com ¦ LED Replacement Lamp (Tube) | 2032 | Technical | GWh | Before Competition Groups | 509.9586 | 0 | 0 | 20927.1389 | 0.024368 | 14 | Commercial_2032_Technical_GWh_Before Competition Groups_14 | LED Replacement Lamp (Tube) | 2.437% | 0 | 509.9586 | Commercial_2032_Technical_GWh_Before Competition Groups_LED Replacement Lamp (Tube)
Commercial | Com ¦ Smart Strip Plug Outlets | 2032 | Technical | GWh | Before Competition Groups | 485.6731 | 0 | 0 | 20927.1389 | 0.023208 | 15 | Commercial_2032_Technical_GWh_Before Competition Groups_15 | Smart Strip Plug Outlets | 2.321% | 0 | 485.6731 | Commercial_2032_Technical_GWh_Before Competition Groups_Smart Strip Plug Outlets
Commercial | Com ¦ Advanced BAS/Controllers | 2032 | Economic | GWh | Before Competition Groups | 335.6801 | 0 | 0 | 14852.655 | 0.022601 | 13 | Commercial_2032_Economic_GWh_Before Competition Groups_13 | Advanced BAS/Controllers | 2.26% | 0 | 335.6801 | Commercial_2032_Economic_GWh_Before Competition Groups_Advanced BAS/Controllers
Commercial | Com ¦ High Efficiency Air Source Heat Pump | 2032 | Technical | GWh | Before Competition Groups | 471.3714 | 0 | 0 | 20927.1389 | 0.022524 | 16 | Commercial_2032_Technical_GWh_Before Competition Groups_16 | High Efficiency Air Source Heat Pump | 2.252% | 0 | 471.3714 | Commercial_2032_Technical_GWh_Before Competition Groups_High Efficiency Air Source Heat Pump
Commercial | Com ¦ Strip Curtains | 2032 | Achievable | GWh | Before Competition Groups | 189.5873 | 0 | 0 | 8716.3041 | 0.021751 | 12 | Commercial_2032_Achievable_GWh_Before Competition Groups_12 | Strip Curtains | 2.175% | 0 | 189.5873 | Commercial_2032_Achievable_GWh_Before Competition Groups_Strip Curtains
Commercial | Com ¦ Variable Refrigerant Flow Heat Pump | 2032 | Technical | GWh | Before Competition Groups | 445.881 | 0 | 0 | 20927.1389 | 0.021306 | 17 | Commercial_2032_Technical_GWh_Before Competition Groups_17 | Variable Refrigerant Flow Heat Pump | 2.131% | 0 | 445.881 | Commercial_2032_Technical_GWh_Before Competition Groups_Variable Refrigerant Flow Heat Pump
Commercial | Com ¦ LLLC - Low Impact Application | 2032 | Economic | GWh | Before Competition Groups | 315.1365 | 0 | 0 | 14852.655 | 0.021218 | 14 | Commercial_2032_Economic_GWh_Before Competition Groups_14 | LLLC - Low Impact Application | 2.122% | 0 | 315.1365 | Commercial_2032_Economic_GWh_Before Competition Groups_LLLC - Low Impact Application
Commercial | Com ¦ Data Center Storage/Server Virtualization | 2032 | Economic | GWh | Before Competition Groups | 301.1359 | 0 | 0 | 14852.655 | 0.020275 | 15 | Commercial_2032_Economic_GWh_Before Competition Groups_15 | Data Center Storage/Server Virtualization | 2.027% | 0 | 301.1359 | Commercial_2032_Economic_GWh_Before Competition Groups_Data Center Storage/Server Virtualization
Commercial | Com ¦ Reach-in Shaded Pole to ECM/PSC Evaporator Fan Motor | 2032 | Achievable | GWh | Before Competition Groups | 174.7636 | 0 | 0 | 8716.3041 | 0.02005 | 13 | Commercial_2032_Achievable_GWh_Before Competition Groups_13 | Reach-in Shaded Pole to ECM/PSC Evaporator Fan Motor | 2.005% | 0 | 174.7636 | Commercial_2032_Achievable_GWh_Before Competition Groups_Reach-in Shaded Pole to ECM/PSC Evaporator Fan Motor
Commercial | Com ¦ Demand Control Ventilation | 2032 | Economic | GWh | Before Competition Groups | 291.4115 | 0 | 0 | 14852.655 | 0.01962 | 16 | Commercial_2032_Economic_GWh_Before Competition Groups_16 | Demand Control Ventilation | 1.962% | 0 | 291.4115 | Commercial_2032_Economic_GWh_Before Competition Groups_Demand Control Ventilation
Commercial | Com ¦ Refrigerated Display Case Doors | 2032 | Achievable | GWh | Before Competition Groups | 170.1536 | 0 | 0 | 8716.3041 | 0.019521 | 14 | Commercial_2032_Achievable_GWh_Before Competition Groups_14 | Refrigerated Display Case Doors | 1.952% | 0 | 170.1536 | Commercial_2032_Achievable_GWh_Before Competition Groups_Refrigerated Display Case Doors
Commercial | Com ¦ Demand Control Ventilation | 2032 | Achievable | GWh | Before Competition Groups | 161.3936 | 0 | 0 | 8716.3041 | 0.018516 | 15 | Commercial_2032_Achievable_GWh_Before Competition Groups_15 | Demand Control Ventilation | 1.852% | 0 | 161.3936 | Commercial_2032_Achievable_GWh_Before Competition Groups_Demand Control Ventilation
Commercial | Com ¦ LED street light fixture | 2032 | Technical | GWh | Before Competition Groups | 387.4048 | 0 | 0 | 20927.1389 | 0.018512 | 18 | Commercial_2032_Technical_GWh_Before Competition Groups_18 | LED street light fixture | 1.851% | 0 | 387.4048 | Commercial_2032_Technical_GWh_Before Competition Groups_LED street light fixture
Commercial | Com ¦ Variable Frequency Drive (VFD) | 2032 | Achievable | GWh | Before Competition Groups | 160.4634 | 0 | 0 | 8716.3041 | 0.01841 | 16 | Commercial_2032_Achievable_GWh_Before Competition Groups_16 | Variable Frequency Drive (VFD) | 1.841% | 0 | 160.4634 | Commercial_2032_Achievable_GWh_Before Competition Groups_Variable Frequency Drive (VFD)
Commercial | Com ¦ High Efficiency Air Source Heat Pump | 2032 | Achievable | GWh | Before Competition Groups | 153.0811 | 0 | 0 | 8716.3041 | 0.017563 | 17 | Commercial_2032_Achievable_GWh_Before Competition Groups_17 | High Efficiency Air Source Heat Pump | 1.756% | 0 | 153.0811 | Commercial_2032_Achievable_GWh_Before Competition Groups_High Efficiency Air Source Heat Pump
Commercial | Com ¦ VFD on Pumps | 2032 | Achievable | GWh | Before Competition Groups | 150.6453 | 0 | 0 | 8716.3041 | 0.017283 | 18 | Commercial_2032_Achievable_GWh_Before Competition Groups_18 | VFD on Pumps | 1.728% | 0 | 150.6453 | Commercial_2032_Achievable_GWh_Before Competition Groups_VFD on Pumps
Commercial | Com ¦ Refrigerated Display Case Doors | 2032 | Economic | GWh | Before Competition Groups | 247.722 | 0 | 0 | 14852.655 | 0.016679 | 17 | Commercial_2032_Economic_GWh_Before Competition Groups_17 | Refrigerated Display Case Doors | 1.668% | 0 | 247.722 | Commercial_2032_Economic_GWh_Before Competition Groups_Refrigerated Display Case Doors
Commercial | Com ¦ Strip Curtains | 2032 | Economic | GWh | Before Competition Groups | 245.8317 | 0 | 0 | 14852.655 | 0.016551 | 18 | Commercial_2032_Economic_GWh_Before Competition Groups_18 | Strip Curtains | 1.655% | 0 | 245.8317 | Commercial_2032_Economic_GWh_Before Competition Groups_Strip Curtains
Commercial | Com ¦ Reach-in Shaded Pole to ECM/PSC Evaporator Fan Motor | 2032 | Economic | GWh | Before Competition Groups | 241.942 | 0 | 0 | 14852.655 | 0.016289 | 19 | Commercial_2032_Economic_GWh_Before Competition Groups_19 | Reach-in Shaded Pole to ECM/PSC Evaporator Fan Motor | 1.629% | 0 | 241.942 | Commercial_2032_Economic_GWh_Before Competition Groups_Reach-in Shaded Pole to ECM/PSC Evaporator Fan Motor
Commercial | Com ¦ Advanced BAS/Controllers | 2032 | Technical | GWh | Before Competition Groups | 335.6801 | 0 | 0 | 20927.1389 | 0.01604 | 19 | Commercial_2032_Technical_GWh_Before Competition Groups_19 | Advanced BAS/Controllers | 1.604% | 0 | 335.6801 | Commercial_2032_Technical_GWh_Before Competition Groups_Advanced BAS/Controllers
Commercial | Com ¦ Refrigerated Display Case Doors | 2032 | Technical | GWh | Before Competition Groups | 333.7 | 0 | 0 | 20927.1389 | 0.015946 | 20 | Commercial_2032_Technical_GWh_Before Competition Groups_20 | Refrigerated Display Case Doors | 1.595% | 0 | 333.7 | Commercial_2032_Technical_GWh_Before Competition Groups_Refrigerated Display Case Doors
Commercial | Com ¦ LED or Equivalent Sign Lighting | 2032 | Achievable | GWh | Before Competition Groups | 136.0209 | 0 | 0 | 8716.3041 | 0.015605 | 19 | Commercial_2032_Achievable_GWh_Before Competition Groups_19 | LED or Equivalent Sign Lighting | 1.561% | 0 | 136.0209 | Commercial_2032_Achievable_GWh_Before Competition Groups_LED or Equivalent Sign Lighting
Commercial | Com ¦ Centrally controlled desktop PC/NETWORK PC POWER MANAGEMENT SOFTWARE | 2032 | Achievable | GWh | Before Competition Groups | 132.3643 | 0 | 0 | 8716.3041 | 0.015186 | 20 | Commercial_2032_Achievable_GWh_Before Competition Groups_20 | Centrally controlled desktop PC/NETWORK PC POWER MANAGEMENT SOFTWARE | 1.519% | 0 | 132.3643 | Commercial_2032_Achievable_GWh_Before Competition Groups_Centrally controlled desktop PC/NETWORK PC POWER MANAGEMENT SOFTWARE
Commercial | Com ¦ Data Center Storage/Server Virtualization | 2032 | Technical | GWh | Before Competition Groups | 301.1359 | 0 | 0 | 20927.1389 | 0.01439 | 21 | Commercial_2032_Technical_GWh_Before Competition Groups_21 | Data Center Storage/Server Virtualization | 1.439% | 0 | 301.1359 | Commercial_2032_Technical_GWh_Before Competition Groups_Data Center Storage/Server Virtualization
Commercial | Com ¦ Demand Control Ventilation | 2032 | Technical | GWh | Before Competition Groups | 296.3718 | 0 | 0 | 20927.1389 | 0.014162 | 22 | Commercial_2032_Technical_GWh_Before Competition Groups_22 | Demand Control Ventilation | 1.416% | 0 | 296.3718 | Commercial_2032_Technical_GWh_Before Competition Groups_Demand Control Ventilation
Commercial | Com ¦ Advanced BAS/Controllers | 2032 | Achievable | GWh | Before Competition Groups | 117.706 | 0 | 0 | 8716.3041 | 0.013504 | 21 | Commercial_2032_Achievable_GWh_Before Competition Groups_21 | Advanced BAS/Controllers | 1.35% | 0 | 117.706 | Commercial_2032_Achievable_GWh_Before Competition Groups_Advanced BAS/Controllers
Commercial | Com ¦ Variable Frequency Drive (VFD) | 2032 | Economic | GWh | Before Competition Groups | 199.5371 | 0 | 0 | 14852.655 | 0.013434 | 20 | Commercial_2032_Economic_GWh_Before Competition Groups_20 | Variable Frequency Drive (VFD) | 1.343% | 0 | 199.5371 | Commercial_2032_Economic_GWh_Before Competition Groups_Variable Frequency Drive (VFD)
Commercial | Com ¦ Centrally controlled desktop PC/NETWORK PC POWER MANAGEMENT SOFTWARE | 2032 | Economic | GWh | Before Competition Groups | 196.7865 | 0 | 0 | 14852.655 | 0.013249 | 21 | Commercial_2032_Economic_GWh_Before Competition Groups_21 | Centrally controlled desktop PC/NETWORK PC POWER MANAGEMENT SOFTWARE | 1.325% | 0 | 196.7865 | Commercial_2032_Economic_GWh_Before Competition Groups_Centrally controlled desktop PC/NETWORK PC POWER MANAGEMENT SOFTWARE
Commercial | Com ¦ VFD on Pumps | 2032 | Economic | GWh | Before Competition Groups | 187.5924 | 0 | 0 | 14852.655 | 0.01263 | 22 | Commercial_2032_Economic_GWh_Before Competition Groups_22 | VFD on Pumps | 1.263% | 0 | 187.5924 | Commercial_2032_Economic_GWh_Before Competition Groups_VFD on Pumps
Commercial | Com ¦ Adaptive Thermostats | 2032 | Achievable | GWh | Before Competition Groups | 102.5497 | 0 | 0 | 8716.3041 | 0.011765 | 22 | Commercial_2032_Achievable_GWh_Before Competition Groups_22 | Adaptive Thermostats | 1.177% | 0 | 102.5497 | Commercial_2032_Achievable_GWh_Before Competition Groups_Adaptive Thermostats
Commercial | Com ¦ Strip Curtains | 2032 | Technical | GWh | Before Competition Groups | 245.8317 | 0 | 0 | 20927.1389 | 0.011747 | 23 | Commercial_2032_Technical_GWh_Before Competition Groups_23 | Strip Curtains | 1.175% | 0 | 245.8317 | Commercial_2032_Technical_GWh_Before Competition Groups_Strip Curtains
Commercial | Com ¦ Reach-in Shaded Pole to ECM/PSC Evaporator Fan Motor | 2032 | Technical | GWh | Before Competition Groups | 241.942 | 0 | 0 | 20927.1389 | 0.011561 | 24 | Commercial_2032_Technical_GWh_Before Competition Groups_24 | Reach-in Shaded Pole to ECM/PSC Evaporator Fan Motor | 1.156% | 0 | 241.942 | Commercial_2032_Technical_GWh_Before Competition Groups_Reach-in Shaded Pole to ECM/PSC Evaporator Fan Motor
Commercial | Com ¦ LED or Equivalent Sign Lighting | 2032 | Economic | GWh | Before Competition Groups | 166.7003 | 0 | 0 | 14852.655 | 0.011224 | 23 | Commercial_2032_Economic_GWh_Before Competition Groups_23 | LED or Equivalent Sign Lighting | 1.122% | 0 | 166.7003 | Commercial_2032_Economic_GWh_Before Competition Groups_LED or Equivalent Sign Lighting
Commercial | Com ¦ Air Handler with Dedicated Outdoor Air Systems | 2032 | Economic | GWh | Before Competition Groups | 155.7252 | 0 | 0 | 14852.655 | 0.010485 | 24 | Commercial_2032_Economic_GWh_Before Competition Groups_24 | Air Handler with Dedicated Outdoor Air Systems | 1.048% | 0 | 155.7252 | Commercial_2032_Economic_GWh_Before Competition Groups_Air Handler with Dedicated Outdoor Air Systems
Commercial | Com ¦ Air Handler with Dedicated Outdoor Air Systems | 2032 | Achievable | GWh | Before Competition Groups | 89.0366 | 0 | 0 | 8716.3041 | 0.010215 | 23 | Commercial_2032_Achievable_GWh_Before Competition Groups_23 | Air Handler with Dedicated Outdoor Air Systems | 1.021% | 0 | 89.0366 | Commercial_2032_Achievable_GWh_Before Competition Groups_Air Handler with Dedicated Outdoor Air Systems
Commercial | Com ¦ Adaptive Thermostats | 2032 | Economic | GWh | Before Competition Groups | 142.293 | 0 | 0 | 14852.655 | 0.0095803 | 25 | Commercial_2032_Economic_GWh_Before Competition Groups_25 | Adaptive Thermostats | 0.958% | 0 | 142.293 | Commercial_2032_Economic_GWh_Before Competition Groups_Adaptive Thermostats
Commercial | Com ¦ Door Gasket Freezer/Refrigerator | 2032 | Technical | GWh | Before Competition Groups | 199.8014 | 0 | 0 | 20927.1389 | 0.0095475 | 25 | Commercial_2032_Technical_GWh_Before Competition Groups_25 | Door Gasket Freezer/Refrigerator | 0.9547% | 0 | 199.8014 | Commercial_2032_Technical_GWh_Before Competition Groups_Door Gasket Freezer/Refrigerator
Commercial | Com ¦ Variable Frequency Drive (VFD) | 2032 | Technical | GWh | Before Competition Groups | 199.5371 | 0 | 0 | 20927.1389 | 0.0095348 | 26 | Commercial_2032_Technical_GWh_Before Competition Groups_26 | Variable Frequency Drive (VFD) | 0.9535% | 0 | 199.5371 | Commercial_2032_Technical_GWh_Before Competition Groups_Variable Frequency Drive (VFD)
Commercial | Com ¦ Centrally controlled desktop PC/NETWORK PC POWER MANAGEMENT SOFTWARE | 2032 | Technical | GWh | Before Competition Groups | 196.7865 | 0 | 0 | 20927.1389 | 0.0094034 | 27 | Commercial_2032_Technical_GWh_Before Competition Groups_27 | Centrally controlled desktop PC/NETWORK PC POWER MANAGEMENT SOFTWARE | 0.9403% | 0 | 196.7865 | Commercial_2032_Technical_GWh_Before Competition Groups_Centrally controlled desktop PC/NETWORK PC POWER MANAGEMENT SOFTWARE
Commercial | Com ¦ VFD on Pumps | 2032 | Technical | GWh | Before Competition Groups | 187.5924 | 0 | 0 | 20927.1389 | 0.0089641 | 28 | Commercial_2032_Technical_GWh_Before Competition Groups_28 | VFD on Pumps | 0.8964% | 0 | 187.5924 | Commercial_2032_Technical_GWh_Before Competition Groups_VFD on Pumps
Commercial | Com ¦ Networked/Connected - High Impact Application | 2032 | Economic | GWh | Before Competition Groups | 130.8797 | 0 | 0 | 14852.655 | 0.0088119 | 26 | Commercial_2032_Economic_GWh_Before Competition Groups_26 | Networked/Connected - High Impact Application | 0.8812% | 0 | 130.8797 | Commercial_2032_Economic_GWh_Before Competition Groups_Networked/Connected - High Impact Application
Commercial | Com ¦ ECM MOTORS FOR EVAPORATOR FANS for refrigeration (WALK-IN) | 2032 | Achievable | GWh | Before Competition Groups | 74.6667 | 0 | 0 | 8716.3041 | 0.0085663 | 24 | Commercial_2032_Achievable_GWh_Before Competition Groups_24 | ECM MOTORS FOR EVAPORATOR FANS for refrigeration (WALK-IN) | 0.8566% | 0 | 74.6667 | Commercial_2032_Achievable_GWh_Before Competition Groups_ECM MOTORS FOR EVAPORATOR FANS for refrigeration (WALK-IN)
Commercial | Com ¦ Condensing Unit Heaters or other Efficient Unit Heating System | 2032 | Achievable | GWh | Before Competition Groups | 72.4206 | 0 | 0 | 8716.3041 | 0.0083086 | 25 | Commercial_2032_Achievable_GWh_Before Competition Groups_25 | Condensing Unit Heaters or other Efficient Unit Heating System | 0.8309% | 0 | 72.4206 | Commercial_2032_Achievable_GWh_Before Competition Groups_Condensing Unit Heaters or other Efficient Unit Heating System
Commercial | Com ¦ LED or Equivalent Sign Lighting | 2032 | Technical | GWh | Before Competition Groups | 166.7003 | 0 | 0 | 20927.1389 | 0.0079657 | 29 | Commercial_2032_Technical_GWh_Before Competition Groups_29 | LED or Equivalent Sign Lighting | 0.7966% | 0 | 166.7003 | Commercial_2032_Technical_GWh_Before Competition Groups_LED or Equivalent Sign Lighting
Commercial | Com ¦ ENERGY STAR LED LAMPS (General Service Lamps) | 2032 | Achievable | GWh | Before Competition Groups | 65.7839 | 0 | 0 | 8716.3041 | 0.0075472 | 26 | Commercial_2032_Achievable_GWh_Before Competition Groups_26 | ENERGY STAR LED LAMPS (General Service Lamps) | 0.7547% | 0 | 65.7839 | Commercial_2032_Achievable_GWh_Before Competition Groups_ENERGY STAR LED LAMPS (General Service Lamps)
Commercial | Com ¦ Air Handler with Dedicated Outdoor Air Systems | 2032 | Technical | GWh | Before Competition Groups | 155.7252 | 0 | 0 | 20927.1389 | 0.0074413 | 30 | Commercial_2032_Technical_GWh_Before Competition Groups_30 | Air Handler with Dedicated Outdoor Air Systems | 0.7441% | 0 | 155.7252 | Commercial_2032_Technical_GWh_Before Competition Groups_Air Handler with Dedicated Outdoor Air Systems
Commercial | Com ¦ Demand Control Kitchen Ventilation | 2032 | Economic | GWh | Before Competition Groups | 103.2148 | 0 | 0 | 14852.655 | 0.0069492 | 27 | Commercial_2032_Economic_GWh_Before Competition Groups_27 | Demand Control Kitchen Ventilation | 0.6949% | 0 | 103.2148 | Commercial_2032_Economic_GWh_Before Competition Groups_Demand Control Kitchen Ventilation
Commercial | Com ¦ Refrigeration Optimization | 2032 | Technical | GWh | Before Competition Groups | 144.9801 | 0 | 0 | 20927.1389 | 0.0069279 | 31 | Commercial_2032_Technical_GWh_Before Competition Groups_31 | Refrigeration Optimization | 0.6928% | 0 | 144.9801 | Commercial_2032_Technical_GWh_Before Competition Groups_Refrigeration Optimization
Commercial | Com ¦ Evaporator Fan Controls | 2032 | Achievable | GWh | Before Competition Groups | 60.0012 | 0 | 0 | 8716.3041 | 0.0068838 | 27 | Commercial_2032_Achievable_GWh_Before Competition Groups_27 | Evaporator Fan Controls | 0.6884% | 0 | 60.0012 | Commercial_2032_Achievable_GWh_Before Competition Groups_Evaporator Fan Controls
Commercial | Com ¦ Adaptive Thermostats | 2032 | Technical | GWh | Before Competition Groups | 143.2995 | 0 | 0 | 20927.1389 | 0.0068475 | 32 | Commercial_2032_Technical_GWh_Before Competition Groups_32 | Adaptive Thermostats | 0.6848% | 0 | 143.2995 | Commercial_2032_Technical_GWh_Before Competition Groups_Adaptive Thermostats
Commercial | Com ¦ Unitary Air-Conditioning Unit | 2032 | Technical | GWh | Before Competition Groups | 142.158 | 0 | 0 | 20927.1389 | 0.006793 | 33 | Commercial_2032_Technical_GWh_Before Competition Groups_33 | Unitary Air-Conditioning Unit | 0.6793% | 0 | 142.158 | Commercial_2032_Technical_GWh_Before Competition Groups_Unitary Air-Conditioning Unit
Commercial | Com ¦ Demand Control Kitchen Ventilation | 2032 | Achievable | GWh | Before Competition Groups | 56.4694 | 0 | 0 | 8716.3041 | 0.0064786 | 28 | Commercial_2032_Achievable_GWh_Before Competition Groups_28 | Demand Control Kitchen Ventilation | 0.6479% | 0 | 56.4694 | Commercial_2032_Achievable_GWh_Before Competition Groups_Demand Control Kitchen Ventilation
Commercial | Com ¦ ECM MOTORS FOR EVAPORATOR FANS for refrigeration (WALK-IN) | 2032 | Economic | GWh | Before Competition Groups | 93.7887 | 0 | 0 | 14852.655 | 0.0063146 | 28 | Commercial_2032_Economic_GWh_Before Competition Groups_28 | ECM MOTORS FOR EVAPORATOR FANS for refrigeration (WALK-IN) | 0.6315% | 0 | 93.7887 | Commercial_2032_Economic_GWh_Before Competition Groups_ECM MOTORS FOR EVAPORATOR FANS for refrigeration (WALK-IN)
Commercial | Com ¦ Freezer Case Light Sensor | 2032 | Achievable | GWh | Before Competition Groups | 54.8624 | 0 | 0 | 8716.3041 | 0.0062942 | 29 | Commercial_2032_Achievable_GWh_Before Competition Groups_29 | Freezer Case Light Sensor | 0.6294% | 0 | 54.8624 | Commercial_2032_Achievable_GWh_Before Competition Groups_Freezer Case Light Sensor
Commercial | Com ¦ Condensing Unit Heaters or other Efficient Unit Heating System | 2032 | Economic | GWh | Before Competition Groups | 90.3998 | 0 | 0 | 14852.655 | 0.0060864 | 29 | Commercial_2032_Economic_GWh_Before Competition Groups_29 | Condensing Unit Heaters or other Efficient Unit Heating System | 0.6086% | 0 | 90.3998 | Commercial_2032_Economic_GWh_Before Competition Groups_Condensing Unit Heaters or other Efficient Unit Heating System
Commercial | Com ¦ ENERGY STAR FREEZER | 2032 | Technical | GWh | Before Competition Groups | 117.1681 | 0 | 0 | 20927.1389 | 0.0055989 | 34 | Commercial_2032_Technical_GWh_Before Competition Groups_34 | ENERGY STAR FREEZER | 0.5599% | 0 | 117.1681 | Commercial_2032_Technical_GWh_Before Competition Groups_ENERGY STAR FREEZER
Commercial | Com ¦ ENERGY STAR LED LAMPS (General Service Lamps) | 2032 | Economic | GWh | Before Competition Groups | 80.6207 | 0 | 0 | 14852.655 | 0.005428 | 30 | Commercial_2032_Economic_GWh_Before Competition Groups_30 | ENERGY STAR LED LAMPS (General Service Lamps) | 0.5428% | 0 | 80.6207 | Commercial_2032_Economic_GWh_Before Competition Groups_ENERGY STAR LED LAMPS (General Service Lamps)
Commercial | Com ¦ Refrigerated Display Case LED | 2032 | Technical | GWh | Before Competition Groups | 110.4249 | 0 | 0 | 20927.1389 | 0.0052766 | 35 | Commercial_2032_Technical_GWh_Before Competition Groups_35 | Refrigerated Display Case LED | 0.5277% | 0 | 110.4249 | Commercial_2032_Technical_GWh_Before Competition Groups_Refrigerated Display Case LED
Commercial | Com ¦ Freezer Case Light Sensor | 2032 | Economic | GWh | Before Competition Groups | 77.4449 | 0 | 0 | 14852.655 | 0.0052142 | 31 | Commercial_2032_Economic_GWh_Before Competition Groups_31 | Freezer Case Light Sensor | 0.5214% | 0 | 77.4449 | Commercial_2032_Economic_GWh_Before Competition Groups_Freezer Case Light Sensor
Commercial | Com ¦ Evaporator Fan Controls | 2032 | Economic | GWh | Before Competition Groups | 75.5304 | 0 | 0 | 14852.655 | 0.0050853 | 32 | Commercial_2032_Economic_GWh_Before Competition Groups_32 | Evaporator Fan Controls | 0.5085% | 0 | 75.5304 | Commercial_2032_Economic_GWh_Before Competition Groups_Evaporator Fan Controls
Commercial | Com ¦ Occupancy Sensors | 2032 | Economic | GWh | Before Competition Groups | 73.8172 | 0 | 0 | 14852.655 | 0.00497 | 33 | Commercial_2032_Economic_GWh_Before Competition Groups_33 | Occupancy Sensors | 0.497% | 0 | 73.8172 | Commercial_2032_Economic_GWh_Before Competition Groups_Occupancy Sensors
Commercial | Com ¦ Demand Control Kitchen Ventilation | 2032 | Technical | GWh | Before Competition Groups | 103.2148 | 0 | 0 | 20927.1389 | 0.0049321 | 36 | Commercial_2032_Technical_GWh_Before Competition Groups_36 | Demand Control Kitchen Ventilation | 0.4932% | 0 | 103.2148 | Commercial_2032_Technical_GWh_Before Competition Groups_Demand Control Kitchen Ventilation
Commercial | Com ¦ Unitary Air-Conditioning Unit | 2032 | Achievable | GWh | Before Competition Groups | 41.3728 | 0 | 0 | 8716.3041 | 0.0047466 | 30 | Commercial_2032_Achievable_GWh_Before Competition Groups_30 | Unitary Air-Conditioning Unit | 0.4747% | 0 | 41.3728 | Commercial_2032_Achievable_GWh_Before Competition Groups_Unitary Air-Conditioning Unit
Commercial | Com ¦ Condensing Make Up Air Unit | 2032 | Economic | GWh | Before Competition Groups | 68.8797 | 0 | 0 | 14852.655 | 0.0046375 | 34 | Commercial_2032_Economic_GWh_Before Competition Groups_34 | Condensing Make Up Air Unit | 0.4638% | 0 | 68.8797 | Commercial_2032_Economic_GWh_Before Competition Groups_Condensing Make Up Air Unit
Commercial | Com ¦ Indoor Daylight Sensors/Photocell Dimming Control | 2032 | Technical | GWh | Before Competition Groups | 96.992 | 0 | 0 | 20927.1389 | 0.0046347 | 37 | Commercial_2032_Technical_GWh_Before Competition Groups_37 | Indoor Daylight Sensors/Photocell Dimming Control | 0.4635% | 0 | 96.992 | Commercial_2032_Technical_GWh_Before Competition Groups_Indoor Daylight Sensors/Photocell Dimming Control
Commercial | Com ¦ Condensing Make Up Air Unit | 2032 | Achievable | GWh | Before Competition Groups | 40.3786 | 0 | 0 | 8716.3041 | 0.0046325 | 31 | Commercial_2032_Achievable_GWh_Before Competition Groups_31 | Condensing Make Up Air Unit | 0.4633% | 0 | 40.3786 | Commercial_2032_Achievable_GWh_Before Competition Groups_Condensing Make Up Air Unit
Commercial | Com ¦ ENERGY STAR ICE MACHINES - Ice Making Head | 2032 | Technical | GWh | Before Competition Groups | 95.9664 | 0 | 0 | 20927.1389 | 0.0045857 | 38 | Commercial_2032_Technical_GWh_Before Competition Groups_38 | ENERGY STAR ICE MACHINES - Ice Making Head | 0.4586% | 0 | 95.9664 | Commercial_2032_Technical_GWh_Before Competition Groups_ENERGY STAR ICE MACHINES - Ice Making Head
Commercial | Com ¦ ENERGY STAR LED LAMPS (General Service Lamps) | 2032 | Technical | GWh | Before Competition Groups | 94.7639 | 0 | 0 | 20927.1389 | 0.0045283 | 39 | Commercial_2032_Technical_GWh_Before Competition Groups_39 | ENERGY STAR LED LAMPS (General Service Lamps) | 0.4528% | 0 | 94.7639 | Commercial_2032_Technical_GWh_Before Competition Groups_ENERGY STAR LED LAMPS (General Service Lamps)
Commercial | Com ¦ ECM MOTORS FOR EVAPORATOR FANS for refrigeration (WALK-IN) | 2032 | Technical | GWh | Before Competition Groups | 93.7887 | 0 | 0 | 20927.1389 | 0.0044817 | 40 | Commercial_2032_Technical_GWh_Before Competition Groups_40 | ECM MOTORS FOR EVAPORATOR FANS for refrigeration (WALK-IN) | 0.4482% | 0 | 93.7887 | Commercial_2032_Technical_GWh_Before Competition Groups_ECM MOTORS FOR EVAPORATOR FANS for refrigeration (WALK-IN)
Commercial | Com ¦ Condensing Make Up Air Unit | 2032 | Technical | GWh | Before Competition Groups | 90.9514 | 0 | 0 | 20927.1389 | 0.0043461 | 41 | Commercial_2032_Technical_GWh_Before Competition Groups_41 | Condensing Make Up Air Unit | 0.4346% | 0 | 90.9514 | Commercial_2032_Technical_GWh_Before Competition Groups_Condensing Make Up Air Unit
Commercial | Com ¦ Condensing Unit Heaters or other Efficient Unit Heating System | 2032 | Technical | GWh | Before Competition Groups | 90.3998 | 0 | 0 | 20927.1389 | 0.0043197 | 42 | Commercial_2032_Technical_GWh_Before Competition Groups_42 | Condensing Unit Heaters or other Efficient Unit Heating System | 0.432% | 0 | 90.3998 | Commercial_2032_Technical_GWh_Before Competition Groups_Condensing Unit Heaters or other Efficient Unit Heating System
Commercial | Com ¦ Adding reflective (White) roof treatment or a green roof | 2032 | Technical | GWh | Before Competition Groups | 84.8986 | 0 | 0 | 20927.1389 | 0.0040569 | 43 | Commercial_2032_Technical_GWh_Before Competition Groups_43 | Adding reflective (White) roof treatment or a green roof | 0.4057% | 0 | 84.8986 | Commercial_2032_Technical_GWh_Before Competition Groups_Adding reflective (White) roof treatment or a green roof
Commercial | Com ¦ High R-Value Glass Doors/no-heat glass door | 2032 | Technical | GWh | Before Competition Groups | 83.4411 | 0 | 0 | 20927.1389 | 0.0039872 | 44 | Commercial_2032_Technical_GWh_Before Competition Groups_44 | High R-Value Glass Doors/no-heat glass door | 0.3987% | 0 | 83.4411 | Commercial_2032_Technical_GWh_Before Competition Groups_High R-Value Glass Doors/no-heat glass door
Commercial | Com ¦ Unitary Air-Conditioning Unit | 2032 | Economic | GWh | Before Competition Groups | 58.8692 | 0 | 0 | 14852.655 | 0.0039635 | 35 | Commercial_2032_Economic_GWh_Before Competition Groups_35 | Unitary Air-Conditioning Unit | 0.3964% | 0 | 58.8692 | Commercial_2032_Economic_GWh_Before Competition Groups_Unitary Air-Conditioning Unit
Commercial | Com ¦ Super-High Efficiency Furnaces (Emerging Tech) | 2032 | Technical | GWh | Before Competition Groups | 80.9483 | 0 | 0 | 20927.1389 | 0.0038681 | 45 | Commercial_2032_Technical_GWh_Before Competition Groups_45 | Super-High Efficiency Furnaces (Emerging Tech) | 0.3868% | 0 | 80.9483 | Commercial_2032_Technical_GWh_Before Competition Groups_Super-High Efficiency Furnaces (Emerging Tech)
Commercial | Com ¦ Freezer Case Light Sensor | 2032 | Technical | GWh | Before Competition Groups | 77.4449 | 0 | 0 | 20927.1389 | 0.0037007 | 46 | Commercial_2032_Technical_GWh_Before Competition Groups_46 | Freezer Case Light Sensor | 0.3701% | 0 | 77.4449 | Commercial_2032_Technical_GWh_Before Competition Groups_Freezer Case Light Sensor
Commercial | Com ¦ Evaporator Fan Controls | 2032 | Technical | GWh | Before Competition Groups | 75.5304 | 0 | 0 | 20927.1389 | 0.0036092 | 47 | Commercial_2032_Technical_GWh_Before Competition Groups_47 | Evaporator Fan Controls | 0.3609% | 0 | 75.5304 | Commercial_2032_Technical_GWh_Before Competition Groups_Evaporator Fan Controls
Commercial | Com ¦ Occupancy Sensors | 2032 | Technical | GWh | Before Competition Groups | 73.8172 | 0 | 0 | 20927.1389 | 0.0035273 | 48 | Commercial_2032_Technical_GWh_Before Competition Groups_48 | Occupancy Sensors | 0.3527% | 0 | 73.8172 | Commercial_2032_Technical_GWh_Before Competition Groups_Occupancy Sensors
Commercial | Com ¦ HOTEL OCCUPANCY CONTROLS (HVAC + LIGHTING) | 2032 | Technical | GWh | Before Competition Groups | 66.6506 | 0 | 0 | 20927.1389 | 0.0031849 | 49 | Commercial_2032_Technical_GWh_Before Competition Groups_49 | HOTEL OCCUPANCY CONTROLS (HVAC + LIGHTING) | 0.3185% | 0 | 66.6506 | Commercial_2032_Technical_GWh_Before Competition Groups_HOTEL OCCUPANCY CONTROLS (HVAC + LIGHTING)
Commercial | Com ¦ Elec Storage WH 2.30 Et | 2032 | Economic | GWh | Before Competition Groups | 43.1111 | 0 | 0 | 14852.655 | 0.0029026 | 36 | Commercial_2032_Economic_GWh_Before Competition Groups_36 | Elec Storage WH 2.30 Et | 0.2903% | 0 | 43.1111 | Commercial_2032_Economic_GWh_Before Competition Groups_Elec Storage WH 2.30 Et
Commercial | Com ¦ ENERGY STAR Refrigerator | 2032 | Technical | GWh | Before Competition Groups | 57.8272 | 0 | 0 | 20927.1389 | 0.0027633 | 50 | Commercial_2032_Technical_GWh_Before Competition Groups_50 | ENERGY STAR Refrigerator | 0.2763% | 0 | 57.8272 | Commercial_2032_Technical_GWh_Before Competition Groups_ENERGY STAR Refrigerator
Commercial | Com ¦ BEVERAGE VENDING MACHINE CONTROLS | 2032 | Achievable | GWh | Before Competition Groups | 23.7131 | 0 | 0 | 8716.3041 | 0.0027205 | 32 | Commercial_2032_Achievable_GWh_Before Competition Groups_32 | BEVERAGE VENDING MACHINE CONTROLS | 0.2721% | 0 | 23.7131 | Commercial_2032_Achievable_GWh_Before Competition Groups_BEVERAGE VENDING MACHINE CONTROLS
Commercial | Com ¦ BEVERAGE VENDING MACHINE CONTROLS | 2032 | Economic | GWh | Before Competition Groups | 40.2188 | 0 | 0 | 14852.655 | 0.0027079 | 37 | Commercial_2032_Economic_GWh_Before Competition Groups_37 | BEVERAGE VENDING MACHINE CONTROLS | 0.2708% | 0 | 40.2188 | Commercial_2032_Economic_GWh_Before Competition Groups_BEVERAGE VENDING MACHINE CONTROLS
Commercial | Com ¦ Temperature Adjustment in Commercial Freezers | 2032 | Achievable | GWh | Before Competition Groups | 22.9186 | 0 | 0 | 8716.3041 | 0.0026294 | 33 | Commercial_2032_Achievable_GWh_Before Competition Groups_33 | Temperature Adjustment in Commercial Freezers | 0.2629% | 0 | 22.9186 | Commercial_2032_Achievable_GWh_Before Competition Groups_Temperature Adjustment in Commercial Freezers
Commercial | Com ¦ Elec Storage WH 2.30 Et | 2032 | Achievable | GWh | Before Competition Groups | 22.2443 | 0 | 0 | 8716.3041 | 0.002552 | 34 | Commercial_2032_Achievable_GWh_Before Competition Groups_34 | Elec Storage WH 2.30 Et | 0.2552% | 0 | 22.2443 | Commercial_2032_Achievable_GWh_Before Competition Groups_Elec Storage WH 2.30 Et
Commercial | Com ¦ Refrigeration Commissioning | 2032 | Technical | GWh | Before Competition Groups | 51.9201 | 0 | 0 | 20927.1389 | 0.002481 | 51 | Commercial_2032_Technical_GWh_Before Competition Groups_51 | Refrigeration Commissioning | 0.2481% | 0 | 51.9201 | Commercial_2032_Technical_GWh_Before Competition Groups_Refrigeration Commissioning
Commercial | Com ¦ Energy Efficient Laboratory Fume Hood | 2032 | Achievable | GWh | Before Competition Groups | 20.5299 | 0 | 0 | 8716.3041 | 0.0023553 | 35 | Commercial_2032_Achievable_GWh_Before Competition Groups_35 | Energy Efficient Laboratory Fume Hood | 0.2355% | 0 | 20.5299 | Commercial_2032_Achievable_GWh_Before Competition Groups_Energy Efficient Laboratory Fume Hood
Commercial | Com ¦ CO Sensors for parking garage exhaust fans | 2032 | Achievable | GWh | Before Competition Groups | 20.3252 | 0 | 0 | 8716.3041 | 0.0023319 | 36 | Commercial_2032_Achievable_GWh_Before Competition Groups_36 | CO Sensors for parking garage exhaust fans | 0.2332% | 0 | 20.3252 | Commercial_2032_Achievable_GWh_Before Competition Groups_CO Sensors for parking garage exhaust fans
Commercial | Com ¦ ENERGY STAR Griddle (74% eff) | 2032 | Achievable | GWh | Before Competition Groups | 20.1737 | 0 | 0 | 8716.3041 | 0.0023145 | 37 | Commercial_2032_Achievable_GWh_Before Competition Groups_37 | ENERGY STAR Griddle (74% eff) | 0.2314% | 0 | 20.1737 | Commercial_2032_Achievable_GWh_Before Competition Groups_ENERGY STAR Griddle (74% eff)
Commercial | Com ¦ Ground Source Heat Pump | 2032 | Technical | GWh | Before Competition Groups | 48.0717 | 0 | 0 | 20927.1389 | 0.0022971 | 52 | Commercial_2032_Technical_GWh_Before Competition Groups_52 | Ground Source Heat Pump | 0.2297% | 0 | 48.0717 | Commercial_2032_Technical_GWh_Before Competition Groups_Ground Source Heat Pump
Commercial | Com ¦ Chilled Water Optimization | 2032 | Economic | GWh | Before Competition Groups | 34.1018 | 0 | 0 | 14852.655 | 0.002296 | 38 | Commercial_2032_Economic_GWh_Before Competition Groups_38 | Chilled Water Optimization | 0.2296% | 0 | 34.1018 | Commercial_2032_Economic_GWh_Before Competition Groups_Chilled Water Optimization
Commercial | Com ¦ ENERGY STAR Griddle (74% eff) | 2032 | Economic | GWh | Before Competition Groups | 33.3497 | 0 | 0 | 14852.655 | 0.0022454 | 39 | Commercial_2032_Economic_GWh_Before Competition Groups_39 | ENERGY STAR Griddle (74% eff) | 0.2245% | 0 | 33.3497 | Commercial_2032_Economic_GWh_Before Competition Groups_ENERGY STAR Griddle (74% eff)
Commercial | Com ¦ Networked/Connected - Low Impact Application | 2032 | Economic | GWh | Before Competition Groups | 32.8564 | 0 | 0 | 14852.655 | 0.0022122 | 40 | Commercial_2032_Economic_GWh_Before Competition Groups_40 | Networked/Connected - Low Impact Application | 0.2212% | 0 | 32.8564 | Commercial_2032_Economic_GWh_Before Competition Groups_Networked/Connected - Low Impact Application
Commercial | Com ¦ Elec Storage WH 2.30 Et | 2032 | Technical | GWh | Before Competition Groups | 43.1111 | 0 | 0 | 20927.1389 | 0.0020601 | 53 | Commercial_2032_Technical_GWh_Before Competition Groups_53 | Elec Storage WH 2.30 Et | 0.206% | 0 | 43.1111 | Commercial_2032_Technical_GWh_Before Competition Groups_Elec Storage WH 2.30 Et
Commercial | Com ¦ Vertical Night Covers | 2032 | Achievable | GWh | Before Competition Groups | 17.8479 | 0 | 0 | 8716.3041 | 0.0020476 | 38 | Commercial_2032_Achievable_GWh_Before Competition Groups_38 | Vertical Night Covers | 0.2048% | 0 | 17.8479 | Commercial_2032_Achievable_GWh_Before Competition Groups_Vertical Night Covers
Commercial | Com ¦ Chilled Water Optimization | 2032 | Achievable | GWh | Before Competition Groups | 17.6376 | 0 | 0 | 8716.3041 | 0.0020235 | 39 | Commercial_2032_Achievable_GWh_Before Competition Groups_39 | Chilled Water Optimization | 0.2024% | 0 | 17.6376 | Commercial_2032_Achievable_GWh_Before Competition Groups_Chilled Water Optimization
Commercial | Com ¦ Occupancy Sensors | 2032 | Achievable | GWh | Before Competition Groups | 17.4826 | 0 | 0 | 8716.3041 | 0.0020057 | 40 | Commercial_2032_Achievable_GWh_Before Competition Groups_40 | Occupancy Sensors | 0.2006% | 0 | 17.4826 | Commercial_2032_Achievable_GWh_Before Competition Groups_Occupancy Sensors
Commercial | Com ¦ CO Sensors for parking garage exhaust fans | 2032 | Economic | GWh | Before Competition Groups | 29.0091 | 0 | 0 | 14852.655 | 0.0019531 | 41 | Commercial_2032_Economic_GWh_Before Competition Groups_41 | CO Sensors for parking garage exhaust fans | 0.1953% | 0 | 29.0091 | Commercial_2032_Economic_GWh_Before Competition Groups_CO Sensors for parking garage exhaust fans
Commercial | Com ¦ Temperature Adjustment in Commercial Freezers | 2032 | Economic | GWh | Before Competition Groups | 28.8299 | 0 | 0 | 14852.655 | 0.0019411 | 42 | Commercial_2032_Economic_GWh_Before Competition Groups_42 | Temperature Adjustment in Commercial Freezers | 0.1941% | 0 | 28.8299 | Commercial_2032_Economic_GWh_Before Competition Groups_Temperature Adjustment in Commercial Freezers
Commercial | Com ¦ BEVERAGE VENDING MACHINE CONTROLS | 2032 | Technical | GWh | Before Competition Groups | 40.2188 | 0 | 0 | 20927.1389 | 0.0019219 | 54 | Commercial_2032_Technical_GWh_Before Competition Groups_54 | BEVERAGE VENDING MACHINE CONTROLS | 0.1922% | 0 | 40.2188 | Commercial_2032_Technical_GWh_Before Competition Groups_BEVERAGE VENDING MACHINE CONTROLS
Commercial | Com ¦ Refrigerated Display Case LED | 2032 | Achievable | GWh | Before Competition Groups | 16.0169 | 0 | 0 | 8716.3041 | 0.0018376 | 41 | Commercial_2032_Achievable_GWh_Before Competition Groups_41 | Refrigerated Display Case LED | 0.1838% | 0 | 16.0169 | Commercial_2032_Achievable_GWh_Before Competition Groups_Refrigerated Display Case LED
Commercial | Com ¦ Duct Insulation, R8 | 2032 | Achievable | GWh | Before Competition Groups | 15.913 | 0 | 0 | 8716.3041 | 0.0018257 | 42 | Commercial_2032_Achievable_GWh_Before Competition Groups_42 | Duct Insulation, R8 | 0.1826% | 0 | 15.913 | Commercial_2032_Achievable_GWh_Before Competition Groups_Duct Insulation, R8
Commercial | Com ¦ Water Heating (DHW) Pipe Insulation (Add 3/4\ Foam)" | 2032 | Achievable | GWh | Before Competition Groups | 15.227 | 0 | 0 | 8716.3041 | 0.001747 | 43 | Commercial_2032_Achievable_GWh_Before Competition Groups_43 | Water Heating (DHW) Pipe Insulation (Add 3/4\ Foam)" | 0.1747% | 0 | 15.227 | Commercial_2032_Achievable_GWh_Before Competition Groups_Water Heating (DHW) Pipe Insulation (Add 3/4\ Foam)"
Commercial | Com ¦ Energy Efficient Laboratory Fume Hood | 2032 | Economic | GWh | Before Competition Groups | 25.5443 | 0 | 0 | 14852.655 | 0.0017198 | 43 | Commercial_2032_Economic_GWh_Before Competition Groups_43 | Energy Efficient Laboratory Fume Hood | 0.172% | 0 | 25.5443 | Commercial_2032_Economic_GWh_Before Competition Groups_Energy Efficient Laboratory Fume Hood
Commercial | Com ¦ Chilled Water Optimization | 2032 | Technical | GWh | Before Competition Groups | 34.1018 | 0 | 0 | 20927.1389 | 0.0016296 | 55 | Commercial_2032_Technical_GWh_Before Competition Groups_55 | Chilled Water Optimization | 0.163% | 0 | 34.1018 | Commercial_2032_Technical_GWh_Before Competition Groups_Chilled Water Optimization
Commercial | Com ¦ ENERGY STAR Griddle (74% eff) | 2032 | Technical | GWh | Before Competition Groups | 33.3497 | 0 | 0 | 20927.1389 | 0.0015936 | 56 | Commercial_2032_Technical_GWh_Before Competition Groups_56 | ENERGY STAR Griddle (74% eff) | 0.1594% | 0 | 33.3497 | Commercial_2032_Technical_GWh_Before Competition Groups_ENERGY STAR Griddle (74% eff)
Commercial | Com ¦ Vertical Night Covers | 2032 | Economic | GWh | Before Competition Groups | 22.4673 | 0 | 0 | 14852.655 | 0.0015127 | 44 | Commercial_2032_Economic_GWh_Before Competition Groups_44 | Vertical Night Covers | 0.1513% | 0 | 22.4673 | Commercial_2032_Economic_GWh_Before Competition Groups_Vertical Night Covers
Commercial | Com ¦ Outside Air Economizer | 2032 | Achievable | GWh | Before Competition Groups | 13.1001 | 0 | 0 | 8716.3041 | 0.0015029 | 44 | Commercial_2032_Achievable_GWh_Before Competition Groups_44 | Outside Air Economizer | 0.1503% | 0 | 13.1001 | Commercial_2032_Achievable_GWh_Before Competition Groups_Outside Air Economizer
Commercial | Com ¦ Water Source Heat Pump (4 ton) | 2032 | Economic | GWh | Before Competition Groups | 20.702 | 0 | 0 | 14852.655 | 0.0013938 | 45 | Commercial_2032_Economic_GWh_Before Competition Groups_45 | Water Source Heat Pump (4 ton) | 0.1394% | 0 | 20.702 | Commercial_2032_Economic_GWh_Before Competition Groups_Water Source Heat Pump (4 ton)
Commercial | Com ¦ CO Sensors for parking garage exhaust fans | 2032 | Technical | GWh | Before Competition Groups | 29.0091 | 0 | 0 | 20927.1389 | 0.0013862 | 57 | Commercial_2032_Technical_GWh_Before Competition Groups_57 | CO Sensors for parking garage exhaust fans | 0.1386% | 0 | 29.0091 | Commercial_2032_Technical_GWh_Before Competition Groups_CO Sensors for parking garage exhaust fans
Commercial | Com ¦ ENERGY STAR FREEZER | 2032 | Economic | GWh | Before Competition Groups | 20.507 | 0 | 0 | 14852.655 | 0.0013807 | 46 | Commercial_2032_Economic_GWh_Before Competition Groups_46 | ENERGY STAR FREEZER | 0.1381% | 0 | 20.507 | Commercial_2032_Economic_GWh_Before Competition Groups_ENERGY STAR FREEZER
Commercial | Com ¦ Temperature Adjustment in Commercial Freezers | 2032 | Technical | GWh | Before Competition Groups | 28.8299 | 0 | 0 | 20927.1389 | 0.0013776 | 58 | Commercial_2032_Technical_GWh_Before Competition Groups_58 | Temperature Adjustment in Commercial Freezers | 0.1378% | 0 | 28.8299 | Commercial_2032_Technical_GWh_Before Competition Groups_Temperature Adjustment in Commercial Freezers
Commercial | Com ¦ Duct Insulation, R8 | 2032 | Economic | GWh | Before Competition Groups | 19.7937 | 0 | 0 | 14852.655 | 0.0013327 | 47 | Commercial_2032_Economic_GWh_Before Competition Groups_47 | Duct Insulation, R8 | 0.1333% | 0 | 19.7937 | Commercial_2032_Economic_GWh_Before Competition Groups_Duct Insulation, R8
Commercial | Com ¦ Refrigerated Display Case LED | 2032 | Economic | GWh | Before Competition Groups | 19.2365 | 0 | 0 | 14852.655 | 0.0012952 | 48 | Commercial_2032_Economic_GWh_Before Competition Groups_48 | Refrigerated Display Case LED | 0.1295% | 0 | 19.2365 | Commercial_2032_Economic_GWh_Before Competition Groups_Refrigerated Display Case LED
Commercial | Com ¦ Water Heating (DHW) Pipe Insulation (Add 3/4\ Foam)" | 2032 | Economic | GWh | Before Competition Groups | 19.0971 | 0 | 0 | 14852.655 | 0.0012858 | 49 | Commercial_2032_Economic_GWh_Before Competition Groups_49 | Water Heating (DHW) Pipe Insulation (Add 3/4\ Foam)" | 0.1286% | 0 | 19.0971 | Commercial_2032_Economic_GWh_Before Competition Groups_Water Heating (DHW) Pipe Insulation (Add 3/4\ Foam)"
Commercial | Com ¦ Water Source Heat Pump (4 ton) | 2032 | Achievable | GWh | Before Competition Groups | 10.8644 | 0 | 0 | 8716.3041 | 0.0012464 | 45 | Commercial_2032_Achievable_GWh_Before Competition Groups_45 | Water Source Heat Pump (4 ton) | 0.1246% | 0 | 10.8644 | Commercial_2032_Achievable_GWh_Before Competition Groups_Water Source Heat Pump (4 ton)
Commercial | Com ¦ Energy Efficient Laboratory Fume Hood | 2032 | Technical | GWh | Before Competition Groups | 25.5443 | 0 | 0 | 20927.1389 | 0.0012206 | 59 | Commercial_2032_Technical_GWh_Before Competition Groups_59 | Energy Efficient Laboratory Fume Hood | 0.1221% | 0 | 25.5443 | Commercial_2032_Technical_GWh_Before Competition Groups_Energy Efficient Laboratory Fume Hood
Commercial | Com ¦ Water Source Heat Pump (4 ton) | 2032 | Technical | GWh | Before Competition Groups | 25.5117 | 0 | 0 | 20927.1389 | 0.0012191 | 60 | Commercial_2032_Technical_GWh_Before Competition Groups_60 | Water Source Heat Pump (4 ton) | 0.1219% | 0 | 25.5117 | Commercial_2032_Technical_GWh_Before Competition Groups_Water Source Heat Pump (4 ton)
Commercial | Com ¦ Anti-sweat heat (ASH) controls - Cooler/Freezer | 2032 | Technical | GWh | Before Competition Groups | 25.3903 | 0 | 0 | 20927.1389 | 0.0012133 | 61 | Commercial_2032_Technical_GWh_Before Competition Groups_61 | Anti-sweat heat (ASH) controls - Cooler/Freezer | 0.1213% | 0 | 25.3903 | Commercial_2032_Technical_GWh_Before Competition Groups_Anti-sweat heat (ASH) controls - Cooler/Freezer
Commercial | Com ¦ Outside Air Economizer | 2032 | Economic | GWh | Before Competition Groups | 16.8411 | 0 | 0 | 14852.655 | 0.0011339 | 50 | Commercial_2032_Economic_GWh_Before Competition Groups_50 | Outside Air Economizer | 0.1134% | 0 | 16.8411 | Commercial_2032_Economic_GWh_Before Competition Groups_Outside Air Economizer
Commercial | Com ¦ Suction Pipe Insulation Freezer/Refrigerator | 2032 | Achievable | GWh | Before Competition Groups | 9.7321 | 0 | 0 | 8716.3041 | 0.0011165 | 46 | Commercial_2032_Achievable_GWh_Before Competition Groups_46 | Suction Pipe Insulation Freezer/Refrigerator | 0.1117% | 0 | 9.7321 | Commercial_2032_Achievable_GWh_Before Competition Groups_Suction Pipe Insulation Freezer/Refrigerator
Commercial | Com ¦ Vertical Night Covers | 2032 | Technical | GWh | Before Competition Groups | 22.4673 | 0 | 0 | 20927.1389 | 0.0010736 | 62 | Commercial_2032_Technical_GWh_Before Competition Groups_62 | Vertical Night Covers | 0.1074% | 0 | 22.4673 | Commercial_2032_Technical_GWh_Before Competition Groups_Vertical Night Covers
Commercial | Com ¦ Duct Insulation, R8 | 2032 | Technical | GWh | Before Competition Groups | 19.7937 | 0 | 0 | 20927.1389 | 0.00094584 | 63 | Commercial_2032_Technical_GWh_Before Competition Groups_63 | Duct Insulation, R8 | 0.09458% | 0 | 19.7937 | Commercial_2032_Technical_GWh_Before Competition Groups_Duct Insulation, R8
Commercial | Com ¦ Water Heating (DHW) Pipe Insulation (Add 3/4\ Foam)" | 2032 | Technical | GWh | Before Competition Groups | 19.0971 | 0 | 0 | 20927.1389 | 0.00091255 | 64 | Commercial_2032_Technical_GWh_Before Competition Groups_64 | Water Heating (DHW) Pipe Insulation (Add 3/4\ Foam)" | 0.09126% | 0 | 19.0971 | Commercial_2032_Technical_GWh_Before Competition Groups_Water Heating (DHW) Pipe Insulation (Add 3/4\ Foam)"
Commercial | Com ¦ ENERGY STAR Fryer (84% eff) | 2032 | Achievable | GWh | Before Competition Groups | 7.4571 | 0 | 0 | 8716.3041 | 0.00085554 | 47 | Commercial_2032_Achievable_GWh_Before Competition Groups_47 | ENERGY STAR Fryer (84% eff) | 0.08555% | 0 | 7.4571 | Commercial_2032_Achievable_GWh_Before Competition Groups_ENERGY STAR Fryer (84% eff)
Commercial | Com ¦ Suction Pipe Insulation Freezer/Refrigerator | 2032 | Economic | GWh | Before Competition Groups | 12.237 | 0 | 0 | 14852.655 | 0.00082389 | 51 | Commercial_2032_Economic_GWh_Before Competition Groups_51 | Suction Pipe Insulation Freezer/Refrigerator | 0.08239% | 0 | 12.237 | Commercial_2032_Economic_GWh_Before Competition Groups_Suction Pipe Insulation Freezer/Refrigerator
Commercial | Com ¦ ENERGY STAR Fryer (84% eff) | 2032 | Economic | GWh | Before Competition Groups | 12.0415 | 0 | 0 | 14852.655 | 0.00081073 | 52 | Commercial_2032_Economic_GWh_Before Competition Groups_52 | ENERGY STAR Fryer (84% eff) | 0.08107% | 0 | 12.0415 | Commercial_2032_Economic_GWh_Before Competition Groups_ENERGY STAR Fryer (84% eff)
Commercial | Com ¦ Outside Air Economizer | 2032 | Technical | GWh | Before Competition Groups | 16.8411 | 0 | 0 | 20927.1389 | 0.00080475 | 65 | Commercial_2032_Technical_GWh_Before Competition Groups_65 | Outside Air Economizer | 0.08048% | 0 | 16.8411 | Commercial_2032_Technical_GWh_Before Competition Groups_Outside Air Economizer
Commercial | Com ¦ ENERGY STAR Dishwasher | 2032 | Economic | GWh | Before Competition Groups | 11.2885 | 0 | 0 | 14852.655 | 0.00076003 | 53 | Commercial_2032_Economic_GWh_Before Competition Groups_53 | ENERGY STAR Dishwasher | 0.076% | 0 | 11.2885 | Commercial_2032_Economic_GWh_Before Competition Groups_ENERGY STAR Dishwasher
Commercial | Com ¦ Roof Insulation/Ceiling Insulation (R25 Code to R35) | 2032 | Technical | GWh | Before Competition Groups | 13.4993 | 0 | 0 | 20927.1389 | 0.00064506 | 66 | Commercial_2032_Technical_GWh_Before Competition Groups_66 | Roof Insulation/Ceiling Insulation (R25 Code to R35) | 0.06451% | 0 | 13.4993 | Commercial_2032_Technical_GWh_Before Competition Groups_Roof Insulation/Ceiling Insulation (R25 Code to R35)
Commercial | Com ¦ Suction Pipe Insulation Freezer/Refrigerator | 2032 | Technical | GWh | Before Competition Groups | 12.237 | 0 | 0 | 20927.1389 | 0.00058474 | 67 | Commercial_2032_Technical_GWh_Before Competition Groups_67 | Suction Pipe Insulation Freezer/Refrigerator | 0.05847% | 0 | 12.237 | Commercial_2032_Technical_GWh_Before Competition Groups_Suction Pipe Insulation Freezer/Refrigerator
Commercial | Com ¦ ENERGY STAR Fryer (84% eff) | 2032 | Technical | GWh | Before Competition Groups | 12.0415 | 0 | 0 | 20927.1389 | 0.0005754 | 68 | Commercial_2032_Technical_GWh_Before Competition Groups_68 | ENERGY STAR Fryer (84% eff) | 0.05754% | 0 | 12.0415 | Commercial_2032_Technical_GWh_Before Competition Groups_ENERGY STAR Fryer (84% eff)
Commercial | Com ¦ High Efficiency Small Instantaneous Water Heater | 2032 | Technical | GWh | Before Competition Groups | 11.9707 | 0 | 0 | 20927.1389 | 0.00057202 | 69 | Commercial_2032_Technical_GWh_Before Competition Groups_69 | High Efficiency Small Instantaneous Water Heater | 0.0572% | 0 | 11.9707 | Commercial_2032_Technical_GWh_Before Competition Groups_High Efficiency Small Instantaneous Water Heater
Commercial | Com ¦ ENERGY STAR Dishwasher | 2032 | Technical | GWh | Before Competition Groups | 11.2885 | 0 | 0 | 20927.1389 | 0.00053942 | 70 | Commercial_2032_Technical_GWh_Before Competition Groups_70 | ENERGY STAR Dishwasher | 0.05394% | 0 | 11.2885 | Commercial_2032_Technical_GWh_Before Competition Groups_ENERGY STAR Dishwasher
Commercial | Com ¦ Ozone Laundry Treatment | 2032 | Achievable | GWh | Before Competition Groups | 4.5494 | 0 | 0 | 8716.3041 | 0.00052194 | 48 | Commercial_2032_Achievable_GWh_Before Competition Groups_48 | Ozone Laundry Treatment | 0.05219% | 0 | 4.5494 | Commercial_2032_Achievable_GWh_Before Competition Groups_Ozone Laundry Treatment
Commercial | Com ¦ LED RECESSED DOWNLIGHTS | 2032 | Technical | GWh | Before Competition Groups | 10.2949 | 0 | 0 | 20927.1389 | 0.00049194 | 71 | Commercial_2032_Technical_GWh_Before Competition Groups_71 | LED RECESSED DOWNLIGHTS | 0.04919% | 0 | 10.2949 | Commercial_2032_Technical_GWh_Before Competition Groups_LED RECESSED DOWNLIGHTS
Commercial | Com ¦ Evaporator Coil Defrost (Cooler) | 2032 | Technical | GWh | Before Competition Groups | 10.092 | 0 | 0 | 20927.1389 | 0.00048225 | 72 | Commercial_2032_Technical_GWh_Before Competition Groups_72 | Evaporator Coil Defrost (Cooler) | 0.04822% | 0 | 10.092 | Commercial_2032_Technical_GWh_Before Competition Groups_Evaporator Coil Defrost (Cooler)
Commercial | Com ¦ ENERGY STAR Dishwasher | 2032 | Achievable | GWh | Before Competition Groups | 4.1207 | 0 | 0 | 8716.3041 | 0.00047275 | 49 | Commercial_2032_Achievable_GWh_Before Competition Groups_49 | ENERGY STAR Dishwasher | 0.04728% | 0 | 4.1207 | Commercial_2032_Achievable_GWh_Before Competition Groups_ENERGY STAR Dishwasher
Commercial | Com ¦ Ozone Laundry Treatment | 2032 | Economic | GWh | Before Competition Groups | 6.3796 | 0 | 0 | 14852.655 | 0.00042952 | 54 | Commercial_2032_Economic_GWh_Before Competition Groups_54 | Ozone Laundry Treatment | 0.04295% | 0 | 6.3796 | Commercial_2032_Economic_GWh_Before Competition Groups_Ozone Laundry Treatment
Commercial | Com ¦ High Efficiency Small Instantaneous Water Heater | 2032 | Economic | GWh | Before Competition Groups | 6.0856 | 0 | 0 | 14852.655 | 0.00040973 | 55 | Commercial_2032_Economic_GWh_Before Competition Groups_55 | High Efficiency Small Instantaneous Water Heater | 0.04097% | 0 | 6.0856 | Commercial_2032_Economic_GWh_Before Competition Groups_High Efficiency Small Instantaneous Water Heater
Commercial | Com ¦ ENERGY STAR Steam Cookers | 2032 | Achievable | GWh | Before Competition Groups | 3.4764 | 0 | 0 | 8716.3041 | 0.00039884 | 50 | Commercial_2032_Achievable_GWh_Before Competition Groups_50 | ENERGY STAR Steam Cookers | 0.03988% | 0 | 3.4764 | Commercial_2032_Achievable_GWh_Before Competition Groups_ENERGY STAR Steam Cookers
Commercial | Com ¦ Demand controlled Circulating Systems | 2032 | Achievable | GWh | Before Competition Groups | 3.4071 | 0 | 0 | 8716.3041 | 0.00039089 | 51 | Commercial_2032_Achievable_GWh_Before Competition Groups_51 | Demand controlled Circulating Systems | 0.03909% | 0 | 3.4071 | Commercial_2032_Achievable_GWh_Before Competition Groups_Demand controlled Circulating Systems
Commercial | Com ¦ ENERGY STAR Steam Cookers | 2032 | Economic | GWh | Before Competition Groups | 5.7679 | 0 | 0 | 14852.655 | 0.00038834 | 56 | Commercial_2032_Economic_GWh_Before Competition Groups_56 | ENERGY STAR Steam Cookers | 0.03883% | 0 | 5.7679 | Commercial_2032_Economic_GWh_Before Competition Groups_ENERGY STAR Steam Cookers
Commercial | Com ¦ Ozone Laundry Treatment | 2032 | Technical | GWh | Before Competition Groups | 6.3796 | 0 | 0 | 20927.1389 | 0.00030485 | 73 | Commercial_2032_Technical_GWh_Before Competition Groups_73 | Ozone Laundry Treatment | 0.03048% | 0 | 6.3796 | Commercial_2032_Technical_GWh_Before Competition Groups_Ozone Laundry Treatment
Commercial | Com ¦ SYNCHRONOUS BELT | 2032 | Technical | GWh | Before Competition Groups | 6.2105 | 0 | 0 | 20927.1389 | 0.00029677 | 74 | Commercial_2032_Technical_GWh_Before Competition Groups_74 | SYNCHRONOUS BELT | 0.02968% | 0 | 6.2105 | Commercial_2032_Technical_GWh_Before Competition Groups_SYNCHRONOUS BELT
Commercial | Com ¦ Demand controlled Circulating Systems | 2032 | Economic | GWh | Before Competition Groups | 4.223 | 0 | 0 | 14852.655 | 0.00028432 | 57 | Commercial_2032_Economic_GWh_Before Competition Groups_57 | Demand controlled Circulating Systems | 0.02843% | 0 | 4.223 | Commercial_2032_Economic_GWh_Before Competition Groups_Demand controlled Circulating Systems
Commercial | Com ¦ ENERGY STAR Steam Cookers | 2032 | Technical | GWh | Before Competition Groups | 5.7679 | 0 | 0 | 20927.1389 | 0.00027562 | 75 | Commercial_2032_Technical_GWh_Before Competition Groups_75 | ENERGY STAR Steam Cookers | 0.02756% | 0 | 5.7679 | Commercial_2032_Technical_GWh_Before Competition Groups_ENERGY STAR Steam Cookers
Commercial | Com ¦ Variable Refrigerant Flow Heat Pump | 2032 | Achievable | GWh | Before Competition Groups | 2.287 | 0 | 0 | 8716.3041 | 0.00026238 | 52 | Commercial_2032_Achievable_GWh_Before Competition Groups_52 | Variable Refrigerant Flow Heat Pump | 0.02624% | 0 | 2.287 | Commercial_2032_Achievable_GWh_Before Competition Groups_Variable Refrigerant Flow Heat Pump
Commercial | Com ¦ Thermostat Setback | 2032 | Achievable | GWh | Before Competition Groups | 2.06 | 0 | 0 | 8716.3041 | 0.00023634 | 53 | Commercial_2032_Achievable_GWh_Before Competition Groups_53 | Thermostat Setback | 0.02363% | 0 | 2.06 | Commercial_2032_Achievable_GWh_Before Competition Groups_Thermostat Setback
Commercial | Com ¦ ECM MOTORS FOR HVAC APPLICATION (FAN-POWERED VAV BOX) | 2032 | Achievable | GWh | Before Competition Groups | 1.9767 | 0 | 0 | 8716.3041 | 0.00022678 | 54 | Commercial_2032_Achievable_GWh_Before Competition Groups_54 | ECM MOTORS FOR HVAC APPLICATION (FAN-POWERED VAV BOX) | 0.02268% | 0 | 1.9767 | Commercial_2032_Achievable_GWh_Before Competition Groups_ECM MOTORS FOR HVAC APPLICATION (FAN-POWERED VAV BOX)
Commercial | Com ¦ Efficient compressor motor | 2032 | Technical | GWh | Before Competition Groups | 4.7027 | 0 | 0 | 20927.1389 | 0.00022472 | 76 | Commercial_2032_Technical_GWh_Before Competition Groups_76 | Efficient compressor motor | 0.02247% | 0 | 4.7027 | Commercial_2032_Technical_GWh_Before Competition Groups_Efficient compressor motor
Commercial | Com ¦ Demand controlled Circulating Systems | 2032 | Technical | GWh | Before Competition Groups | 4.223 | 0 | 0 | 20927.1389 | 0.00020179 | 77 | Commercial_2032_Technical_GWh_Before Competition Groups_77 | Demand controlled Circulating Systems | 0.02018% | 0 | 4.223 | Commercial_2032_Technical_GWh_Before Competition Groups_Demand controlled Circulating Systems
Commercial | Com ¦ Solar Water Preheat (Pools/DHW) | 2032 | Economic | GWh | Before Competition Groups | 2.7774 | 0 | 0 | 14852.655 | 0.00018699 | 58 | Commercial_2032_Economic_GWh_Before Competition Groups_58 | Solar Water Preheat (Pools/DHW) | 0.0187% | 0 | 2.7774 | Commercial_2032_Economic_GWh_Before Competition Groups_Solar Water Preheat (Pools/DHW)
Commercial | Com ¦ Variable Refrigerant Flow Heat Pump | 2032 | Economic | GWh | Before Competition Groups | 2.7517 | 0 | 0 | 14852.655 | 0.00018526 | 59 | Commercial_2032_Economic_GWh_Before Competition Groups_59 | Variable Refrigerant Flow Heat Pump | 0.01853% | 0 | 2.7517 | Commercial_2032_Economic_GWh_Before Competition Groups_Variable Refrigerant Flow Heat Pump
Commercial | Com ¦ ECM MOTORS FOR HVAC APPLICATION (FAN-POWERED VAV BOX) | 2032 | Economic | GWh | Before Competition Groups | 2.6657 | 0 | 0 | 14852.655 | 0.00017948 | 60 | Commercial_2032_Economic_GWh_Before Competition Groups_60 | ECM MOTORS FOR HVAC APPLICATION (FAN-POWERED VAV BOX) | 0.01795% | 0 | 2.6657 | Commercial_2032_Economic_GWh_Before Competition Groups_ECM MOTORS FOR HVAC APPLICATION (FAN-POWERED VAV BOX)
Commercial | Com ¦ Efficient compressor motor | 2032 | Economic | GWh | Before Competition Groups | 2.6616 | 0 | 0 | 14852.655 | 0.0001792 | 61 | Commercial_2032_Economic_GWh_Before Competition Groups_61 | Efficient compressor motor | 0.01792% | 0 | 2.6616 | Commercial_2032_Economic_GWh_Before Competition Groups_Efficient compressor motor
Commercial | Com ¦ ENERGY STAR FREEZER | 2032 | Achievable | GWh | Before Competition Groups | 1.4775 | 0 | 0 | 8716.3041 | 0.00016951 | 55 | Commercial_2032_Achievable_GWh_Before Competition Groups_55 | ENERGY STAR FREEZER | 0.01695% | 0 | 1.4775 | Commercial_2032_Achievable_GWh_Before Competition Groups_ENERGY STAR FREEZER
Commercial | Com ¦ Thermostat Setback | 2032 | Economic | GWh | Before Competition Groups | 2.3474 | 0 | 0 | 14852.655 | 0.00015804 | 62 | Commercial_2032_Economic_GWh_Before Competition Groups_62 | Thermostat Setback | 0.0158% | 0 | 2.3474 | Commercial_2032_Economic_GWh_Before Competition Groups_Thermostat Setback
Commercial | Com ¦ Notched V belts for HVAC Systems | 2032 | Technical | GWh | Before Competition Groups | 3.1052 | 0 | 0 | 20927.1389 | 0.00014838 | 78 | Commercial_2032_Technical_GWh_Before Competition Groups_78 | Notched V belts for HVAC Systems | 0.01484% | 0 | 3.1052 | Commercial_2032_Technical_GWh_Before Competition Groups_Notched V belts for HVAC Systems
Commercial | Com ¦ Indoor Daylight Sensors/Photocell Dimming Control | 2032 | Economic | GWh | Before Competition Groups | 2.0695 | 0 | 0 | 14852.655 | 0.00013933 | 63 | Commercial_2032_Economic_GWh_Before Competition Groups_63 | Indoor Daylight Sensors/Photocell Dimming Control | 0.01393% | 0 | 2.0695 | Commercial_2032_Economic_GWh_Before Competition Groups_Indoor Daylight Sensors/Photocell Dimming Control
Commercial | Com ¦ Solar Water Preheat (Pools/DHW) | 2032 | Technical | GWh | Before Competition Groups | 2.7774 | 0 | 0 | 20927.1389 | 0.00013272 | 79 | Commercial_2032_Technical_GWh_Before Competition Groups_79 | Solar Water Preheat (Pools/DHW) | 0.01327% | 0 | 2.7774 | Commercial_2032_Technical_GWh_Before Competition Groups_Solar Water Preheat (Pools/DHW)
Commercial | Com ¦ ECM MOTORS FOR HVAC APPLICATION (FAN-POWERED VAV BOX) | 2032 | Technical | GWh | Before Competition Groups | 2.6752 | 0 | 0 | 20927.1389 | 0.00012784 | 80 | Commercial_2032_Technical_GWh_Before Competition Groups_80 | ECM MOTORS FOR HVAC APPLICATION (FAN-POWERED VAV BOX) | 0.01278% | 0 | 2.6752 | Commercial_2032_Technical_GWh_Before Competition Groups_ECM MOTORS FOR HVAC APPLICATION (FAN-POWERED VAV BOX)
Commercial | Com ¦ PTAC (12 EER/10,000 BTU) | 2032 | Economic | GWh | Before Competition Groups | 1.7404 | 0 | 0 | 14852.655 | 0.00011718 | 64 | Commercial_2032_Economic_GWh_Before Competition Groups_64 | PTAC (12 EER/10,000 BTU) | 0.01172% | 0 | 1.7404 | Commercial_2032_Economic_GWh_Before Competition Groups_PTAC (12 EER/10,000 BTU)
Commercial | Com ¦ Heat Pump Water Heater (50 Gallons) | 2032 | Technical | GWh | Before Competition Groups | 2.3913 | 0 | 0 | 20927.1389 | 0.00011427 | 81 | Commercial_2032_Technical_GWh_Before Competition Groups_81 | Heat Pump Water Heater (50 Gallons) | 0.01143% | 0 | 2.3913 | Commercial_2032_Technical_GWh_Before Competition Groups_Heat Pump Water Heater (50 Gallons)
Commercial | Com ¦ Wall Insulation | 2032 | Technical | GWh | Before Competition Groups | 2.3743 | 0 | 0 | 20927.1389 | 0.00011346 | 82 | Commercial_2032_Technical_GWh_Before Competition Groups_82 | Wall Insulation | 0.01135% | 0 | 2.3743 | Commercial_2032_Technical_GWh_Before Competition Groups_Wall Insulation
Commercial | Com ¦ Solar Preheat Make up Air | 2032 | Technical | GWh | Before Competition Groups | 2.3491 | 0 | 0 | 20927.1389 | 0.00011225 | 83 | Commercial_2032_Technical_GWh_Before Competition Groups_83 | Solar Preheat Make up Air | 0.01123% | 0 | 2.3491 | Commercial_2032_Technical_GWh_Before Competition Groups_Solar Preheat Make up Air
Commercial | Com ¦ Thermostat Setback | 2032 | Technical | GWh | Before Competition Groups | 2.3474 | 0 | 0 | 20927.1389 | 0.00011217 | 84 | Commercial_2032_Technical_GWh_Before Competition Groups_84 | Thermostat Setback | 0.01122% | 0 | 2.3474 | Commercial_2032_Technical_GWh_Before Competition Groups_Thermostat Setback
Commercial | Com ¦ Solar Water Preheat (Pools/DHW) | 2032 | Achievable | GWh | Before Competition Groups | 0.93244 | 0 | 0 | 8716.3041 | 0.00010698 | 56 | Commercial_2032_Achievable_GWh_Before Competition Groups_56 | Solar Water Preheat (Pools/DHW) | 0.0107% | 0 | 0.93244 | Commercial_2032_Achievable_GWh_Before Competition Groups_Solar Water Preheat (Pools/DHW)
Commercial | Com ¦ Auto Off Time Switch or Time Clock control | 2032 | Achievable | GWh | Before Competition Groups | 0.89594 | 0 | 0 | 8716.3041 | 0.00010279 | 57 | Commercial_2032_Achievable_GWh_Before Competition Groups_57 | Auto Off Time Switch or Time Clock control | 0.01028% | 0 | 0.89594 | Commercial_2032_Achievable_GWh_Before Competition Groups_Auto Off Time Switch or Time Clock control
Commercial | Com ¦ Notched V belts for HVAC Systems | 2032 | Economic | GWh | Before Competition Groups | 1.522 | 0 | 0 | 14852.655 | 0.00010247 | 65 | Commercial_2032_Economic_GWh_Before Competition Groups_65 | Notched V belts for HVAC Systems | 0.01025% | 0 | 1.522 | Commercial_2032_Economic_GWh_Before Competition Groups_Notched V belts for HVAC Systems
Commercial | Com ¦ CEE Tier 2/Energy Star Clothes Washers | 2032 | Achievable | GWh | Before Competition Groups | 0.87859 | 0 | 0 | 8716.3041 | 0.0001008 | 58 | Commercial_2032_Achievable_GWh_Before Competition Groups_58 | CEE Tier 2/Energy Star Clothes Washers | 0.01008% | 0 | 0.87859 | Commercial_2032_Achievable_GWh_Before Competition Groups_CEE Tier 2/Energy Star Clothes Washers
Commercial | Com ¦ Room AC (w/ louvered sides) 14 SEER from 12 SEER code | 2032 | Technical | GWh | Before Competition Groups | 2.1092 | 0 | 0 | 20927.1389 | 0.00010079 | 85 | Commercial_2032_Technical_GWh_Before Competition Groups_85 | Room AC (w/ louvered sides) 14 SEER from 12 SEER code | 0.01008% | 0 | 2.1092 | Commercial_2032_Technical_GWh_Before Competition Groups_Room AC (w/ louvered sides) 14 SEER from 12 SEER code
Commercial | Com ¦ PTAC (12 EER/10,000 BTU) | 2032 | Technical | GWh | Before Competition Groups | 1.9565 | 0 | 0 | 20927.1389 | 9.3492e-05 | 86 | Commercial_2032_Technical_GWh_Before Competition Groups_86 | PTAC (12 EER/10,000 BTU) | 0.009349% | 0 | 1.9565 | Commercial_2032_Technical_GWh_Before Competition Groups_PTAC (12 EER/10,000 BTU)
Commercial | Com ¦ Auto Off Time Switch or Time Clock control | 2032 | Economic | GWh | Before Competition Groups | 1.3229 | 0 | 0 | 14852.655 | 8.9065e-05 | 66 | Commercial_2032_Economic_GWh_Before Competition Groups_66 | Auto Off Time Switch or Time Clock control | 0.008907% | 0 | 1.3229 | Commercial_2032_Economic_GWh_Before Competition Groups_Auto Off Time Switch or Time Clock control
Commercial | Com ¦ CEE Tier 2/Energy Star Clothes Washers | 2032 | Economic | GWh | Before Competition Groups | 1.2708 | 0 | 0 | 14852.655 | 8.5557e-05 | 67 | Commercial_2032_Economic_GWh_Before Competition Groups_67 | CEE Tier 2/Energy Star Clothes Washers | 0.008556% | 0 | 1.2708 | Commercial_2032_Economic_GWh_Before Competition Groups_CEE Tier 2/Energy Star Clothes Washers
Commercial | Com ¦ Commercial Hot Food Holding Cabinets | 2032 | Technical | GWh | Before Competition Groups | 1.6847 | 0 | 0 | 20927.1389 | 8.0503e-05 | 87 | Commercial_2032_Technical_GWh_Before Competition Groups_87 | Commercial Hot Food Holding Cabinets | 0.00805% | 0 | 1.6847 | Commercial_2032_Technical_GWh_Before Competition Groups_Commercial Hot Food Holding Cabinets
Commercial | Com ¦ PTAC (12 EER/10,000 BTU) | 2032 | Achievable | GWh | Before Competition Groups | 0.64488 | 0 | 0 | 8716.3041 | 7.3985e-05 | 59 | Commercial_2032_Achievable_GWh_Before Competition Groups_59 | PTAC (12 EER/10,000 BTU) | 0.007399% | 0 | 0.64488 | Commercial_2032_Achievable_GWh_Before Competition Groups_PTAC (12 EER/10,000 BTU)
Commercial | COM ¦ Ductless Mini-Split Heat Pumps | 2032 | Economic | GWh | Before Competition Groups | 1.0514 | 0 | 0 | 14852.655 | 7.0789e-05 | 68 | Commercial_2032_Economic_GWh_Before Competition Groups_68 | Ductless Mini-Split Heat Pumps | 0.007079% | 0 | 1.0514 | Commercial_2032_Economic_GWh_Before Competition Groups_Ductless Mini-Split Heat Pumps
Commercial | Com ¦ Auto Off Time Switch or Time Clock control | 2032 | Technical | GWh | Before Competition Groups | 1.3229 | 0 | 0 | 20927.1389 | 6.3212e-05 | 88 | Commercial_2032_Technical_GWh_Before Competition Groups_88 | Auto Off Time Switch or Time Clock control | 0.006321% | 0 | 1.3229 | Commercial_2032_Technical_GWh_Before Competition Groups_Auto Off Time Switch or Time Clock control
Commercial | COM ¦ Ductless Mini-Split Heat Pumps | 2032 | Achievable | GWh | Before Competition Groups | 0.53277 | 0 | 0 | 8716.3041 | 6.1124e-05 | 60 | Commercial_2032_Achievable_GWh_Before Competition Groups_60 | Ductless Mini-Split Heat Pumps | 0.006112% | 0 | 0.53277 | Commercial_2032_Achievable_GWh_Before Competition Groups_Ductless Mini-Split Heat Pumps
Commercial | Com ¦ CEE Tier 2/Energy Star Clothes Washers | 2032 | Technical | GWh | Before Competition Groups | 1.2708 | 0 | 0 | 20927.1389 | 6.0723e-05 | 89 | Commercial_2032_Technical_GWh_Before Competition Groups_89 | CEE Tier 2/Energy Star Clothes Washers | 0.006072% | 0 | 1.2708 | Commercial_2032_Technical_GWh_Before Competition Groups_CEE Tier 2/Energy Star Clothes Washers
Commercial | Com ¦ Low Flow Pre-Rinse Spray Nozzle | 2032 | Achievable | GWh | Before Competition Groups | 0.50961 | 0 | 0 | 8716.3041 | 5.8466e-05 | 61 | Commercial_2032_Achievable_GWh_Before Competition Groups_61 | Low Flow Pre-Rinse Spray Nozzle | 0.005847% | 0 | 0.50961 | Commercial_2032_Achievable_GWh_Before Competition Groups_Low Flow Pre-Rinse Spray Nozzle
Commercial | Com ¦ Low Flow Pre-Rinse Spray Nozzle | 2032 | Economic | GWh | Before Competition Groups | 0.81595 | 0 | 0 | 14852.655 | 5.4936e-05 | 69 | Commercial_2032_Economic_GWh_Before Competition Groups_69 | Low Flow Pre-Rinse Spray Nozzle | 0.005494% | 0 | 0.81595 | Commercial_2032_Economic_GWh_Before Competition Groups_Low Flow Pre-Rinse Spray Nozzle
Commercial | COM ¦ Ductless Mini-Split Heat Pumps | 2032 | Technical | GWh | Before Competition Groups | 1.0514 | 0 | 0 | 20927.1389 | 5.0241e-05 | 90 | Commercial_2032_Technical_GWh_Before Competition Groups_90 | Ductless Mini-Split Heat Pumps | 0.005024% | 0 | 1.0514 | Commercial_2032_Technical_GWh_Before Competition Groups_Ductless Mini-Split Heat Pumps
Commercial | Com ¦ Solar Electric Water Heater (50 Gallon) | 2032 | Technical | GWh | Before Competition Groups | 1.0098 | 0 | 0 | 20927.1389 | 4.8254e-05 | 91 | Commercial_2032_Technical_GWh_Before Competition Groups_91 | Solar Electric Water Heater (50 Gallon) | 0.004825% | 0 | 1.0098 | Commercial_2032_Technical_GWh_Before Competition Groups_Solar Electric Water Heater (50 Gallon)
Commercial | Com ¦ LED RECESSED DOWNLIGHTS | 2032 | Economic | GWh | Before Competition Groups | 0.71128 | 0 | 0 | 14852.655 | 4.7889e-05 | 70 | Commercial_2032_Economic_GWh_Before Competition Groups_70 | LED RECESSED DOWNLIGHTS | 0.004789% | 0 | 0.71128 | Commercial_2032_Economic_GWh_Before Competition Groups_LED RECESSED DOWNLIGHTS
Commercial | Com ¦ HVAC Optimization | 2032 | Technical | GWh | Before Competition Groups | 0.83846 | 0 | 0 | 20927.1389 | 4.0066e-05 | 92 | Commercial_2032_Technical_GWh_Before Competition Groups_92 | HVAC Optimization | 0.004007% | 0 | 0.83846 | Commercial_2032_Technical_GWh_Before Competition Groups_HVAC Optimization
Commercial | Com ¦ Low Flow Pre-Rinse Spray Nozzle | 2032 | Technical | GWh | Before Competition Groups | 0.81595 | 0 | 0 | 20927.1389 | 3.899e-05 | 93 | Commercial_2032_Technical_GWh_Before Competition Groups_93 | Low Flow Pre-Rinse Spray Nozzle | 0.003899% | 0 | 0.81595 | Commercial_2032_Technical_GWh_Before Competition Groups_Low Flow Pre-Rinse Spray Nozzle
Commercial | Com ¦ LED RECESSED DOWNLIGHTS | 2032 | Achievable | GWh | Before Competition Groups | 0.33341 | 0 | 0 | 8716.3041 | 3.8251e-05 | 62 | Commercial_2032_Achievable_GWh_Before Competition Groups_62 | LED RECESSED DOWNLIGHTS | 0.003825% | 0 | 0.33341 | Commercial_2032_Achievable_GWh_Before Competition Groups_LED RECESSED DOWNLIGHTS
Commercial | Com ¦ Efficient compressor motor | 2032 | Achievable | GWh | Before Competition Groups | 0.3039 | 0 | 0 | 8716.3041 | 3.4866e-05 | 63 | Commercial_2032_Achievable_GWh_Before Competition Groups_63 | Efficient compressor motor | 0.003487% | 0 | 0.3039 | Commercial_2032_Achievable_GWh_Before Competition Groups_Efficient compressor motor
Commercial | Com ¦ HVAC Optimization | 2032 | Achievable | GWh | Before Competition Groups | 0.29968 | 0 | 0 | 8716.3041 | 3.4382e-05 | 64 | Commercial_2032_Achievable_GWh_Before Competition Groups_64 | HVAC Optimization | 0.003438% | 0 | 0.29968 | Commercial_2032_Achievable_GWh_Before Competition Groups_HVAC Optimization
Commercial | Com ¦ HVAC Optimization | 2032 | Economic | GWh | Before Competition Groups | 0.50655 | 0 | 0 | 14852.655 | 3.4105e-05 | 71 | Commercial_2032_Economic_GWh_Before Competition Groups_71 | HVAC Optimization | 0.00341% | 0 | 0.50655 | Commercial_2032_Economic_GWh_Before Competition Groups_HVAC Optimization
Commercial | Com ¦ Commercial Hot Food Holding Cabinets | 2032 | Economic | GWh | Before Competition Groups | 0.50124 | 0 | 0 | 14852.655 | 3.3747e-05 | 72 | Commercial_2032_Economic_GWh_Before Competition Groups_72 | Commercial Hot Food Holding Cabinets | 0.003375% | 0 | 0.50124 | Commercial_2032_Economic_GWh_Before Competition Groups_Commercial Hot Food Holding Cabinets
Commercial | Com ¦ Notched V belts for HVAC Systems | 2032 | Achievable | GWh | Before Competition Groups | 0.27952 | 0 | 0 | 8716.3041 | 3.2068e-05 | 65 | Commercial_2032_Achievable_GWh_Before Competition Groups_65 | Notched V belts for HVAC Systems | 0.003207% | 0 | 0.27952 | Commercial_2032_Achievable_GWh_Before Competition Groups_Notched V belts for HVAC Systems
Commercial | Com ¦ High Efficiency Small Instantaneous Water Heater | 2032 | Achievable | GWh | Before Competition Groups | 0.27528 | 0 | 0 | 8716.3041 | 3.1582e-05 | 66 | Commercial_2032_Achievable_GWh_Before Competition Groups_66 | High Efficiency Small Instantaneous Water Heater | 0.003158% | 0 | 0.27528 | Commercial_2032_Achievable_GWh_Before Competition Groups_High Efficiency Small Instantaneous Water Heater
Commercial | Com ¦ Commercial Hot Food Holding Cabinets | 2032 | Achievable | GWh | Before Competition Groups | 0.24648 | 0 | 0 | 8716.3041 | 2.8278e-05 | 67 | Commercial_2032_Achievable_GWh_Before Competition Groups_67 | Commercial Hot Food Holding Cabinets | 0.002828% | 0 | 0.24648 | Commercial_2032_Achievable_GWh_Before Competition Groups_Commercial Hot Food Holding Cabinets
Commercial | Com ¦ High Efficiency Chiller (avg of water and air cooled) | 2032 | Technical | GWh | Before Competition Groups | 0.4593 | 0 | 0 | 20927.1389 | 2.1948e-05 | 94 | Commercial_2032_Technical_GWh_Before Competition Groups_94 | High Efficiency Chiller (avg of water and air cooled) | 0.002195% | 0 | 0.4593 | Commercial_2032_Technical_GWh_Before Competition Groups_High Efficiency Chiller (avg of water and air cooled)
Commercial | Com ¦ Wall Insulation | 2032 | Economic | GWh | Before Competition Groups | 0.26552 | 0 | 0 | 14852.655 | 1.7877e-05 | 73 | Commercial_2032_Economic_GWh_Before Competition Groups_73 | Wall Insulation | 0.001788% | 0 | 0.26552 | Commercial_2032_Economic_GWh_Before Competition Groups_Wall Insulation
Commercial | Com ¦ Wall Insulation | 2032 | Achievable | GWh | Before Competition Groups | 0.1505 | 0 | 0 | 8716.3041 | 1.7266e-05 | 68 | Commercial_2032_Achievable_GWh_Before Competition Groups_68 | Wall Insulation | 0.001727% | 0 | 0.1505 | Commercial_2032_Achievable_GWh_Before Competition Groups_Wall Insulation
Commercial | Com ¦ Energy Recovery Ventilation and Ventilation (Enhanced) | 2032 | Achievable | GWh | Before Competition Groups | 0.10171 | 0 | 0 | 8716.3041 | 1.1669e-05 | 69 | Commercial_2032_Achievable_GWh_Before Competition Groups_69 | Energy Recovery Ventilation and Ventilation (Enhanced) | 0.001167% | 0 | 0.10171 | Commercial_2032_Achievable_GWh_Before Competition Groups_Energy Recovery Ventilation and Ventilation (Enhanced)
Commercial | Com ¦ EC Plug Fan for Data Center (under cabinet) | 2032 | Technical | GWh | Before Competition Groups | 0.22857 | 0 | 0 | 20927.1389 | 1.0922e-05 | 95 | Commercial_2032_Technical_GWh_Before Competition Groups_95 | EC Plug Fan for Data Center (under cabinet) | 0.001092% | 0 | 0.22857 | Commercial_2032_Technical_GWh_Before Competition Groups_EC Plug Fan for Data Center (under cabinet)
Commercial | Com ¦ Indoor Daylight Sensors/Photocell Dimming Control | 2032 | Achievable | GWh | Before Competition Groups | 0.081646 | 0 | 0 | 8716.3041 | 9.367e-06 | 70 | Commercial_2032_Achievable_GWh_Before Competition Groups_70 | Indoor Daylight Sensors/Photocell Dimming Control | 0.0009367% | 0 | 0.081646 | Commercial_2032_Achievable_GWh_Before Competition Groups_Indoor Daylight Sensors/Photocell Dimming Control
Commercial | Com ¦ eCube | 2032 | Technical | GWh | Before Competition Groups | 0.17755 | 0 | 0 | 20927.1389 | 8.484e-06 | 96 | Commercial_2032_Technical_GWh_Before Competition Groups_96 | eCube | 0.0008484% | 0 | 0.17755 | Commercial_2032_Technical_GWh_Before Competition Groups_eCube
Commercial | Com ¦ Room AC (w/ louvered sides) 14 SEER from 12 SEER code | 2032 | Achievable | GWh | Before Competition Groups | 0.039294 | 0 | 0 | 8716.3041 | 4.5081e-06 | 71 | Commercial_2032_Achievable_GWh_Before Competition Groups_71 | Room AC (w/ louvered sides) 14 SEER from 12 SEER code | 0.0004508% | 0 | 0.039294 | Commercial_2032_Achievable_GWh_Before Competition Groups_Room AC (w/ louvered sides) 14 SEER from 12 SEER code
Commercial | Com ¦ Air Curtains | 2032 | Achievable | GWh | Before Competition Groups | 0.038372 | 0 | 0 | 8716.3041 | 4.4023e-06 | 72 | Commercial_2032_Achievable_GWh_Before Competition Groups_72 | Air Curtains | 0.0004402% | 0 | 0.038372 | Commercial_2032_Achievable_GWh_Before Competition Groups_Air Curtains
Commercial | Com ¦ Air Curtains | 2032 | Economic | GWh | Before Competition Groups | 0.053593 | 0 | 0 | 14852.655 | 3.6083e-06 | 74 | Commercial_2032_Economic_GWh_Before Competition Groups_74 | Air Curtains | 0.0003608% | 0 | 0.053593 | Commercial_2032_Economic_GWh_Before Competition Groups_Air Curtains
Commercial | Com ¦ Room AC (w/ louvered sides) 14 SEER from 12 SEER code | 2032 | Economic | GWh | Before Competition Groups | 0.053143 | 0 | 0 | 14852.655 | 3.578e-06 | 75 | Commercial_2032_Economic_GWh_Before Competition Groups_75 | Room AC (w/ louvered sides) 14 SEER from 12 SEER code | 0.0003578% | 0 | 0.053143 | Commercial_2032_Economic_GWh_Before Competition Groups_Room AC (w/ louvered sides) 14 SEER from 12 SEER code
Commercial | Com ¦ EC Plug Fan for Data Center (under cabinet) | 2032 | Economic | GWh | Before Competition Groups | 0.050548 | 0 | 0 | 14852.655 | 3.4033e-06 | 76 | Commercial_2032_Economic_GWh_Before Competition Groups_76 | EC Plug Fan for Data Center (under cabinet) | 0.0003403% | 0 | 0.050548 | Commercial_2032_Economic_GWh_Before Competition Groups_EC Plug Fan for Data Center (under cabinet)
Commercial | Com ¦ Exterior Photocell | 2032 | Technical | GWh | Before Competition Groups | 0.06862 | 0 | 0 | 20927.1389 | 3.279e-06 | 97 | Commercial_2032_Technical_GWh_Before Competition Groups_97 | Exterior Photocell | 0.0003279% | 0 | 0.06862 | Commercial_2032_Technical_GWh_Before Competition Groups_Exterior Photocell
Commercial | Com ¦ VSD Air Compressor | 2032 | Achievable | GWh | Before Competition Groups | 0.024621 | 0 | 0 | 8716.3041 | 2.8247e-06 | 73 | Commercial_2032_Achievable_GWh_Before Competition Groups_73 | VSD Air Compressor | 0.0002825% | 0 | 0.024621 | Commercial_2032_Achievable_GWh_Before Competition Groups_VSD Air Compressor
Commercial | Com ¦ VSD Air Compressor | 2032 | Economic | GWh | Before Competition Groups | 0.039414 | 0 | 0 | 14852.655 | 2.6537e-06 | 77 | Commercial_2032_Economic_GWh_Before Competition Groups_77 | VSD Air Compressor | 0.0002654% | 0 | 0.039414 | Commercial_2032_Economic_GWh_Before Competition Groups_VSD Air Compressor
Commercial | Com ¦ Air Curtains | 2032 | Technical | GWh | Before Competition Groups | 0.053593 | 0 | 0 | 20927.1389 | 2.5609e-06 | 98 | Commercial_2032_Technical_GWh_Before Competition Groups_98 | Air Curtains | 0.0002561% | 0 | 0.053593 | Commercial_2032_Technical_GWh_Before Competition Groups_Air Curtains
Commercial | Com ¦ EC Plug Fan for Data Center (under cabinet) | 2032 | Achievable | GWh | Before Competition Groups | 0.018663 | 0 | 0 | 8716.3041 | 2.1412e-06 | 74 | Commercial_2032_Achievable_GWh_Before Competition Groups_74 | EC Plug Fan for Data Center (under cabinet) | 0.0002141% | 0 | 0.018663 | Commercial_2032_Achievable_GWh_Before Competition Groups_EC Plug Fan for Data Center (under cabinet)
Commercial | Com ¦ VSD Air Compressor | 2032 | Technical | GWh | Before Competition Groups | 0.039414 | 0 | 0 | 20927.1389 | 1.8834e-06 | 99 | Commercial_2032_Technical_GWh_Before Competition Groups_99 | VSD Air Compressor | 0.0001883% | 0 | 0.039414 | Commercial_2032_Technical_GWh_Before Competition Groups_VSD Air Compressor
Commercial | Com ¦ High Efficiency Chiller (avg of water and air cooled) | 2032 | Achievable | GWh | Before Competition Groups | 0.015973 | 0 | 0 | 8716.3041 | 1.8326e-06 | 75 | Commercial_2032_Achievable_GWh_Before Competition Groups_75 | High Efficiency Chiller (avg of water and air cooled) | 0.0001833% | 0 | 0.015973 | Commercial_2032_Achievable_GWh_Before Competition Groups_High Efficiency Chiller (avg of water and air cooled)
Commercial | Com ¦ High Efficiency Chiller (avg of water and air cooled) | 2032 | Economic | GWh | Before Competition Groups | 0.023674 | 0 | 0 | 14852.655 | 1.5939e-06 | 78 | Commercial_2032_Economic_GWh_Before Competition Groups_78 | High Efficiency Chiller (avg of water and air cooled) | 0.0001594% | 0 | 0.023674 | Commercial_2032_Economic_GWh_Before Competition Groups_High Efficiency Chiller (avg of water and air cooled)
Commercial | Com ¦ High Efficiency Induction Cooking | 2032 | Technical | GWh | Before Competition Groups | 0.0078294 | 0 | 0 | 20927.1389 | 3.7413e-07 | 100 | Commercial_2032_Technical_GWh_Before Competition Groups_100 | High Efficiency Induction Cooking | 3.741e-05% | 0 | 0.0078294 | Commercial_2032_Technical_GWh_Before Competition Groups_High Efficiency Induction Cooking
Commercial | Com ¦ Electric Convection Combination Ovens | 2032 | Achievable | GWh | Before Competition Groups | 0.0024363 | 0 | 0 | 8716.3041 | 2.7952e-07 | 76 | Commercial_2032_Achievable_GWh_Before Competition Groups_76 | Electric Convection Combination Ovens | 2.795e-05% | 0 | 0.0024363 | Commercial_2032_Achievable_GWh_Before Competition Groups_Electric Convection Combination Ovens
Commercial | Com ¦ Electric Convection Combination Ovens | 2032 | Economic | GWh | Before Competition Groups | 0.0031967 | 0 | 0 | 14852.655 | 2.1523e-07 | 79 | Commercial_2032_Economic_GWh_Before Competition Groups_79 | Electric Convection Combination Ovens | 2.152e-05% | 0 | 0.0031967 | Commercial_2032_Economic_GWh_Before Competition Groups_Electric Convection Combination Ovens
Commercial | Com ¦ Electric Convection Combination Ovens | 2032 | Technical | GWh | Before Competition Groups | 0.0031967 | 0 | 0 | 20927.1389 | 1.5275e-07 | 101 | Commercial_2032_Technical_GWh_Before Competition Groups_101 | Electric Convection Combination Ovens | 1.528e-05% | 0 | 0.0031967 | Commercial_2032_Technical_GWh_Before Competition Groups_Electric Convection Combination Ovens
Commercial | Com ¦ LLLC - Low Impact Application | 2032 | Achievable | GWh | Before Competition Groups | 6.4951e-19 | 0 | 0 | 8716.3041 | 7.4517e-23 | 77 | Commercial_2032_Achievable_GWh_Before Competition Groups_77 | LLLC - Low Impact Application | 7.452e-21% | 0 | 6.4951e-19 | Commercial_2032_Achievable_GWh_Before Competition Groups_LLLC - Low Impact Application
Commercial | Com ¦ LLLC - High Impact Application | 2032 | Achievable | GWh | Before Competition Groups | 3.0677e-19 | 0 | 0 | 8716.3041 | 3.5194e-23 | 78 | Commercial_2032_Achievable_GWh_Before Competition Groups_78 | LLLC - High Impact Application | 3.519e-21% | 0 | 3.0677e-19 | Commercial_2032_Achievable_GWh_Before Competition Groups_LLLC - High Impact Application
Commercial | Com ¦ Networked/Connected - High Impact Application | 2032 | Achievable | GWh | Before Competition Groups | 4.4591e-21 | 0 | 0 | 8716.3041 | 5.1158e-25 | 79 | Commercial_2032_Achievable_GWh_Before Competition Groups_79 | Networked/Connected - High Impact Application | 5.116e-23% | 0 | 4.4591e-21 | Commercial_2032_Achievable_GWh_Before Competition Groups_Networked/Connected - High Impact Application
Commercial | Com ¦ Networked/Connected - Low Impact Application | 2032 | Achievable | GWh | Before Competition Groups | 2.4332e-21 | 0 | 0 | 8716.3041 | 2.7916e-25 | 80 | Commercial_2032_Achievable_GWh_Before Competition Groups_80 | Networked/Connected - Low Impact Application | 2.792e-23% | 0 | 2.4332e-21 | Commercial_2032_Achievable_GWh_Before Competition Groups_Networked/Connected - Low Impact Application
Commercial | Com ¦ Door Gasket Freezer/Refrigerator | 2032 | Achievable | GWh | Before Competition Groups | 0 | 0 | 0 | 8716.3041 | 0 | 81 | Commercial_2032_Achievable_GWh_Before Competition Groups_81 | Door Gasket Freezer/Refrigerator | 0% | 0 | 0 | Commercial_2032_Achievable_GWh_Before Competition Groups_Door Gasket Freezer/Refrigerator
Commercial | Com ¦ Door Gasket Freezer/Refrigerator | 2032 | Economic | GWh | Before Competition Groups | 0 | 0 | 0 | 14852.655 | 0 | 80 | Commercial_2032_Economic_GWh_Before Competition Groups_80 | Door Gasket Freezer/Refrigerator | 0% | 0 | 0 | Commercial_2032_Economic_GWh_Before Competition Groups_Door Gasket Freezer/Refrigerator
Commercial | Com ¦ Ground Source Heat Pump | 2032 | Achievable | GWh | Before Competition Groups | 0 | 0 | 0 | 8716.3041 | 0 | 82 | Commercial_2032_Achievable_GWh_Before Competition Groups_82 | Ground Source Heat Pump | 0% | 0 | 0 | Commercial_2032_Achievable_GWh_Before Competition Groups_Ground Source Heat Pump
Commercial | Com ¦ Ground Source Heat Pump | 2032 | Economic | GWh | Before Competition Groups | 0 | 0 | 0 | 14852.655 | 0 | 81 | Commercial_2032_Economic_GWh_Before Competition Groups_81 | Ground Source Heat Pump | 0% | 0 | 0 | Commercial_2032_Economic_GWh_Before Competition Groups_Ground Source Heat Pump
Commercial | Com ¦ High R-Value Glass Doors/no-heat glass door | 2032 | Achievable | GWh | Before Competition Groups | 0 | 0 | 0 | 8716.3041 | 0 | 83 | Commercial_2032_Achievable_GWh_Before Competition Groups_83 | High R-Value Glass Doors/no-heat glass door | 0% | 0 | 0 | Commercial_2032_Achievable_GWh_Before Competition Groups_High R-Value Glass Doors/no-heat glass door
Commercial | Com ¦ High R-Value Glass Doors/no-heat glass door | 2032 | Economic | GWh | Before Competition Groups | 0 | 0 | 0 | 14852.655 | 0 | 82 | Commercial_2032_Economic_GWh_Before Competition Groups_82 | High R-Value Glass Doors/no-heat glass door | 0% | 0 | 0 | Commercial_2032_Economic_GWh_Before Competition Groups_High R-Value Glass Doors/no-heat glass door
Commercial | Com ¦ HOTEL OCCUPANCY CONTROLS (HVAC + LIGHTING) | 2032 | Achievable | GWh | Before Competition Groups | 0 | 0 | 0 | 8716.3041 | 0 | 84 | Commercial_2032_Achievable_GWh_Before Competition Groups_84 | HOTEL OCCUPANCY CONTROLS (HVAC + LIGHTING) | 0% | 0 | 0 | Commercial_2032_Achievable_GWh_Before Competition Groups_HOTEL OCCUPANCY CONTROLS (HVAC + LIGHTING)
Commercial | Com ¦ HOTEL OCCUPANCY CONTROLS (HVAC + LIGHTING) | 2032 | Economic | GWh | Before Competition Groups | 0 | 0 | 0 | 14852.655 | 0 | 83 | Commercial_2032_Economic_GWh_Before Competition Groups_83 | HOTEL OCCUPANCY CONTROLS (HVAC + LIGHTING) | 0% | 0 | 0 | Commercial_2032_Economic_GWh_Before Competition Groups_HOTEL OCCUPANCY CONTROLS (HVAC + LIGHTING)
Commercial | Com ¦ Refrigeration Commissioning | 2032 | Achievable | GWh | Before Competition Groups | 0 | 0 | 0 | 8716.3041 | 0 | 85 | Commercial_2032_Achievable_GWh_Before Competition Groups_85 | Refrigeration Commissioning | 0% | 0 | 0 | Commercial_2032_Achievable_GWh_Before Competition Groups_Refrigeration Commissioning
Commercial | Com ¦ Refrigeration Commissioning | 2032 | Economic | GWh | Before Competition Groups | 0 | 0 | 0 | 14852.655 | 0 | 84 | Commercial_2032_Economic_GWh_Before Competition Groups_84 | Refrigeration Commissioning | 0% | 0 | 0 | Commercial_2032_Economic_GWh_Before Competition Groups_Refrigeration Commissioning
Commercial | Com ¦ Roof Insulation/Ceiling Insulation (R25 Code to R35) | 2032 | Achievable | GWh | Before Competition Groups | 0 | 0 | 0 | 8716.3041 | 0 | 86 | Commercial_2032_Achievable_GWh_Before Competition Groups_86 | Roof Insulation/Ceiling Insulation (R25 Code to R35) | 0% | 0 | 0 | Commercial_2032_Achievable_GWh_Before Competition Groups_Roof Insulation/Ceiling Insulation (R25 Code to R35)
Commercial | Com ¦ Roof Insulation/Ceiling Insulation (R25 Code to R35) | 2032 | Economic | GWh | Before Competition Groups | 0 | 0 | 0 | 14852.655 | 0 | 85 | Commercial_2032_Economic_GWh_Before Competition Groups_85 | Roof Insulation/Ceiling Insulation (R25 Code to R35) | 0% | 0 | 0 | Commercial_2032_Economic_GWh_Before Competition Groups_Roof Insulation/Ceiling Insulation (R25 Code to R35)
Commercial | Com ¦ Super-High Efficiency Furnaces (Emerging Tech) | 2032 | Achievable | GWh | Before Competition Groups | 0 | 0 | 0 | 8716.3041 | 0 | 87 | Commercial_2032_Achievable_GWh_Before Competition Groups_87 | Super-High Efficiency Furnaces (Emerging Tech) | 0% | 0 | 0 | Commercial_2032_Achievable_GWh_Before Competition Groups_Super-High Efficiency Furnaces (Emerging Tech)
Commercial | Com ¦ Super-High Efficiency Furnaces (Emerging Tech) | 2032 | Economic | GWh | Before Competition Groups | 0 | 0 | 0 | 14852.655 | 0 | 86 | Commercial_2032_Economic_GWh_Before Competition Groups_86 | Super-High Efficiency Furnaces (Emerging Tech) | 0% | 0 | 0 | Commercial_2032_Economic_GWh_Before Competition Groups_Super-High Efficiency Furnaces (Emerging Tech)
Commercial | Com ¦ SYNCHRONOUS BELT | 2032 | Achievable | GWh | Before Competition Groups | 0 | 0 | 0 | 8716.3041 | 0 | 88 | Commercial_2032_Achievable_GWh_Before Competition Groups_88 | SYNCHRONOUS BELT | 0% | 0 | 0 | Commercial_2032_Achievable_GWh_Before Competition Groups_SYNCHRONOUS BELT
Commercial | Com ¦ SYNCHRONOUS BELT | 2032 | Economic | GWh | Before Competition Groups | 0 | 0 | 0 | 14852.655 | 0 | 87 | Commercial_2032_Economic_GWh_Before Competition Groups_87 | SYNCHRONOUS BELT | 0% | 0 | 0 | Commercial_2032_Economic_GWh_Before Competition Groups_SYNCHRONOUS BELT
Commercial | Com ¦ Building Recommissioning, Operations and Maintenance (O&M) Improvements | 2033 | Economic | GWh | Before Competition Groups | 2205.9019 | 0 | 0 | 15148.7556 | 0.14562 | 1 | Commercial_2033_Economic_GWh_Before Competition Groups_1 | Building Recommissioning, Operations and Maintenance (O&M) Improvements | 14.56% | 0 | 2205.9019 | Commercial_2033_Economic_GWh_Before Competition Groups_Building Recommissioning, Operations and Maintenance (O&M) Improvements
Commercial | Com ¦ LED Low/High Bay | 2033 | Achievable | GWh | Before Competition Groups | 1000.3949 | 0 | 0 | 9508.8225 | 0.10521 | 1 | Commercial_2033_Achievable_GWh_Before Competition Groups_1 | LED Low/High Bay | 10.52% | 0 | 1000.3949 | Commercial_2033_Achievable_GWh_Before Competition Groups_LED Low/High Bay
Commercial | Com ¦ Building Recommissioning, Operations and Maintenance (O&M) Improvements | 2033 | Technical | GWh | Before Competition Groups | 2205.9019 | 0 | 0 | 21069.441 | 0.1047 | 1 | Commercial_2033_Technical_GWh_Before Competition Groups_1 | Building Recommissioning, Operations and Maintenance (O&M) Improvements | 10.47% | 0 | 2205.9019 | Commercial_2033_Technical_GWh_Before Competition Groups_Building Recommissioning, Operations and Maintenance (O&M) Improvements
Commercial | Com ¦ ENERGY STAR LED LAMPS (REFLECTOR LAMPs/MR16/PAR 16) | 2033 | Achievable | GWh | Before Competition Groups | 912.1264 | 0 | 0 | 9508.8225 | 0.095924 | 2 | Commercial_2033_Achievable_GWh_Before Competition Groups_2 | ENERGY STAR LED LAMPS (REFLECTOR LAMPs/MR16/PAR 16) | 9.592% | 0 | 912.1264 | Commercial_2033_Achievable_GWh_Before Competition Groups_ENERGY STAR LED LAMPS (REFLECTOR LAMPs/MR16/PAR 16)
Commercial | Com ¦ LED Troffer/Surface/Suspended | 2033 | Achievable | GWh | Before Competition Groups | 899.8426 | 0 | 0 | 9508.8225 | 0.094632 | 3 | Commercial_2033_Achievable_GWh_Before Competition Groups_3 | LED Troffer/Surface/Suspended | 9.463% | 0 | 899.8426 | Commercial_2033_Achievable_GWh_Before Competition Groups_LED Troffer/Surface/Suspended
Commercial | Com ¦ LED Low/High Bay | 2033 | Economic | GWh | Before Competition Groups | 1331.1786 | 0 | 0 | 15148.7556 | 0.087874 | 2 | Commercial_2033_Economic_GWh_Before Competition Groups_2 | LED Low/High Bay | 8.787% | 0 | 1331.1786 | Commercial_2033_Economic_GWh_Before Competition Groups_LED Low/High Bay
Commercial | Com ¦ Building Recommissioning, Operations and Maintenance (O&M) Improvements | 2033 | Achievable | GWh | Before Competition Groups | 702.8877 | 0 | 0 | 9508.8225 | 0.07392 | 4 | Commercial_2033_Achievable_GWh_Before Competition Groups_4 | Building Recommissioning, Operations and Maintenance (O&M) Improvements | 7.392% | 0 | 702.8877 | Commercial_2033_Achievable_GWh_Before Competition Groups_Building Recommissioning, Operations and Maintenance (O&M) Improvements
Commercial | Com ¦ LED Troffer/Surface/Suspended | 2033 | Economic | GWh | Before Competition Groups | 1067.5819 | 0 | 0 | 15148.7556 | 0.070473 | 3 | Commercial_2033_Economic_GWh_Before Competition Groups_3 | LED Troffer/Surface/Suspended | 7.047% | 0 | 1067.5819 | Commercial_2033_Economic_GWh_Before Competition Groups_LED Troffer/Surface/Suspended
Commercial | Com ¦ ENERGY STAR LED LAMPS (REFLECTOR LAMPs/MR16/PAR 16) | 2033 | Economic | GWh | Before Competition Groups | 1020.339 | 0 | 0 | 15148.7556 | 0.067355 | 4 | Commercial_2033_Economic_GWh_Before Competition Groups_4 | ENERGY STAR LED LAMPS (REFLECTOR LAMPs/MR16/PAR 16) | 6.735% | 0 | 1020.339 | Commercial_2033_Economic_GWh_Before Competition Groups_ENERGY STAR LED LAMPS (REFLECTOR LAMPs/MR16/PAR 16)
Commercial | Com ¦ Central Lighting Control System | 2033 | Technical | GWh | Before Competition Groups | 1414.0108 | 0 | 0 | 21069.441 | 0.067112 | 2 | Commercial_2033_Technical_GWh_Before Competition Groups_2 | Central Lighting Control System | 6.711% | 0 | 1414.0108 | Commercial_2033_Technical_GWh_Before Competition Groups_Central Lighting Control System
Commercial | Com ¦ Education and Capacity Building/Energy Behavior | 2033 | Achievable | GWh | Before Competition Groups | 623.5538 | 0 | 0 | 9508.8225 | 0.065576 | 5 | Commercial_2033_Achievable_GWh_Before Competition Groups_5 | Education and Capacity Building/Energy Behavior | 6.558% | 0 | 623.5538 | Commercial_2033_Achievable_GWh_Before Competition Groups_Education and Capacity Building/Energy Behavior
Commercial | Com ¦ LED Low/High Bay | 2033 | Technical | GWh | Before Competition Groups | 1331.1786 | 0 | 0 | 21069.441 | 0.063181 | 3 | Commercial_2033_Technical_GWh_Before Competition Groups_3 | LED Low/High Bay | 6.318% | 0 | 1331.1786 | Commercial_2033_Technical_GWh_Before Competition Groups_LED Low/High Bay
Commercial | Com ¦ LED EXTERIOR AREA LIGHTS - LED fixture (200W) | 2033 | Achievable | GWh | Before Competition Groups | 543.8019 | 0 | 0 | 9508.8225 | 0.057189 | 6 | Commercial_2033_Achievable_GWh_Before Competition Groups_6 | LED EXTERIOR AREA LIGHTS - LED fixture (200W) | 5.719% | 0 | 543.8019 | Commercial_2033_Achievable_GWh_Before Competition Groups_LED EXTERIOR AREA LIGHTS - LED fixture (200W)
Commercial | Com ¦ LED parking lot fixture | 2033 | Achievable | GWh | Before Competition Groups | 519.4426 | 0 | 0 | 9508.8225 | 0.054627 | 7 | Commercial_2033_Achievable_GWh_Before Competition Groups_7 | LED parking lot fixture | 5.463% | 0 | 519.4426 | Commercial_2033_Achievable_GWh_Before Competition Groups_LED parking lot fixture
Commercial | Com ¦ Education and Capacity Building/Energy Behavior | 2033 | Economic | GWh | Before Competition Groups | 823.076 | 0 | 0 | 15148.7556 | 0.054333 | 5 | Commercial_2033_Economic_GWh_Before Competition Groups_5 | Education and Capacity Building/Energy Behavior | 5.433% | 0 | 823.076 | Commercial_2033_Economic_GWh_Before Competition Groups_Education and Capacity Building/Energy Behavior
Commercial | Com ¦ Furnace Tune-Up | 2033 | Achievable | GWh | Before Competition Groups | 510.6383 | 0 | 0 | 9508.8225 | 0.053702 | 8 | Commercial_2033_Achievable_GWh_Before Competition Groups_8 | Furnace Tune-Up | 5.37% | 0 | 510.6383 | Commercial_2033_Achievable_GWh_Before Competition Groups_Furnace Tune-Up
Commercial | Com ¦ LLLC - High Impact Application | 2033 | Economic | GWh | Before Competition Groups | 807.0195 | 0 | 0 | 15148.7556 | 0.053273 | 6 | Commercial_2033_Economic_GWh_Before Competition Groups_6 | LLLC - High Impact Application | 5.327% | 0 | 807.0195 | Commercial_2033_Economic_GWh_Before Competition Groups_LLLC - High Impact Application
Commercial | Com ¦ LED Troffer/Surface/Suspended | 2033 | Technical | GWh | Before Competition Groups | 1067.5819 | 0 | 0 | 21069.441 | 0.05067 | 4 | Commercial_2033_Technical_GWh_Before Competition Groups_4 | LED Troffer/Surface/Suspended | 5.067% | 0 | 1067.5819 | Commercial_2033_Technical_GWh_Before Competition Groups_LED Troffer/Surface/Suspended
Commercial | Com ¦ ENERGY STAR LED LAMPS (REFLECTOR LAMPs/MR16/PAR 16) | 2033 | Technical | GWh | Before Competition Groups | 1047.3357 | 0 | 0 | 21069.441 | 0.049709 | 5 | Commercial_2033_Technical_GWh_Before Competition Groups_5 | ENERGY STAR LED LAMPS (REFLECTOR LAMPs/MR16/PAR 16) | 4.971% | 0 | 1047.3357 | Commercial_2033_Technical_GWh_Before Competition Groups_ENERGY STAR LED LAMPS (REFLECTOR LAMPs/MR16/PAR 16)
Commercial | Com ¦ LED Replacement Lamp (Tube) | 2033 | Achievable | GWh | Before Competition Groups | 450.4237 | 0 | 0 | 9508.8225 | 0.047369 | 9 | Commercial_2033_Achievable_GWh_Before Competition Groups_9 | LED Replacement Lamp (Tube) | 4.737% | 0 | 450.4237 | Commercial_2033_Achievable_GWh_Before Competition Groups_LED Replacement Lamp (Tube)
Commercial | Com ¦ LLLC - Low Impact Application | 2033 | Technical | GWh | Before Competition Groups | 919.776 | 0 | 0 | 21069.441 | 0.043655 | 6 | Commercial_2033_Technical_GWh_Before Competition Groups_6 | LLLC - Low Impact Application | 4.365% | 0 | 919.776 | Commercial_2033_Technical_GWh_Before Competition Groups_LLLC - Low Impact Application
Commercial | Com ¦ LLLC - High Impact Application | 2033 | Technical | GWh | Before Competition Groups | 914.0619 | 0 | 0 | 21069.441 | 0.043383 | 7 | Commercial_2033_Technical_GWh_Before Competition Groups_7 | LLLC - High Impact Application | 4.338% | 0 | 914.0619 | Commercial_2033_Technical_GWh_Before Competition Groups_LLLC - High Impact Application
Commercial | Com ¦ LED EXTERIOR AREA LIGHTS - LED fixture (200W) | 2033 | Economic | GWh | Before Competition Groups | 634.2162 | 0 | 0 | 15148.7556 | 0.041866 | 7 | Commercial_2033_Economic_GWh_Before Competition Groups_7 | LED EXTERIOR AREA LIGHTS - LED fixture (200W) | 4.187% | 0 | 634.2162 | Commercial_2033_Economic_GWh_Before Competition Groups_LED EXTERIOR AREA LIGHTS - LED fixture (200W)
Commercial | Com ¦ LED parking lot fixture | 2033 | Economic | GWh | Before Competition Groups | 603.1954 | 0 | 0 | 15148.7556 | 0.039818 | 8 | Commercial_2033_Economic_GWh_Before Competition Groups_8 | LED parking lot fixture | 3.982% | 0 | 603.1954 | Commercial_2033_Economic_GWh_Before Competition Groups_LED parking lot fixture
Commercial | Com ¦ Networked/Connected - High Impact Application | 2033 | Technical | GWh | Before Competition Groups | 826.1756 | 0 | 0 | 21069.441 | 0.039212 | 8 | Commercial_2033_Technical_GWh_Before Competition Groups_8 | Networked/Connected - High Impact Application | 3.921% | 0 | 826.1756 | Commercial_2033_Technical_GWh_Before Competition Groups_Networked/Connected - High Impact Application
Commercial | Com ¦ Education and Capacity Building/Energy Behavior | 2033 | Technical | GWh | Before Competition Groups | 823.076 | 0 | 0 | 21069.441 | 0.039065 | 9 | Commercial_2033_Technical_GWh_Before Competition Groups_9 | Education and Capacity Building/Energy Behavior | 3.906% | 0 | 823.076 | Commercial_2033_Technical_GWh_Before Competition Groups_Education and Capacity Building/Energy Behavior
Commercial | Com ¦ Furnace Tune-Up | 2033 | Economic | GWh | Before Competition Groups | 583.7436 | 0 | 0 | 15148.7556 | 0.038534 | 9 | Commercial_2033_Economic_GWh_Before Competition Groups_9 | Furnace Tune-Up | 3.853% | 0 | 583.7436 | Commercial_2033_Economic_GWh_Before Competition Groups_Furnace Tune-Up
Commercial | Com ¦ Networked/Connected - Low Impact Application | 2033 | Technical | GWh | Before Competition Groups | 790.8161 | 0 | 0 | 21069.441 | 0.037534 | 10 | Commercial_2033_Technical_GWh_Before Competition Groups_10 | Networked/Connected - Low Impact Application | 3.753% | 0 | 790.8161 | Commercial_2033_Technical_GWh_Before Competition Groups_Networked/Connected - Low Impact Application
Commercial | Com ¦ LED Replacement Lamp (Tube) | 2033 | Economic | GWh | Before Competition Groups | 548.2855 | 0 | 0 | 15148.7556 | 0.036193 | 10 | Commercial_2033_Economic_GWh_Before Competition Groups_10 | LED Replacement Lamp (Tube) | 3.619% | 0 | 548.2855 | Commercial_2033_Economic_GWh_Before Competition Groups_LED Replacement Lamp (Tube)
Commercial | Com ¦ LED street light fixture | 2033 | Achievable | GWh | Before Competition Groups | 335.1398 | 0 | 0 | 9508.8225 | 0.035245 | 10 | Commercial_2033_Achievable_GWh_Before Competition Groups_10 | LED street light fixture | 3.525% | 0 | 335.1398 | Commercial_2033_Achievable_GWh_Before Competition Groups_LED street light fixture
Commercial | Com ¦ High Efficiency Air Source Heat Pump | 2033 | Economic | GWh | Before Competition Groups | 507.4319 | 0 | 0 | 15148.7556 | 0.033497 | 11 | Commercial_2033_Economic_GWh_Before Competition Groups_11 | High Efficiency Air Source Heat Pump | 3.35% | 0 | 507.4319 | Commercial_2033_Economic_GWh_Before Competition Groups_High Efficiency Air Source Heat Pump
Commercial | Com ¦ LED EXTERIOR AREA LIGHTS - LED fixture (200W) | 2033 | Technical | GWh | Before Competition Groups | 634.2162 | 0 | 0 | 21069.441 | 0.030101 | 11 | Commercial_2033_Technical_GWh_Before Competition Groups_11 | LED EXTERIOR AREA LIGHTS - LED fixture (200W) | 3.01% | 0 | 634.2162 | Commercial_2033_Technical_GWh_Before Competition Groups_LED EXTERIOR AREA LIGHTS - LED fixture (200W)
Commercial | Com ¦ LED parking lot fixture | 2033 | Technical | GWh | Before Competition Groups | 603.1954 | 0 | 0 | 21069.441 | 0.028629 | 12 | Commercial_2033_Technical_GWh_Before Competition Groups_12 | LED parking lot fixture | 2.863% | 0 | 603.1954 | Commercial_2033_Technical_GWh_Before Competition Groups_LED parking lot fixture
Commercial | Com ¦ Furnace Tune-Up | 2033 | Technical | GWh | Before Competition Groups | 583.7436 | 0 | 0 | 21069.441 | 0.027706 | 13 | Commercial_2033_Technical_GWh_Before Competition Groups_13 | Furnace Tune-Up | 2.771% | 0 | 583.7436 | Commercial_2033_Technical_GWh_Before Competition Groups_Furnace Tune-Up
Commercial | Com ¦ LED Replacement Lamp (Tube) | 2033 | Technical | GWh | Before Competition Groups | 548.2855 | 0 | 0 | 21069.441 | 0.026023 | 14 | Commercial_2033_Technical_GWh_Before Competition Groups_14 | LED Replacement Lamp (Tube) | 2.602% | 0 | 548.2855 | Commercial_2033_Technical_GWh_Before Competition Groups_LED Replacement Lamp (Tube)
Commercial | Com ¦ LED street light fixture | 2033 | Economic | GWh | Before Competition Groups | 393.6015 | 0 | 0 | 15148.7556 | 0.025982 | 12 | Commercial_2033_Economic_GWh_Before Competition Groups_12 | LED street light fixture | 2.598% | 0 | 393.6015 | Commercial_2033_Economic_GWh_Before Competition Groups_LED street light fixture
Commercial | Com ¦ Smart Strip Plug Outlets | 2033 | Technical | GWh | Before Competition Groups | 511.1871 | 0 | 0 | 21069.441 | 0.024262 | 15 | Commercial_2033_Technical_GWh_Before Competition Groups_15 | Smart Strip Plug Outlets | 2.426% | 0 | 511.1871 | Commercial_2033_Technical_GWh_Before Competition Groups_Smart Strip Plug Outlets
Commercial | Com ¦ High Efficiency Air Source Heat Pump | 2033 | Technical | GWh | Before Competition Groups | 507.4319 | 0 | 0 | 21069.441 | 0.024084 | 16 | Commercial_2033_Technical_GWh_Before Competition Groups_16 | High Efficiency Air Source Heat Pump | 2.408% | 0 | 507.4319 | Commercial_2033_Technical_GWh_Before Competition Groups_High Efficiency Air Source Heat Pump
Commercial | Com ¦ Data Center Storage/Server Virtualization | 2033 | Achievable | GWh | Before Competition Groups | 224.9787 | 0 | 0 | 9508.8225 | 0.02366 | 11 | Commercial_2033_Achievable_GWh_Before Competition Groups_11 | Data Center Storage/Server Virtualization | 2.366% | 0 | 224.9787 | Commercial_2033_Achievable_GWh_Before Competition Groups_Data Center Storage/Server Virtualization
Commercial | Com ¦ Advanced BAS/Controllers | 2033 | Economic | GWh | Before Competition Groups | 337.101 | 0 | 0 | 15148.7556 | 0.022253 | 13 | Commercial_2033_Economic_GWh_Before Competition Groups_13 | Advanced BAS/Controllers | 2.225% | 0 | 337.101 | Commercial_2033_Economic_GWh_Before Competition Groups_Advanced BAS/Controllers
Commercial | Com ¦ Variable Refrigerant Flow Heat Pump | 2033 | Technical | GWh | Before Competition Groups | 457.2394 | 0 | 0 | 21069.441 | 0.021702 | 17 | Commercial_2033_Technical_GWh_Before Competition Groups_17 | Variable Refrigerant Flow Heat Pump | 2.17% | 0 | 457.2394 | Commercial_2033_Technical_GWh_Before Competition Groups_Variable Refrigerant Flow Heat Pump
Commercial | Com ¦ Strip Curtains | 2033 | Achievable | GWh | Before Competition Groups | 204.8938 | 0 | 0 | 9508.8225 | 0.021548 | 12 | Commercial_2033_Achievable_GWh_Before Competition Groups_12 | Strip Curtains | 2.155% | 0 | 204.8938 | Commercial_2033_Achievable_GWh_Before Competition Groups_Strip Curtains
Commercial | Com ¦ LLLC - Low Impact Application | 2033 | Economic | GWh | Before Competition Groups | 311.6279 | 0 | 0 | 15148.7556 | 0.020571 | 14 | Commercial_2033_Economic_GWh_Before Competition Groups_14 | LLLC - Low Impact Application | 2.057% | 0 | 311.6279 | Commercial_2033_Economic_GWh_Before Competition Groups_LLLC - Low Impact Application
Commercial | Com ¦ Refrigerated Display Case Doors | 2033 | Achievable | GWh | Before Competition Groups | 194.0094 | 0 | 0 | 9508.8225 | 0.020403 | 13 | Commercial_2033_Achievable_GWh_Before Competition Groups_13 | Refrigerated Display Case Doors | 2.04% | 0 | 194.0094 | Commercial_2033_Achievable_GWh_Before Competition Groups_Refrigerated Display Case Doors
Commercial | Com ¦ Data Center Storage/Server Virtualization | 2033 | Economic | GWh | Before Competition Groups | 305.6284 | 0 | 0 | 15148.7556 | 0.020175 | 15 | Commercial_2033_Economic_GWh_Before Competition Groups_15 | Data Center Storage/Server Virtualization | 2.018% | 0 | 305.6284 | Commercial_2033_Economic_GWh_Before Competition Groups_Data Center Storage/Server Virtualization
Commercial | Com ¦ Reach-in Shaded Pole to ECM/PSC Evaporator Fan Motor | 2033 | Achievable | GWh | Before Competition Groups | 191.4914 | 0 | 0 | 9508.8225 | 0.020138 | 14 | Commercial_2033_Achievable_GWh_Before Competition Groups_14 | Reach-in Shaded Pole to ECM/PSC Evaporator Fan Motor | 2.014% | 0 | 191.4914 | Commercial_2033_Achievable_GWh_Before Competition Groups_Reach-in Shaded Pole to ECM/PSC Evaporator Fan Motor
Commercial | Com ¦ Demand Control Ventilation | 2033 | Economic | GWh | Before Competition Groups | 299.0814 | 0 | 0 | 15148.7556 | 0.019743 | 16 | Commercial_2033_Economic_GWh_Before Competition Groups_16 | Demand Control Ventilation | 1.974% | 0 | 299.0814 | Commercial_2033_Economic_GWh_Before Competition Groups_Demand Control Ventilation
Commercial | Com ¦ Demand Control Ventilation | 2033 | Achievable | GWh | Before Competition Groups | 179.5944 | 0 | 0 | 9508.8225 | 0.018887 | 15 | Commercial_2033_Achievable_GWh_Before Competition Groups_15 | Demand Control Ventilation | 1.889% | 0 | 179.5944 | Commercial_2033_Achievable_GWh_Before Competition Groups_Demand Control Ventilation
Commercial | Com ¦ LED street light fixture | 2033 | Technical | GWh | Before Competition Groups | 393.6015 | 0 | 0 | 21069.441 | 0.018681 | 18 | Commercial_2033_Technical_GWh_Before Competition Groups_18 | LED street light fixture | 1.868% | 0 | 393.6015 | Commercial_2033_Technical_GWh_Before Competition Groups_LED street light fixture
Commercial | Com ¦ Variable Frequency Drive (VFD) | 2033 | Achievable | GWh | Before Competition Groups | 171.5284 | 0 | 0 | 9508.8225 | 0.018039 | 16 | Commercial_2033_Achievable_GWh_Before Competition Groups_16 | Variable Frequency Drive (VFD) | 1.804% | 0 | 171.5284 | Commercial_2033_Achievable_GWh_Before Competition Groups_Variable Frequency Drive (VFD)
Commercial | Com ¦ High Efficiency Air Source Heat Pump | 2033 | Achievable | GWh | Before Competition Groups | 170.4796 | 0 | 0 | 9508.8225 | 0.017929 | 17 | Commercial_2033_Achievable_GWh_Before Competition Groups_17 | High Efficiency Air Source Heat Pump | 1.793% | 0 | 170.4796 | Commercial_2033_Achievable_GWh_Before Competition Groups_High Efficiency Air Source Heat Pump
Commercial | Com ¦ Refrigerated Display Case Doors | 2033 | Economic | GWh | Before Competition Groups | 270.935 | 0 | 0 | 15148.7556 | 0.017885 | 17 | Commercial_2033_Economic_GWh_Before Competition Groups_17 | Refrigerated Display Case Doors | 1.788% | 0 | 270.935 | Commercial_2033_Economic_GWh_Before Competition Groups_Refrigerated Display Case Doors
Commercial | Com ¦ Reach-in Shaded Pole to ECM/PSC Evaporator Fan Motor | 2033 | Economic | GWh | Before Competition Groups | 260.1847 | 0 | 0 | 15148.7556 | 0.017175 | 18 | Commercial_2033_Economic_GWh_Before Competition Groups_18 | Reach-in Shaded Pole to ECM/PSC Evaporator Fan Motor | 1.718% | 0 | 260.1847 | Commercial_2033_Economic_GWh_Before Competition Groups_Reach-in Shaded Pole to ECM/PSC Evaporator Fan Motor
Commercial | Com ¦ Refrigerated Display Case Doors | 2033 | Technical | GWh | Before Competition Groups | 356.913 | 0 | 0 | 21069.441 | 0.01694 | 19 | Commercial_2033_Technical_GWh_Before Competition Groups_19 | Refrigerated Display Case Doors | 1.694% | 0 | 356.913 | Commercial_2033_Technical_GWh_Before Competition Groups_Refrigerated Display Case Doors
Commercial | Com ¦ VFD on Pumps | 2033 | Achievable | GWh | Before Competition Groups | 161.0639 | 0 | 0 | 9508.8225 | 0.016938 | 18 | Commercial_2033_Achievable_GWh_Before Competition Groups_18 | VFD on Pumps | 1.694% | 0 | 161.0639 | Commercial_2033_Achievable_GWh_Before Competition Groups_VFD on Pumps
Commercial | Com ¦ Strip Curtains | 2033 | Economic | GWh | Before Competition Groups | 247.5482 | 0 | 0 | 15148.7556 | 0.016341 | 19 | Commercial_2033_Economic_GWh_Before Competition Groups_19 | Strip Curtains | 1.634% | 0 | 247.5482 | Commercial_2033_Economic_GWh_Before Competition Groups_Strip Curtains
Commercial | Com ¦ Advanced BAS/Controllers | 2033 | Technical | GWh | Before Competition Groups | 337.101 | 0 | 0 | 21069.441 | 0.016 | 20 | Commercial_2033_Technical_GWh_Before Competition Groups_20 | Advanced BAS/Controllers | 1.6% | 0 | 337.101 | Commercial_2033_Technical_GWh_Before Competition Groups_Advanced BAS/Controllers
Commercial | Com ¦ Centrally controlled desktop PC/NETWORK PC POWER MANAGEMENT SOFTWARE | 2033 | Achievable | GWh | Before Competition Groups | 144.6509 | 0 | 0 | 9508.8225 | 0.015212 | 19 | Commercial_2033_Achievable_GWh_Before Competition Groups_19 | Centrally controlled desktop PC/NETWORK PC POWER MANAGEMENT SOFTWARE | 1.521% | 0 | 144.6509 | Commercial_2033_Achievable_GWh_Before Competition Groups_Centrally controlled desktop PC/NETWORK PC POWER MANAGEMENT SOFTWARE
Commercial | Com ¦ LED or Equivalent Sign Lighting | 2033 | Achievable | GWh | Before Competition Groups | 144.044 | 0 | 0 | 9508.8225 | 0.015148 | 20 | Commercial_2033_Achievable_GWh_Before Competition Groups_20 | LED or Equivalent Sign Lighting | 1.515% | 0 | 144.044 | Commercial_2033_Achievable_GWh_Before Competition Groups_LED or Equivalent Sign Lighting
Commercial | Com ¦ Data Center Storage/Server Virtualization | 2033 | Technical | GWh | Before Competition Groups | 305.6284 | 0 | 0 | 21069.441 | 0.014506 | 21 | Commercial_2033_Technical_GWh_Before Competition Groups_21 | Data Center Storage/Server Virtualization | 1.451% | 0 | 305.6284 | Commercial_2033_Technical_GWh_Before Competition Groups_Data Center Storage/Server Virtualization
Commercial | Com ¦ Demand Control Ventilation | 2033 | Technical | GWh | Before Competition Groups | 304.165 | 0 | 0 | 21069.441 | 0.014436 | 22 | Commercial_2033_Technical_GWh_Before Competition Groups_22 | Demand Control Ventilation | 1.444% | 0 | 304.165 | Commercial_2033_Technical_GWh_Before Competition Groups_Demand Control Ventilation
Commercial | Com ¦ Advanced BAS/Controllers | 2033 | Achievable | GWh | Before Competition Groups | 136.9957 | 0 | 0 | 9508.8225 | 0.014407 | 21 | Commercial_2033_Achievable_GWh_Before Competition Groups_21 | Advanced BAS/Controllers | 1.441% | 0 | 136.9957 | Commercial_2033_Achievable_GWh_Before Competition Groups_Advanced BAS/Controllers
Commercial | Com ¦ Centrally controlled desktop PC/NETWORK PC POWER MANAGEMENT SOFTWARE | 2033 | Economic | GWh | Before Competition Groups | 199.7493 | 0 | 0 | 15148.7556 | 0.013186 | 20 | Commercial_2033_Economic_GWh_Before Competition Groups_20 | Centrally controlled desktop PC/NETWORK PC POWER MANAGEMENT SOFTWARE | 1.319% | 0 | 199.7493 | Commercial_2033_Economic_GWh_Before Competition Groups_Centrally controlled desktop PC/NETWORK PC POWER MANAGEMENT SOFTWARE
Commercial | Com ¦ Variable Frequency Drive (VFD) | 2033 | Economic | GWh | Before Competition Groups | 195.5264 | 0 | 0 | 15148.7556 | 0.012907 | 21 | Commercial_2033_Economic_GWh_Before Competition Groups_21 | Variable Frequency Drive (VFD) | 1.291% | 0 | 195.5264 | Commercial_2033_Economic_GWh_Before Competition Groups_Variable Frequency Drive (VFD)
Commercial | Com ¦ Reach-in Shaded Pole to ECM/PSC Evaporator Fan Motor | 2033 | Technical | GWh | Before Competition Groups | 260.1847 | 0 | 0 | 21069.441 | 0.012349 | 23 | Commercial_2033_Technical_GWh_Before Competition Groups_23 | Reach-in Shaded Pole to ECM/PSC Evaporator Fan Motor | 1.235% | 0 | 260.1847 | Commercial_2033_Technical_GWh_Before Competition Groups_Reach-in Shaded Pole to ECM/PSC Evaporator Fan Motor
Commercial | Com ¦ VFD on Pumps | 2033 | Economic | GWh | Before Competition Groups | 183.8218 | 0 | 0 | 15148.7556 | 0.012134 | 22 | Commercial_2033_Economic_GWh_Before Competition Groups_22 | VFD on Pumps | 1.213% | 0 | 183.8218 | Commercial_2033_Economic_GWh_Before Competition Groups_VFD on Pumps
Commercial | Com ¦ Strip Curtains | 2033 | Technical | GWh | Before Competition Groups | 247.5482 | 0 | 0 | 21069.441 | 0.011749 | 24 | Commercial_2033_Technical_GWh_Before Competition Groups_24 | Strip Curtains | 1.175% | 0 | 247.5482 | Commercial_2033_Technical_GWh_Before Competition Groups_Strip Curtains
Commercial | Com ¦ Adaptive Thermostats | 2033 | Achievable | GWh | Before Competition Groups | 111.5638 | 0 | 0 | 9508.8225 | 0.011733 | 22 | Commercial_2033_Achievable_GWh_Before Competition Groups_22 | Adaptive Thermostats | 1.173% | 0 | 111.5638 | Commercial_2033_Achievable_GWh_Before Competition Groups_Adaptive Thermostats
Commercial | Com ¦ LED or Equivalent Sign Lighting | 2033 | Economic | GWh | Before Competition Groups | 169.4172 | 0 | 0 | 15148.7556 | 0.011184 | 23 | Commercial_2033_Economic_GWh_Before Competition Groups_23 | LED or Equivalent Sign Lighting | 1.118% | 0 | 169.4172 | Commercial_2033_Economic_GWh_Before Competition Groups_LED or Equivalent Sign Lighting
Commercial | Com ¦ Air Handler with Dedicated Outdoor Air Systems | 2033 | Achievable | GWh | Before Competition Groups | 97.5082 | 0 | 0 | 9508.8225 | 0.010255 | 23 | Commercial_2033_Achievable_GWh_Before Competition Groups_23 | Air Handler with Dedicated Outdoor Air Systems | 1.025% | 0 | 97.5082 | Commercial_2033_Achievable_GWh_Before Competition Groups_Air Handler with Dedicated Outdoor Air Systems
Commercial | Com ¦ Air Handler with Dedicated Outdoor Air Systems | 2033 | Economic | GWh | Before Competition Groups | 152.5951 | 0 | 0 | 15148.7556 | 0.010073 | 24 | Commercial_2033_Economic_GWh_Before Competition Groups_24 | Air Handler with Dedicated Outdoor Air Systems | 1.007% | 0 | 152.5951 | Commercial_2033_Economic_GWh_Before Competition Groups_Air Handler with Dedicated Outdoor Air Systems
Commercial | Com ¦ Door Gasket Freezer/Refrigerator | 2033 | Technical | GWh | Before Competition Groups | 202.7822 | 0 | 0 | 21069.441 | 0.0096245 | 25 | Commercial_2033_Technical_GWh_Before Competition Groups_25 | Door Gasket Freezer/Refrigerator | 0.9624% | 0 | 202.7822 | Commercial_2033_Technical_GWh_Before Competition Groups_Door Gasket Freezer/Refrigerator
Commercial | Com ¦ Centrally controlled desktop PC/NETWORK PC POWER MANAGEMENT SOFTWARE | 2033 | Technical | GWh | Before Competition Groups | 199.7493 | 0 | 0 | 21069.441 | 0.0094805 | 26 | Commercial_2033_Technical_GWh_Before Competition Groups_26 | Centrally controlled desktop PC/NETWORK PC POWER MANAGEMENT SOFTWARE | 0.9481% | 0 | 199.7493 | Commercial_2033_Technical_GWh_Before Competition Groups_Centrally controlled desktop PC/NETWORK PC POWER MANAGEMENT SOFTWARE
Commercial | Com ¦ Adaptive Thermostats | 2033 | Economic | GWh | Before Competition Groups | 143.331 | 0 | 0 | 15148.7556 | 0.0094616 | 25 | Commercial_2033_Economic_GWh_Before Competition Groups_25 | Adaptive Thermostats | 0.9462% | 0 | 143.331 | Commercial_2033_Economic_GWh_Before Competition Groups_Adaptive Thermostats
Commercial | Com ¦ Variable Frequency Drive (VFD) | 2033 | Technical | GWh | Before Competition Groups | 195.5264 | 0 | 0 | 21069.441 | 0.0092801 | 27 | Commercial_2033_Technical_GWh_Before Competition Groups_27 | Variable Frequency Drive (VFD) | 0.928% | 0 | 195.5264 | Commercial_2033_Technical_GWh_Before Competition Groups_Variable Frequency Drive (VFD)
Commercial | Com ¦ VFD on Pumps | 2033 | Technical | GWh | Before Competition Groups | 183.8218 | 0 | 0 | 21069.441 | 0.0087246 | 28 | Commercial_2033_Technical_GWh_Before Competition Groups_28 | VFD on Pumps | 0.8725% | 0 | 183.8218 | Commercial_2033_Technical_GWh_Before Competition Groups_VFD on Pumps
Commercial | Com ¦ Networked/Connected - High Impact Application | 2033 | Economic | GWh | Before Competition Groups | 128.249 | 0 | 0 | 15148.7556 | 0.008466 | 26 | Commercial_2033_Economic_GWh_Before Competition Groups_26 | Networked/Connected - High Impact Application | 0.8466% | 0 | 128.249 | Commercial_2033_Economic_GWh_Before Competition Groups_Networked/Connected - High Impact Application
Commercial | Com ¦ ECM MOTORS FOR EVAPORATOR FANS for refrigeration (WALK-IN) | 2033 | Achievable | GWh | Before Competition Groups | 79.9244 | 0 | 0 | 9508.8225 | 0.0084053 | 24 | Commercial_2033_Achievable_GWh_Before Competition Groups_24 | ECM MOTORS FOR EVAPORATOR FANS for refrigeration (WALK-IN) | 0.8405% | 0 | 79.9244 | Commercial_2033_Achievable_GWh_Before Competition Groups_ECM MOTORS FOR EVAPORATOR FANS for refrigeration (WALK-IN)
Commercial | Com ¦ Condensing Unit Heaters or other Efficient Unit Heating System | 2033 | Achievable | GWh | Before Competition Groups | 77.4544 | 0 | 0 | 9508.8225 | 0.0081455 | 25 | Commercial_2033_Achievable_GWh_Before Competition Groups_25 | Condensing Unit Heaters or other Efficient Unit Heating System | 0.8146% | 0 | 77.4544 | Commercial_2033_Achievable_GWh_Before Competition Groups_Condensing Unit Heaters or other Efficient Unit Heating System
Commercial | Com ¦ LED or Equivalent Sign Lighting | 2033 | Technical | GWh | Before Competition Groups | 169.4172 | 0 | 0 | 21069.441 | 0.0080409 | 29 | Commercial_2033_Technical_GWh_Before Competition Groups_29 | LED or Equivalent Sign Lighting | 0.8041% | 0 | 169.4172 | Commercial_2033_Technical_GWh_Before Competition Groups_LED or Equivalent Sign Lighting
Commercial | Com ¦ Networked/Connected - Low Impact Application | 2033 | Economic | GWh | Before Competition Groups | 111.8316 | 0 | 0 | 15148.7556 | 0.0073822 | 27 | Commercial_2033_Economic_GWh_Before Competition Groups_27 | Networked/Connected - Low Impact Application | 0.7382% | 0 | 111.8316 | Commercial_2033_Economic_GWh_Before Competition Groups_Networked/Connected - Low Impact Application
Commercial | Com ¦ ENERGY STAR LED LAMPS (General Service Lamps) | 2033 | Achievable | GWh | Before Competition Groups | 69.2917 | 0 | 0 | 9508.8225 | 0.0072871 | 26 | Commercial_2033_Achievable_GWh_Before Competition Groups_26 | ENERGY STAR LED LAMPS (General Service Lamps) | 0.7287% | 0 | 69.2917 | Commercial_2033_Achievable_GWh_Before Competition Groups_ENERGY STAR LED LAMPS (General Service Lamps)
Commercial | Com ¦ Unitary Air-Conditioning Unit | 2033 | Technical | GWh | Before Competition Groups | 152.8304 | 0 | 0 | 21069.441 | 0.0072537 | 30 | Commercial_2033_Technical_GWh_Before Competition Groups_30 | Unitary Air-Conditioning Unit | 0.7254% | 0 | 152.8304 | Commercial_2033_Technical_GWh_Before Competition Groups_Unitary Air-Conditioning Unit
Commercial | Com ¦ Air Handler with Dedicated Outdoor Air Systems | 2033 | Technical | GWh | Before Competition Groups | 152.5951 | 0 | 0 | 21069.441 | 0.0072425 | 31 | Commercial_2033_Technical_GWh_Before Competition Groups_31 | Air Handler with Dedicated Outdoor Air Systems | 0.7242% | 0 | 152.5951 | Commercial_2033_Technical_GWh_Before Competition Groups_Air Handler with Dedicated Outdoor Air Systems
Commercial | Com ¦ Refrigeration Optimization | 2033 | Technical | GWh | Before Competition Groups | 148.5301 | 0 | 0 | 21069.441 | 0.0070496 | 32 | Commercial_2033_Technical_GWh_Before Competition Groups_32 | Refrigeration Optimization | 0.705% | 0 | 148.5301 | Commercial_2033_Technical_GWh_Before Competition Groups_Refrigeration Optimization
Commercial | Com ¦ Demand Control Kitchen Ventilation | 2033 | Economic | GWh | Before Competition Groups | 105.9935 | 0 | 0 | 15148.7556 | 0.0069968 | 28 | Commercial_2033_Economic_GWh_Before Competition Groups_28 | Demand Control Kitchen Ventilation | 0.6997% | 0 | 105.9935 | Commercial_2033_Economic_GWh_Before Competition Groups_Demand Control Kitchen Ventilation
Commercial | Com ¦ Adaptive Thermostats | 2033 | Technical | GWh | Before Competition Groups | 144.3375 | 0 | 0 | 21069.441 | 0.0068506 | 33 | Commercial_2033_Technical_GWh_Before Competition Groups_33 | Adaptive Thermostats | 0.6851% | 0 | 144.3375 | Commercial_2033_Technical_GWh_Before Competition Groups_Adaptive Thermostats
Commercial | Com ¦ Evaporator Fan Controls | 2033 | Achievable | GWh | Before Competition Groups | 64.2451 | 0 | 0 | 9508.8225 | 0.0067564 | 27 | Commercial_2033_Achievable_GWh_Before Competition Groups_27 | Evaporator Fan Controls | 0.6756% | 0 | 64.2451 | Commercial_2033_Achievable_GWh_Before Competition Groups_Evaporator Fan Controls
Commercial | Com ¦ Demand Control Kitchen Ventilation | 2033 | Achievable | GWh | Before Competition Groups | 63.4631 | 0 | 0 | 9508.8225 | 0.0066741 | 28 | Commercial_2033_Achievable_GWh_Before Competition Groups_28 | Demand Control Kitchen Ventilation | 0.6674% | 0 | 63.4631 | Commercial_2033_Achievable_GWh_Before Competition Groups_Demand Control Kitchen Ventilation
Commercial | Com ¦ Freezer Case Light Sensor | 2033 | Achievable | GWh | Before Competition Groups | 59.7377 | 0 | 0 | 9508.8225 | 0.0062823 | 29 | Commercial_2033_Achievable_GWh_Before Competition Groups_29 | Freezer Case Light Sensor | 0.6282% | 0 | 59.7377 | Commercial_2033_Achievable_GWh_Before Competition Groups_Freezer Case Light Sensor
Commercial | Com ¦ ECM MOTORS FOR EVAPORATOR FANS for refrigeration (WALK-IN) | 2033 | Economic | GWh | Before Competition Groups | 91.9036 | 0 | 0 | 15148.7556 | 0.0060667 | 29 | Commercial_2033_Economic_GWh_Before Competition Groups_29 | ECM MOTORS FOR EVAPORATOR FANS for refrigeration (WALK-IN) | 0.6067% | 0 | 91.9036 | Commercial_2033_Economic_GWh_Before Competition Groups_ECM MOTORS FOR EVAPORATOR FANS for refrigeration (WALK-IN)
Commercial | Com ¦ Condensing Unit Heaters or other Efficient Unit Heating System | 2033 | Economic | GWh | Before Competition Groups | 88.5828 | 0 | 0 | 15148.7556 | 0.0058475 | 30 | Commercial_2033_Economic_GWh_Before Competition Groups_30 | Condensing Unit Heaters or other Efficient Unit Heating System | 0.5848% | 0 | 88.5828 | Commercial_2033_Economic_GWh_Before Competition Groups_Condensing Unit Heaters or other Efficient Unit Heating System
Commercial | Com ¦ ENERGY STAR FREEZER | 2033 | Technical | GWh | Before Competition Groups | 120.1316 | 0 | 0 | 21069.441 | 0.0057017 | 34 | Commercial_2033_Technical_GWh_Before Competition Groups_34 | ENERGY STAR FREEZER | 0.5702% | 0 | 120.1316 | Commercial_2033_Technical_GWh_Before Competition Groups_ENERGY STAR FREEZER
Commercial | Com ¦ Unitary Air-Conditioning Unit | 2033 | Achievable | GWh | Before Competition Groups | 52.8982 | 0 | 0 | 9508.8225 | 0.0055631 | 30 | Commercial_2033_Achievable_GWh_Before Competition Groups_30 | Unitary Air-Conditioning Unit | 0.5563% | 0 | 52.8982 | Commercial_2033_Achievable_GWh_Before Competition Groups_Unitary Air-Conditioning Unit
Commercial | Com ¦ ENERGY STAR LED LAMPS (General Service Lamps) | 2033 | Economic | GWh | Before Competition Groups | 81.3441 | 0 | 0 | 15148.7556 | 0.0053697 | 31 | Commercial_2033_Economic_GWh_Before Competition Groups_31 | ENERGY STAR LED LAMPS (General Service Lamps) | 0.537% | 0 | 81.3441 | Commercial_2033_Economic_GWh_Before Competition Groups_ENERGY STAR LED LAMPS (General Service Lamps)
Commercial | Com ¦ Refrigerated Display Case LED | 2033 | Technical | GWh | Before Competition Groups | 109.7805 | 0 | 0 | 21069.441 | 0.0052104 | 35 | Commercial_2033_Technical_GWh_Before Competition Groups_35 | Refrigerated Display Case LED | 0.521% | 0 | 109.7805 | Commercial_2033_Technical_GWh_Before Competition Groups_Refrigerated Display Case LED
Commercial | Com ¦ Condensing Make Up Air Unit | 2033 | Economic | GWh | Before Competition Groups | 76.3465 | 0 | 0 | 15148.7556 | 0.0050398 | 32 | Commercial_2033_Economic_GWh_Before Competition Groups_32 | Condensing Make Up Air Unit | 0.504% | 0 | 76.3465 | Commercial_2033_Economic_GWh_Before Competition Groups_Condensing Make Up Air Unit
Commercial | Com ¦ Demand Control Kitchen Ventilation | 2033 | Technical | GWh | Before Competition Groups | 105.9935 | 0 | 0 | 21069.441 | 0.0050307 | 36 | Commercial_2033_Technical_GWh_Before Competition Groups_36 | Demand Control Kitchen Ventilation | 0.5031% | 0 | 105.9935 | Commercial_2033_Technical_GWh_Before Competition Groups_Demand Control Kitchen Ventilation
Commercial | Com ¦ Freezer Case Light Sensor | 2033 | Economic | GWh | Before Competition Groups | 75.8882 | 0 | 0 | 15148.7556 | 0.0050095 | 33 | Commercial_2033_Economic_GWh_Before Competition Groups_33 | Freezer Case Light Sensor | 0.501% | 0 | 75.8882 | Commercial_2033_Economic_GWh_Before Competition Groups_Freezer Case Light Sensor
Commercial | Com ¦ Condensing Make Up Air Unit | 2033 | Achievable | GWh | Before Competition Groups | 47.4651 | 0 | 0 | 9508.8225 | 0.0049917 | 31 | Commercial_2033_Achievable_GWh_Before Competition Groups_31 | Condensing Make Up Air Unit | 0.4992% | 0 | 47.4651 | Commercial_2033_Achievable_GWh_Before Competition Groups_Condensing Make Up Air Unit
Commercial | Com ¦ Refrigerated Display Case LED | 2033 | Economic | GWh | Before Competition Groups | 75.1952 | 0 | 0 | 15148.7556 | 0.0049638 | 34 | Commercial_2033_Economic_GWh_Before Competition Groups_34 | Refrigerated Display Case LED | 0.4964% | 0 | 75.1952 | Commercial_2033_Economic_GWh_Before Competition Groups_Refrigerated Display Case LED
Commercial | Com ¦ Occupancy Sensors | 2033 | Economic | GWh | Before Competition Groups | 74.3441 | 0 | 0 | 15148.7556 | 0.0049076 | 35 | Commercial_2033_Economic_GWh_Before Competition Groups_35 | Occupancy Sensors | 0.4908% | 0 | 74.3441 | Commercial_2033_Economic_GWh_Before Competition Groups_Occupancy Sensors
Commercial | Com ¦ Evaporator Fan Controls | 2033 | Economic | GWh | Before Competition Groups | 74.0123 | 0 | 0 | 15148.7556 | 0.0048857 | 36 | Commercial_2033_Economic_GWh_Before Competition Groups_36 | Evaporator Fan Controls | 0.4886% | 0 | 74.0123 | Commercial_2033_Economic_GWh_Before Competition Groups_Evaporator Fan Controls
Commercial | Com ¦ ENERGY STAR ICE MACHINES - Ice Making Head | 2033 | Technical | GWh | Before Competition Groups | 101.1038 | 0 | 0 | 21069.441 | 0.0047986 | 37 | Commercial_2033_Technical_GWh_Before Competition Groups_37 | ENERGY STAR ICE MACHINES - Ice Making Head | 0.4799% | 0 | 101.1038 | Commercial_2033_Technical_GWh_Before Competition Groups_ENERGY STAR ICE MACHINES - Ice Making Head
Commercial | Com ¦ Condensing Make Up Air Unit | 2033 | Technical | GWh | Before Competition Groups | 98.4181 | 0 | 0 | 21069.441 | 0.0046711 | 38 | Commercial_2033_Technical_GWh_Before Competition Groups_38 | Condensing Make Up Air Unit | 0.4671% | 0 | 98.4181 | Commercial_2033_Technical_GWh_Before Competition Groups_Condensing Make Up Air Unit
Commercial | Com ¦ Indoor Daylight Sensors/Photocell Dimming Control | 2033 | Technical | GWh | Before Competition Groups | 97.6536 | 0 | 0 | 21069.441 | 0.0046348 | 39 | Commercial_2033_Technical_GWh_Before Competition Groups_39 | Indoor Daylight Sensors/Photocell Dimming Control | 0.4635% | 0 | 97.6536 | Commercial_2033_Technical_GWh_Before Competition Groups_Indoor Daylight Sensors/Photocell Dimming Control
Commercial | Com ¦ Unitary Air-Conditioning Unit | 2033 | Economic | GWh | Before Competition Groups | 69.4529 | 0 | 0 | 15148.7556 | 0.0045847 | 37 | Commercial_2033_Economic_GWh_Before Competition Groups_37 | Unitary Air-Conditioning Unit | 0.4585% | 0 | 69.4529 | Commercial_2033_Economic_GWh_Before Competition Groups_Unitary Air-Conditioning Unit
Commercial | Com ¦ ENERGY STAR LED LAMPS (General Service Lamps) | 2033 | Technical | GWh | Before Competition Groups | 95.5196 | 0 | 0 | 21069.441 | 0.0045336 | 40 | Commercial_2033_Technical_GWh_Before Competition Groups_40 | ENERGY STAR LED LAMPS (General Service Lamps) | 0.4534% | 0 | 95.5196 | Commercial_2033_Technical_GWh_Before Competition Groups_ENERGY STAR LED LAMPS (General Service Lamps)
Commercial | Com ¦ ECM MOTORS FOR EVAPORATOR FANS for refrigeration (WALK-IN) | 2033 | Technical | GWh | Before Competition Groups | 91.9036 | 0 | 0 | 21069.441 | 0.0043619 | 41 | Commercial_2033_Technical_GWh_Before Competition Groups_41 | ECM MOTORS FOR EVAPORATOR FANS for refrigeration (WALK-IN) | 0.4362% | 0 | 91.9036 | Commercial_2033_Technical_GWh_Before Competition Groups_ECM MOTORS FOR EVAPORATOR FANS for refrigeration (WALK-IN)
Commercial | Com ¦ Condensing Unit Heaters or other Efficient Unit Heating System | 2033 | Technical | GWh | Before Competition Groups | 88.5828 | 0 | 0 | 21069.441 | 0.0042043 | 42 | Commercial_2033_Technical_GWh_Before Competition Groups_42 | Condensing Unit Heaters or other Efficient Unit Heating System | 0.4204% | 0 | 88.5828 | Commercial_2033_Technical_GWh_Before Competition Groups_Condensing Unit Heaters or other Efficient Unit Heating System
Commercial | Com ¦ Super-High Efficiency Furnaces (Emerging Tech) | 2033 | Technical | GWh | Before Competition Groups | 87.406 | 0 | 0 | 21069.441 | 0.0041485 | 43 | Commercial_2033_Technical_GWh_Before Competition Groups_43 | Super-High Efficiency Furnaces (Emerging Tech) | 0.4148% | 0 | 87.406 | Commercial_2033_Technical_GWh_Before Competition Groups_Super-High Efficiency Furnaces (Emerging Tech)
Commercial | Com ¦ Adding reflective (White) roof treatment or a green roof | 2033 | Technical | GWh | Before Competition Groups | 85.4788 | 0 | 0 | 21069.441 | 0.004057 | 44 | Commercial_2033_Technical_GWh_Before Competition Groups_44 | Adding reflective (White) roof treatment or a green roof | 0.4057% | 0 | 85.4788 | Commercial_2033_Technical_GWh_Before Competition Groups_Adding reflective (White) roof treatment or a green roof
Commercial | Com ¦ High R-Value Glass Doors/no-heat glass door | 2033 | Technical | GWh | Before Competition Groups | 81.7639 | 0 | 0 | 21069.441 | 0.0038807 | 45 | Commercial_2033_Technical_GWh_Before Competition Groups_45 | High R-Value Glass Doors/no-heat glass door | 0.3881% | 0 | 81.7639 | Commercial_2033_Technical_GWh_Before Competition Groups_High R-Value Glass Doors/no-heat glass door
Commercial | Com ¦ Freezer Case Light Sensor | 2033 | Technical | GWh | Before Competition Groups | 75.8882 | 0 | 0 | 21069.441 | 0.0036018 | 46 | Commercial_2033_Technical_GWh_Before Competition Groups_46 | Freezer Case Light Sensor | 0.3602% | 0 | 75.8882 | Commercial_2033_Technical_GWh_Before Competition Groups_Freezer Case Light Sensor
Commercial | Com ¦ Occupancy Sensors | 2033 | Technical | GWh | Before Competition Groups | 74.3441 | 0 | 0 | 21069.441 | 0.0035285 | 47 | Commercial_2033_Technical_GWh_Before Competition Groups_47 | Occupancy Sensors | 0.3529% | 0 | 74.3441 | Commercial_2033_Technical_GWh_Before Competition Groups_Occupancy Sensors
Commercial | Com ¦ Evaporator Fan Controls | 2033 | Technical | GWh | Before Competition Groups | 74.0123 | 0 | 0 | 21069.441 | 0.0035128 | 48 | Commercial_2033_Technical_GWh_Before Competition Groups_48 | Evaporator Fan Controls | 0.3513% | 0 | 74.0123 | Commercial_2033_Technical_GWh_Before Competition Groups_Evaporator Fan Controls
Commercial | Com ¦ ENERGY STAR FREEZER | 2033 | Economic | GWh | Before Competition Groups | 49.0848 | 0 | 0 | 15148.7556 | 0.0032402 | 38 | Commercial_2033_Economic_GWh_Before Competition Groups_38 | ENERGY STAR FREEZER | 0.324% | 0 | 49.0848 | Commercial_2033_Economic_GWh_Before Competition Groups_ENERGY STAR FREEZER
Commercial | Com ¦ HOTEL OCCUPANCY CONTROLS (HVAC + LIGHTING) | 2033 | Technical | GWh | Before Competition Groups | 66.9208 | 0 | 0 | 21069.441 | 0.0031762 | 49 | Commercial_2033_Technical_GWh_Before Competition Groups_49 | HOTEL OCCUPANCY CONTROLS (HVAC + LIGHTING) | 0.3176% | 0 | 66.9208 | Commercial_2033_Technical_GWh_Before Competition Groups_HOTEL OCCUPANCY CONTROLS (HVAC + LIGHTING)
Commercial | Com ¦ Elec Storage WH 2.30 Et | 2033 | Economic | GWh | Before Competition Groups | 44.223 | 0 | 0 | 15148.7556 | 0.0029193 | 39 | Commercial_2033_Economic_GWh_Before Competition Groups_39 | Elec Storage WH 2.30 Et | 0.2919% | 0 | 44.223 | Commercial_2033_Economic_GWh_Before Competition Groups_Elec Storage WH 2.30 Et
Commercial | Com ¦ ENERGY STAR Refrigerator | 2033 | Technical | GWh | Before Competition Groups | 59.3043 | 0 | 0 | 21069.441 | 0.0028147 | 50 | Commercial_2033_Technical_GWh_Before Competition Groups_50 | ENERGY STAR Refrigerator | 0.2815% | 0 | 59.3043 | Commercial_2033_Technical_GWh_Before Competition Groups_ENERGY STAR Refrigerator
Commercial | Com ¦ BEVERAGE VENDING MACHINE CONTROLS | 2033 | Achievable | GWh | Before Competition Groups | 26.3812 | 0 | 0 | 9508.8225 | 0.0027744 | 32 | Commercial_2033_Achievable_GWh_Before Competition Groups_32 | BEVERAGE VENDING MACHINE CONTROLS | 0.2774% | 0 | 26.3812 | Commercial_2033_Achievable_GWh_Before Competition Groups_BEVERAGE VENDING MACHINE CONTROLS
Commercial | Com ¦ BEVERAGE VENDING MACHINE CONTROLS | 2033 | Economic | GWh | Before Competition Groups | 40.8042 | 0 | 0 | 15148.7556 | 0.0026936 | 40 | Commercial_2033_Economic_GWh_Before Competition Groups_40 | BEVERAGE VENDING MACHINE CONTROLS | 0.2694% | 0 | 40.8042 | Commercial_2033_Economic_GWh_Before Competition Groups_BEVERAGE VENDING MACHINE CONTROLS
Commercial | Com ¦ Temperature Adjustment in Commercial Freezers | 2033 | Achievable | GWh | Before Competition Groups | 24.5373 | 0 | 0 | 9508.8225 | 0.0025805 | 33 | Commercial_2033_Achievable_GWh_Before Competition Groups_33 | Temperature Adjustment in Commercial Freezers | 0.258% | 0 | 24.5373 | Commercial_2033_Achievable_GWh_Before Competition Groups_Temperature Adjustment in Commercial Freezers
Commercial | Com ¦ Elec Storage WH 2.30 Et | 2033 | Achievable | GWh | Before Competition Groups | 24.5018 | 0 | 0 | 9508.8225 | 0.0025767 | 34 | Commercial_2033_Achievable_GWh_Before Competition Groups_34 | Elec Storage WH 2.30 Et | 0.2577% | 0 | 24.5018 | Commercial_2033_Achievable_GWh_Before Competition Groups_Elec Storage WH 2.30 Et
Commercial | Com ¦ Ground Source Heat Pump | 2033 | Technical | GWh | Before Competition Groups | 51.7592 | 0 | 0 | 21069.441 | 0.0024566 | 51 | Commercial_2033_Technical_GWh_Before Competition Groups_51 | Ground Source Heat Pump | 0.2457% | 0 | 51.7592 | Commercial_2033_Technical_GWh_Before Competition Groups_Ground Source Heat Pump
Commercial | Com ¦ Chilled Water Optimization | 2033 | Economic | GWh | Before Competition Groups | 36.8006 | 0 | 0 | 15148.7556 | 0.0024293 | 41 | Commercial_2033_Economic_GWh_Before Competition Groups_41 | Chilled Water Optimization | 0.2429% | 0 | 36.8006 | Commercial_2033_Economic_GWh_Before Competition Groups_Chilled Water Optimization
Commercial | Com ¦ Refrigeration Commissioning | 2033 | Technical | GWh | Before Competition Groups | 50.8765 | 0 | 0 | 21069.441 | 0.0024147 | 52 | Commercial_2033_Technical_GWh_Before Competition Groups_52 | Refrigeration Commissioning | 0.2415% | 0 | 50.8765 | Commercial_2033_Technical_GWh_Before Competition Groups_Refrigeration Commissioning
Commercial | Com ¦ ENERGY STAR Griddle (74% eff) | 2033 | Economic | GWh | Before Competition Groups | 35.6745 | 0 | 0 | 15148.7556 | 0.0023549 | 42 | Commercial_2033_Economic_GWh_Before Competition Groups_42 | ENERGY STAR Griddle (74% eff) | 0.2355% | 0 | 35.6745 | Commercial_2033_Economic_GWh_Before Competition Groups_ENERGY STAR Griddle (74% eff)
Commercial | Com ¦ ENERGY STAR Griddle (74% eff) | 2033 | Achievable | GWh | Before Competition Groups | 22.0993 | 0 | 0 | 9508.8225 | 0.0023241 | 35 | Commercial_2033_Achievable_GWh_Before Competition Groups_35 | ENERGY STAR Griddle (74% eff) | 0.2324% | 0 | 22.0993 | Commercial_2033_Achievable_GWh_Before Competition Groups_ENERGY STAR Griddle (74% eff)
Commercial | Com ¦ CO Sensors for parking garage exhaust fans | 2033 | Achievable | GWh | Before Competition Groups | 22.0604 | 0 | 0 | 9508.8225 | 0.00232 | 36 | Commercial_2033_Achievable_GWh_Before Competition Groups_36 | CO Sensors for parking garage exhaust fans | 0.232% | 0 | 22.0604 | Commercial_2033_Achievable_GWh_Before Competition Groups_CO Sensors for parking garage exhaust fans
Commercial | Com ¦ Energy Efficient Laboratory Fume Hood | 2033 | Achievable | GWh | Before Competition Groups | 21.9473 | 0 | 0 | 9508.8225 | 0.0023081 | 37 | Commercial_2033_Achievable_GWh_Before Competition Groups_37 | Energy Efficient Laboratory Fume Hood | 0.2308% | 0 | 21.9473 | Commercial_2033_Achievable_GWh_Before Competition Groups_Energy Efficient Laboratory Fume Hood
Commercial | Com ¦ Refrigerated Display Case LED | 2033 | Achievable | GWh | Before Competition Groups | 21.8467 | 0 | 0 | 9508.8225 | 0.0022975 | 38 | Commercial_2033_Achievable_GWh_Before Competition Groups_38 | Refrigerated Display Case LED | 0.2298% | 0 | 21.8467 | Commercial_2033_Achievable_GWh_Before Competition Groups_Refrigerated Display Case LED
Commercial | Com ¦ Elec Storage WH 2.30 Et | 2033 | Technical | GWh | Before Competition Groups | 44.223 | 0 | 0 | 21069.441 | 0.0020989 | 53 | Commercial_2033_Technical_GWh_Before Competition Groups_53 | Elec Storage WH 2.30 Et | 0.2099% | 0 | 44.223 | Commercial_2033_Technical_GWh_Before Competition Groups_Elec Storage WH 2.30 Et
Commercial | Com ¦ Occupancy Sensors | 2033 | Achievable | GWh | Before Competition Groups | 19.7782 | 0 | 0 | 9508.8225 | 0.00208 | 39 | Commercial_2033_Achievable_GWh_Before Competition Groups_39 | Occupancy Sensors | 0.208% | 0 | 19.7782 | Commercial_2033_Achievable_GWh_Before Competition Groups_Occupancy Sensors
Commercial | Com ¦ Chilled Water Optimization | 2033 | Achievable | GWh | Before Competition Groups | 19.6259 | 0 | 0 | 9508.8225 | 0.002064 | 40 | Commercial_2033_Achievable_GWh_Before Competition Groups_40 | Chilled Water Optimization | 0.2064% | 0 | 19.6259 | Commercial_2033_Achievable_GWh_Before Competition Groups_Chilled Water Optimization
Commercial | Com ¦ Vertical Night Covers | 2033 | Achievable | GWh | Before Competition Groups | 19.1103 | 0 | 0 | 9508.8225 | 0.0020097 | 41 | Commercial_2033_Achievable_GWh_Before Competition Groups_41 | Vertical Night Covers | 0.201% | 0 | 19.1103 | Commercial_2033_Achievable_GWh_Before Competition Groups_Vertical Night Covers
Commercial | Com ¦ BEVERAGE VENDING MACHINE CONTROLS | 2033 | Technical | GWh | Before Competition Groups | 40.8042 | 0 | 0 | 21069.441 | 0.0019367 | 54 | Commercial_2033_Technical_GWh_Before Competition Groups_54 | BEVERAGE VENDING MACHINE CONTROLS | 0.1937% | 0 | 40.8042 | Commercial_2033_Technical_GWh_Before Competition Groups_BEVERAGE VENDING MACHINE CONTROLS
Commercial | Com ¦ CO Sensors for parking garage exhaust fans | 2033 | Economic | GWh | Before Competition Groups | 29.2397 | 0 | 0 | 15148.7556 | 0.0019302 | 43 | Commercial_2033_Economic_GWh_Before Competition Groups_43 | CO Sensors for parking garage exhaust fans | 0.193% | 0 | 29.2397 | Commercial_2033_Economic_GWh_Before Competition Groups_CO Sensors for parking garage exhaust fans
Commercial | Com ¦ Temperature Adjustment in Commercial Freezers | 2033 | Economic | GWh | Before Competition Groups | 28.2504 | 0 | 0 | 15148.7556 | 0.0018649 | 44 | Commercial_2033_Economic_GWh_Before Competition Groups_44 | Temperature Adjustment in Commercial Freezers | 0.1865% | 0 | 28.2504 | Commercial_2033_Economic_GWh_Before Competition Groups_Temperature Adjustment in Commercial Freezers
Commercial | Com ¦ Duct Insulation, R8 | 2033 | Achievable | GWh | Before Competition Groups | 17.011 | 0 | 0 | 9508.8225 | 0.001789 | 42 | Commercial_2033_Achievable_GWh_Before Competition Groups_42 | Duct Insulation, R8 | 0.1789% | 0 | 17.011 | Commercial_2033_Achievable_GWh_Before Competition Groups_Duct Insulation, R8
Commercial | Com ¦ Chilled Water Optimization | 2033 | Technical | GWh | Before Competition Groups | 36.8006 | 0 | 0 | 21069.441 | 0.0017466 | 55 | Commercial_2033_Technical_GWh_Before Competition Groups_55 | Chilled Water Optimization | 0.1747% | 0 | 36.8006 | Commercial_2033_Technical_GWh_Before Competition Groups_Chilled Water Optimization
Commercial | Com ¦ Water Heating (DHW) Pipe Insulation (Add 3/4\ Foam)" | 2033 | Achievable | GWh | Before Competition Groups | 16.2959 | 0 | 0 | 9508.8225 | 0.0017138 | 43 | Commercial_2033_Achievable_GWh_Before Competition Groups_43 | Water Heating (DHW) Pipe Insulation (Add 3/4\ Foam)" | 0.1714% | 0 | 16.2959 | Commercial_2033_Achievable_GWh_Before Competition Groups_Water Heating (DHW) Pipe Insulation (Add 3/4\ Foam)"
Commercial | Com ¦ ENERGY STAR Griddle (74% eff) | 2033 | Technical | GWh | Before Competition Groups | 35.6745 | 0 | 0 | 21069.441 | 0.0016932 | 56 | Commercial_2033_Technical_GWh_Before Competition Groups_56 | ENERGY STAR Griddle (74% eff) | 0.1693% | 0 | 35.6745 | Commercial_2033_Technical_GWh_Before Competition Groups_ENERGY STAR Griddle (74% eff)
Commercial | Com ¦ Variable Refrigerant Flow Heat Pump | 2033 | Achievable | GWh | Before Competition Groups | 15.952 | 0 | 0 | 9508.8225 | 0.0016776 | 44 | Commercial_2033_Achievable_GWh_Before Competition Groups_44 | Variable Refrigerant Flow Heat Pump | 0.1678% | 0 | 15.952 | Commercial_2033_Achievable_GWh_Before Competition Groups_Variable Refrigerant Flow Heat Pump
Commercial | Com ¦ Energy Efficient Laboratory Fume Hood | 2033 | Economic | GWh | Before Competition Groups | 25.0308 | 0 | 0 | 15148.7556 | 0.0016523 | 45 | Commercial_2033_Economic_GWh_Before Competition Groups_45 | Energy Efficient Laboratory Fume Hood | 0.1652% | 0 | 25.0308 | Commercial_2033_Economic_GWh_Before Competition Groups_Energy Efficient Laboratory Fume Hood
Commercial | Com ¦ Water Source Heat Pump (4 ton) | 2033 | Economic | GWh | Before Competition Groups | 22.6195 | 0 | 0 | 15148.7556 | 0.0014932 | 46 | Commercial_2033_Economic_GWh_Before Competition Groups_46 | Water Source Heat Pump (4 ton) | 0.1493% | 0 | 22.6195 | Commercial_2033_Economic_GWh_Before Competition Groups_Water Source Heat Pump (4 ton)
Commercial | Com ¦ Outside Air Economizer | 2033 | Achievable | GWh | Before Competition Groups | 14.1437 | 0 | 0 | 9508.8225 | 0.0014874 | 45 | Commercial_2033_Achievable_GWh_Before Competition Groups_45 | Outside Air Economizer | 0.1487% | 0 | 14.1437 | Commercial_2033_Achievable_GWh_Before Competition Groups_Outside Air Economizer
Commercial | Com ¦ Vertical Night Covers | 2033 | Economic | GWh | Before Competition Groups | 22.0157 | 0 | 0 | 15148.7556 | 0.0014533 | 47 | Commercial_2033_Economic_GWh_Before Competition Groups_47 | Vertical Night Covers | 0.1453% | 0 | 22.0157 | Commercial_2033_Economic_GWh_Before Competition Groups_Vertical Night Covers
Commercial | Com ¦ CO Sensors for parking garage exhaust fans | 2033 | Technical | GWh | Before Competition Groups | 29.2397 | 0 | 0 | 21069.441 | 0.0013878 | 57 | Commercial_2033_Technical_GWh_Before Competition Groups_57 | CO Sensors for parking garage exhaust fans | 0.1388% | 0 | 29.2397 | Commercial_2033_Technical_GWh_Before Competition Groups_CO Sensors for parking garage exhaust fans
Commercial | Com ¦ Water Source Heat Pump (4 ton) | 2033 | Achievable | GWh | Before Competition Groups | 12.7734 | 0 | 0 | 9508.8225 | 0.0013433 | 46 | Commercial_2033_Achievable_GWh_Before Competition Groups_46 | Water Source Heat Pump (4 ton) | 0.1343% | 0 | 12.7734 | Commercial_2033_Achievable_GWh_Before Competition Groups_Water Source Heat Pump (4 ton)
Commercial | Com ¦ Temperature Adjustment in Commercial Freezers | 2033 | Technical | GWh | Before Competition Groups | 28.2504 | 0 | 0 | 21069.441 | 0.0013408 | 58 | Commercial_2033_Technical_GWh_Before Competition Groups_58 | Temperature Adjustment in Commercial Freezers | 0.1341% | 0 | 28.2504 | Commercial_2033_Technical_GWh_Before Competition Groups_Temperature Adjustment in Commercial Freezers
Commercial | Com ¦ Water Source Heat Pump (4 ton) | 2033 | Technical | GWh | Before Competition Groups | 27.4293 | 0 | 0 | 21069.441 | 0.0013019 | 59 | Commercial_2033_Technical_GWh_Before Competition Groups_59 | Water Source Heat Pump (4 ton) | 0.1302% | 0 | 27.4293 | Commercial_2033_Technical_GWh_Before Competition Groups_Water Source Heat Pump (4 ton)
Commercial | Com ¦ Duct Insulation, R8 | 2033 | Economic | GWh | Before Competition Groups | 19.3958 | 0 | 0 | 15148.7556 | 0.0012804 | 48 | Commercial_2033_Economic_GWh_Before Competition Groups_48 | Duct Insulation, R8 | 0.128% | 0 | 19.3958 | Commercial_2033_Economic_GWh_Before Competition Groups_Duct Insulation, R8
Commercial | Com ¦ Variable Refrigerant Flow Heat Pump | 2033 | Economic | GWh | Before Competition Groups | 19.0488 | 0 | 0 | 15148.7556 | 0.0012575 | 49 | Commercial_2033_Economic_GWh_Before Competition Groups_49 | Variable Refrigerant Flow Heat Pump | 0.1257% | 0 | 19.0488 | Commercial_2033_Economic_GWh_Before Competition Groups_Variable Refrigerant Flow Heat Pump
Commercial | Com ¦ Door Gasket Freezer/Refrigerator | 2033 | Achievable | GWh | Before Competition Groups | 11.9072 | 0 | 0 | 9508.8225 | 0.0012522 | 47 | Commercial_2033_Achievable_GWh_Before Competition Groups_47 | Door Gasket Freezer/Refrigerator | 0.1252% | 0 | 11.9072 | Commercial_2033_Achievable_GWh_Before Competition Groups_Door Gasket Freezer/Refrigerator
Commercial | Com ¦ Water Heating (DHW) Pipe Insulation (Add 3/4\ Foam)" | 2033 | Economic | GWh | Before Competition Groups | 18.7133 | 0 | 0 | 15148.7556 | 0.0012353 | 50 | Commercial_2033_Economic_GWh_Before Competition Groups_50 | Water Heating (DHW) Pipe Insulation (Add 3/4\ Foam)" | 0.1235% | 0 | 18.7133 | Commercial_2033_Economic_GWh_Before Competition Groups_Water Heating (DHW) Pipe Insulation (Add 3/4\ Foam)"
Commercial | Com ¦ Anti-sweat heat (ASH) controls - Cooler/Freezer | 2033 | Technical | GWh | Before Competition Groups | 25.5578 | 0 | 0 | 21069.441 | 0.001213 | 60 | Commercial_2033_Technical_GWh_Before Competition Groups_60 | Anti-sweat heat (ASH) controls - Cooler/Freezer | 0.1213% | 0 | 25.5578 | Commercial_2033_Technical_GWh_Before Competition Groups_Anti-sweat heat (ASH) controls - Cooler/Freezer
Commercial | Com ¦ Energy Efficient Laboratory Fume Hood | 2033 | Technical | GWh | Before Competition Groups | 25.0308 | 0 | 0 | 21069.441 | 0.001188 | 61 | Commercial_2033_Technical_GWh_Before Competition Groups_61 | Energy Efficient Laboratory Fume Hood | 0.1188% | 0 | 25.0308 | Commercial_2033_Technical_GWh_Before Competition Groups_Energy Efficient Laboratory Fume Hood
Commercial | Com ¦ Outside Air Economizer | 2033 | Economic | GWh | Before Competition Groups | 16.9649 | 0 | 0 | 15148.7556 | 0.0011199 | 51 | Commercial_2033_Economic_GWh_Before Competition Groups_51 | Outside Air Economizer | 0.112% | 0 | 16.9649 | Commercial_2033_Economic_GWh_Before Competition Groups_Outside Air Economizer
Commercial | Com ¦ Suction Pipe Insulation Freezer/Refrigerator | 2033 | Achievable | GWh | Before Competition Groups | 10.4189 | 0 | 0 | 9508.8225 | 0.0010957 | 48 | Commercial_2033_Achievable_GWh_Before Competition Groups_48 | Suction Pipe Insulation Freezer/Refrigerator | 0.1096% | 0 | 10.4189 | Commercial_2033_Achievable_GWh_Before Competition Groups_Suction Pipe Insulation Freezer/Refrigerator
Commercial | Com ¦ Vertical Night Covers | 2033 | Technical | GWh | Before Competition Groups | 22.0157 | 0 | 0 | 21069.441 | 0.0010449 | 62 | Commercial_2033_Technical_GWh_Before Competition Groups_62 | Vertical Night Covers | 0.1045% | 0 | 22.0157 | Commercial_2033_Technical_GWh_Before Competition Groups_Vertical Night Covers
Commercial | Com ¦ Duct Insulation, R8 | 2033 | Technical | GWh | Before Competition Groups | 19.3958 | 0 | 0 | 21069.441 | 0.00092057 | 63 | Commercial_2033_Technical_GWh_Before Competition Groups_63 | Duct Insulation, R8 | 0.09206% | 0 | 19.3958 | Commercial_2033_Technical_GWh_Before Competition Groups_Duct Insulation, R8
Commercial | Com ¦ Water Heating (DHW) Pipe Insulation (Add 3/4\ Foam)" | 2033 | Technical | GWh | Before Competition Groups | 18.7133 | 0 | 0 | 21069.441 | 0.00088817 | 64 | Commercial_2033_Technical_GWh_Before Competition Groups_64 | Water Heating (DHW) Pipe Insulation (Add 3/4\ Foam)" | 0.08882% | 0 | 18.7133 | Commercial_2033_Technical_GWh_Before Competition Groups_Water Heating (DHW) Pipe Insulation (Add 3/4\ Foam)"
Commercial | Com ¦ ENERGY STAR Fryer (84% eff) | 2033 | Achievable | GWh | Before Competition Groups | 8.1783 | 0 | 0 | 9508.8225 | 0.00086007 | 49 | Commercial_2033_Achievable_GWh_Before Competition Groups_49 | ENERGY STAR Fryer (84% eff) | 0.08601% | 0 | 8.1783 | Commercial_2033_Achievable_GWh_Before Competition Groups_ENERGY STAR Fryer (84% eff)
Commercial | Com ¦ ENERGY STAR Fryer (84% eff) | 2033 | Economic | GWh | Before Competition Groups | 12.8945 | 0 | 0 | 15148.7556 | 0.00085119 | 52 | Commercial_2033_Economic_GWh_Before Competition Groups_52 | ENERGY STAR Fryer (84% eff) | 0.08512% | 0 | 12.8945 | Commercial_2033_Economic_GWh_Before Competition Groups_ENERGY STAR Fryer (84% eff)
Commercial | Com ¦ Outside Air Economizer | 2033 | Technical | GWh | Before Competition Groups | 16.9649 | 0 | 0 | 21069.441 | 0.00080519 | 65 | Commercial_2033_Technical_GWh_Before Competition Groups_65 | Outside Air Economizer | 0.08052% | 0 | 16.9649 | Commercial_2033_Technical_GWh_Before Competition Groups_Outside Air Economizer
Commercial | Com ¦ Suction Pipe Insulation Freezer/Refrigerator | 2033 | Economic | GWh | Before Competition Groups | 11.9911 | 0 | 0 | 15148.7556 | 0.00079155 | 53 | Commercial_2033_Economic_GWh_Before Competition Groups_53 | Suction Pipe Insulation Freezer/Refrigerator | 0.07916% | 0 | 11.9911 | Commercial_2033_Economic_GWh_Before Competition Groups_Suction Pipe Insulation Freezer/Refrigerator
Commercial | Com ¦ ENERGY STAR Dishwasher | 2033 | Economic | GWh | Before Competition Groups | 11.5849 | 0 | 0 | 15148.7556 | 0.00076474 | 54 | Commercial_2033_Economic_GWh_Before Competition Groups_54 | ENERGY STAR Dishwasher | 0.07647% | 0 | 11.5849 | Commercial_2033_Economic_GWh_Before Competition Groups_ENERGY STAR Dishwasher
Commercial | Com ¦ Roof Insulation/Ceiling Insulation (R25 Code to R35) | 2033 | Technical | GWh | Before Competition Groups | 13.6063 | 0 | 0 | 21069.441 | 0.00064578 | 66 | Commercial_2033_Technical_GWh_Before Competition Groups_66 | Roof Insulation/Ceiling Insulation (R25 Code to R35) | 0.06458% | 0 | 13.6063 | Commercial_2033_Technical_GWh_Before Competition Groups_Roof Insulation/Ceiling Insulation (R25 Code to R35)
Commercial | Com ¦ ENERGY STAR Fryer (84% eff) | 2033 | Technical | GWh | Before Competition Groups | 12.8945 | 0 | 0 | 21069.441 | 0.000612 | 67 | Commercial_2033_Technical_GWh_Before Competition Groups_67 | ENERGY STAR Fryer (84% eff) | 0.0612% | 0 | 12.8945 | Commercial_2033_Technical_GWh_Before Competition Groups_ENERGY STAR Fryer (84% eff)
Commercial | Com ¦ High Efficiency Small Instantaneous Water Heater | 2033 | Technical | GWh | Before Competition Groups | 12.2817 | 0 | 0 | 21069.441 | 0.00058292 | 68 | Commercial_2033_Technical_GWh_Before Competition Groups_68 | High Efficiency Small Instantaneous Water Heater | 0.05829% | 0 | 12.2817 | Commercial_2033_Technical_GWh_Before Competition Groups_High Efficiency Small Instantaneous Water Heater
Commercial | Com ¦ ENERGY STAR FREEZER | 2033 | Achievable | GWh | Before Competition Groups | 5.4587 | 0 | 0 | 9508.8225 | 0.00057407 | 50 | Commercial_2033_Achievable_GWh_Before Competition Groups_50 | ENERGY STAR FREEZER | 0.05741% | 0 | 5.4587 | Commercial_2033_Achievable_GWh_Before Competition Groups_ENERGY STAR FREEZER
Commercial | Com ¦ Suction Pipe Insulation Freezer/Refrigerator | 2033 | Technical | GWh | Before Competition Groups | 11.9911 | 0 | 0 | 21069.441 | 0.00056912 | 69 | Commercial_2033_Technical_GWh_Before Competition Groups_69 | Suction Pipe Insulation Freezer/Refrigerator | 0.05691% | 0 | 11.9911 | Commercial_2033_Technical_GWh_Before Competition Groups_Suction Pipe Insulation Freezer/Refrigerator
Commercial | Com ¦ ENERGY STAR Dishwasher | 2033 | Technical | GWh | Before Competition Groups | 11.5849 | 0 | 0 | 21069.441 | 0.00054984 | 70 | Commercial_2033_Technical_GWh_Before Competition Groups_70 | ENERGY STAR Dishwasher | 0.05498% | 0 | 11.5849 | Commercial_2033_Technical_GWh_Before Competition Groups_ENERGY STAR Dishwasher
Commercial | Com ¦ Ozone Laundry Treatment | 2033 | Achievable | GWh | Before Competition Groups | 4.9274 | 0 | 0 | 9508.8225 | 0.00051819 | 51 | Commercial_2033_Achievable_GWh_Before Competition Groups_51 | Ozone Laundry Treatment | 0.05182% | 0 | 4.9274 | Commercial_2033_Achievable_GWh_Before Competition Groups_Ozone Laundry Treatment
Commercial | Com ¦ LED RECESSED DOWNLIGHTS | 2033 | Technical | GWh | Before Competition Groups | 10.4385 | 0 | 0 | 21069.441 | 0.00049543 | 71 | Commercial_2033_Technical_GWh_Before Competition Groups_71 | LED RECESSED DOWNLIGHTS | 0.04954% | 0 | 10.4385 | Commercial_2033_Technical_GWh_Before Competition Groups_LED RECESSED DOWNLIGHTS
Commercial | Com ¦ ENERGY STAR Dishwasher | 2033 | Achievable | GWh | Before Competition Groups | 4.5767 | 0 | 0 | 9508.8225 | 0.00048131 | 52 | Commercial_2033_Achievable_GWh_Before Competition Groups_52 | ENERGY STAR Dishwasher | 0.04813% | 0 | 4.5767 | Commercial_2033_Achievable_GWh_Before Competition Groups_ENERGY STAR Dishwasher
Commercial | Com ¦ Evaporator Coil Defrost (Cooler) | 2033 | Technical | GWh | Before Competition Groups | 9.8892 | 0 | 0 | 21069.441 | 0.00046936 | 72 | Commercial_2033_Technical_GWh_Before Competition Groups_72 | Evaporator Coil Defrost (Cooler) | 0.04694% | 0 | 9.8892 | Commercial_2033_Technical_GWh_Before Competition Groups_Evaporator Coil Defrost (Cooler)
Commercial | Com ¦ High Efficiency Small Instantaneous Water Heater | 2033 | Economic | GWh | Before Competition Groups | 6.515 | 0 | 0 | 15148.7556 | 0.00043007 | 55 | Commercial_2033_Economic_GWh_Before Competition Groups_55 | High Efficiency Small Instantaneous Water Heater | 0.04301% | 0 | 6.515 | Commercial_2033_Economic_GWh_Before Competition Groups_High Efficiency Small Instantaneous Water Heater
Commercial | Com ¦ Ozone Laundry Treatment | 2033 | Economic | GWh | Before Competition Groups | 6.4194 | 0 | 0 | 15148.7556 | 0.00042376 | 56 | Commercial_2033_Economic_GWh_Before Competition Groups_56 | Ozone Laundry Treatment | 0.04238% | 0 | 6.4194 | Commercial_2033_Economic_GWh_Before Competition Groups_Ozone Laundry Treatment
Commercial | Com ¦ ENERGY STAR Steam Cookers | 2033 | Economic | GWh | Before Competition Groups | 6.1677 | 0 | 0 | 15148.7556 | 0.00040714 | 57 | Commercial_2033_Economic_GWh_Before Competition Groups_57 | ENERGY STAR Steam Cookers | 0.04071% | 0 | 6.1677 | Commercial_2033_Economic_GWh_Before Competition Groups_ENERGY STAR Steam Cookers
Commercial | Com ¦ ENERGY STAR Steam Cookers | 2033 | Achievable | GWh | Before Competition Groups | 3.807 | 0 | 0 | 9508.8225 | 0.00040036 | 53 | Commercial_2033_Achievable_GWh_Before Competition Groups_53 | ENERGY STAR Steam Cookers | 0.04004% | 0 | 3.807 | Commercial_2033_Achievable_GWh_Before Competition Groups_ENERGY STAR Steam Cookers
Commercial | Com ¦ Demand controlled Circulating Systems | 2033 | Achievable | GWh | Before Competition Groups | 3.6405 | 0 | 0 | 9508.8225 | 0.00038285 | 54 | Commercial_2033_Achievable_GWh_Before Competition Groups_54 | Demand controlled Circulating Systems | 0.03829% | 0 | 3.6405 | Commercial_2033_Achievable_GWh_Before Competition Groups_Demand controlled Circulating Systems
Commercial | Com ¦ Ozone Laundry Treatment | 2033 | Technical | GWh | Before Competition Groups | 6.4194 | 0 | 0 | 21069.441 | 0.00030468 | 73 | Commercial_2033_Technical_GWh_Before Competition Groups_73 | Ozone Laundry Treatment | 0.03047% | 0 | 6.4194 | Commercial_2033_Technical_GWh_Before Competition Groups_Ozone Laundry Treatment
Commercial | Com ¦ SYNCHRONOUS BELT | 2033 | Technical | GWh | Before Competition Groups | 6.3238 | 0 | 0 | 21069.441 | 0.00030014 | 74 | Commercial_2033_Technical_GWh_Before Competition Groups_74 | SYNCHRONOUS BELT | 0.03001% | 0 | 6.3238 | Commercial_2033_Technical_GWh_Before Competition Groups_SYNCHRONOUS BELT
Commercial | Com ¦ ENERGY STAR Steam Cookers | 2033 | Technical | GWh | Before Competition Groups | 6.1677 | 0 | 0 | 21069.441 | 0.00029273 | 75 | Commercial_2033_Technical_GWh_Before Competition Groups_75 | ENERGY STAR Steam Cookers | 0.02927% | 0 | 6.1677 | Commercial_2033_Technical_GWh_Before Competition Groups_ENERGY STAR Steam Cookers
Commercial | Com ¦ Demand controlled Circulating Systems | 2033 | Economic | GWh | Before Competition Groups | 4.1381 | 0 | 0 | 15148.7556 | 0.00027316 | 58 | Commercial_2033_Economic_GWh_Before Competition Groups_58 | Demand controlled Circulating Systems | 0.02732% | 0 | 4.1381 | Commercial_2033_Economic_GWh_Before Competition Groups_Demand controlled Circulating Systems
Commercial | Com ¦ ECM MOTORS FOR HVAC APPLICATION (FAN-POWERED VAV BOX) | 2033 | Achievable | GWh | Before Competition Groups | 2.1416 | 0 | 0 | 9508.8225 | 0.00022522 | 55 | Commercial_2033_Achievable_GWh_Before Competition Groups_55 | ECM MOTORS FOR HVAC APPLICATION (FAN-POWERED VAV BOX) | 0.02252% | 0 | 2.1416 | Commercial_2033_Achievable_GWh_Before Competition Groups_ECM MOTORS FOR HVAC APPLICATION (FAN-POWERED VAV BOX)
Commercial | Com ¦ Thermostat Setback | 2033 | Achievable | GWh | Before Competition Groups | 2.1333 | 0 | 0 | 9508.8225 | 0.00022435 | 56 | Commercial_2033_Achievable_GWh_Before Competition Groups_56 | Thermostat Setback | 0.02244% | 0 | 2.1333 | Commercial_2033_Achievable_GWh_Before Competition Groups_Thermostat Setback
Commercial | Com ¦ Efficient compressor motor | 2033 | Technical | GWh | Before Competition Groups | 4.6082 | 0 | 0 | 21069.441 | 0.00021872 | 76 | Commercial_2033_Technical_GWh_Before Competition Groups_76 | Efficient compressor motor | 0.02187% | 0 | 4.6082 | Commercial_2033_Technical_GWh_Before Competition Groups_Efficient compressor motor
Commercial | Com ¦ Solar Water Preheat (Pools/DHW) | 2033 | Economic | GWh | Before Competition Groups | 2.988 | 0 | 0 | 15148.7556 | 0.00019725 | 59 | Commercial_2033_Economic_GWh_Before Competition Groups_59 | Solar Water Preheat (Pools/DHW) | 0.01972% | 0 | 2.988 | Commercial_2033_Economic_GWh_Before Competition Groups_Solar Water Preheat (Pools/DHW)
Commercial | Com ¦ Demand controlled Circulating Systems | 2033 | Technical | GWh | Before Competition Groups | 4.1381 | 0 | 0 | 21069.441 | 0.0001964 | 77 | Commercial_2033_Technical_GWh_Before Competition Groups_77 | Demand controlled Circulating Systems | 0.01964% | 0 | 4.1381 | Commercial_2033_Technical_GWh_Before Competition Groups_Demand controlled Circulating Systems
Commercial | Com ¦ ECM MOTORS FOR HVAC APPLICATION (FAN-POWERED VAV BOX) | 2033 | Economic | GWh | Before Competition Groups | 2.6841 | 0 | 0 | 15148.7556 | 0.00017719 | 60 | Commercial_2033_Economic_GWh_Before Competition Groups_60 | ECM MOTORS FOR HVAC APPLICATION (FAN-POWERED VAV BOX) | 0.01772% | 0 | 2.6841 | Commercial_2033_Economic_GWh_Before Competition Groups_ECM MOTORS FOR HVAC APPLICATION (FAN-POWERED VAV BOX)
Commercial | Com ¦ Efficient compressor motor | 2033 | Economic | GWh | Before Competition Groups | 2.6081 | 0 | 0 | 15148.7556 | 0.00017217 | 61 | Commercial_2033_Economic_GWh_Before Competition Groups_61 | Efficient compressor motor | 0.01722% | 0 | 2.6081 | Commercial_2033_Economic_GWh_Before Competition Groups_Efficient compressor motor
Commercial | Com ¦ Door Gasket Freezer/Refrigerator | 2033 | Economic | GWh | Before Competition Groups | 2.4468 | 0 | 0 | 15148.7556 | 0.00016152 | 62 | Commercial_2033_Economic_GWh_Before Competition Groups_62 | Door Gasket Freezer/Refrigerator | 0.01615% | 0 | 2.4468 | Commercial_2033_Economic_GWh_Before Competition Groups_Door Gasket Freezer/Refrigerator
Commercial | Com ¦ Thermostat Setback | 2033 | Economic | GWh | Before Competition Groups | 2.423 | 0 | 0 | 15148.7556 | 0.00015995 | 63 | Commercial_2033_Economic_GWh_Before Competition Groups_63 | Thermostat Setback | 0.01599% | 0 | 2.423 | Commercial_2033_Economic_GWh_Before Competition Groups_Thermostat Setback
Commercial | Com ¦ Notched V belts for HVAC Systems | 2033 | Technical | GWh | Before Competition Groups | 3.1619 | 0 | 0 | 21069.441 | 0.00015007 | 78 | Commercial_2033_Technical_GWh_Before Competition Groups_78 | Notched V belts for HVAC Systems | 0.01501% | 0 | 3.1619 | Commercial_2033_Technical_GWh_Before Competition Groups_Notched V belts for HVAC Systems
Commercial | Com ¦ Solar Water Preheat (Pools/DHW) | 2033 | Technical | GWh | Before Competition Groups | 2.988 | 0 | 0 | 21069.441 | 0.00014182 | 79 | Commercial_2033_Technical_GWh_Before Competition Groups_79 | Solar Water Preheat (Pools/DHW) | 0.01418% | 0 | 2.988 | Commercial_2033_Technical_GWh_Before Competition Groups_Solar Water Preheat (Pools/DHW)
Commercial | Com ¦ Indoor Daylight Sensors/Photocell Dimming Control | 2033 | Economic | GWh | Before Competition Groups | 2.0885 | 0 | 0 | 15148.7556 | 0.00013787 | 64 | Commercial_2033_Economic_GWh_Before Competition Groups_64 | Indoor Daylight Sensors/Photocell Dimming Control | 0.01379% | 0 | 2.0885 | Commercial_2033_Economic_GWh_Before Competition Groups_Indoor Daylight Sensors/Photocell Dimming Control
Commercial | Com ¦ ECM MOTORS FOR HVAC APPLICATION (FAN-POWERED VAV BOX) | 2033 | Technical | GWh | Before Competition Groups | 2.6937 | 0 | 0 | 21069.441 | 0.00012785 | 80 | Commercial_2033_Technical_GWh_Before Competition Groups_80 | ECM MOTORS FOR HVAC APPLICATION (FAN-POWERED VAV BOX) | 0.01278% | 0 | 2.6937 | Commercial_2033_Technical_GWh_Before Competition Groups_ECM MOTORS FOR HVAC APPLICATION (FAN-POWERED VAV BOX)
Commercial | Com ¦ Heat Pump Water Heater (50 Gallons) | 2033 | Technical | GWh | Before Competition Groups | 2.5615 | 0 | 0 | 21069.441 | 0.00012157 | 81 | Commercial_2033_Technical_GWh_Before Competition Groups_81 | Heat Pump Water Heater (50 Gallons) | 0.01216% | 0 | 2.5615 | Commercial_2033_Technical_GWh_Before Competition Groups_Heat Pump Water Heater (50 Gallons)
Commercial | Com ¦ PTAC (12 EER/10,000 BTU) | 2033 | Economic | GWh | Before Competition Groups | 1.8277 | 0 | 0 | 15148.7556 | 0.00012065 | 65 | Commercial_2033_Economic_GWh_Before Competition Groups_65 | PTAC (12 EER/10,000 BTU) | 0.01206% | 0 | 1.8277 | Commercial_2033_Economic_GWh_Before Competition Groups_PTAC (12 EER/10,000 BTU)
Commercial | Com ¦ Solar Water Preheat (Pools/DHW) | 2033 | Achievable | GWh | Before Competition Groups | 1.1346 | 0 | 0 | 9508.8225 | 0.00011932 | 57 | Commercial_2033_Achievable_GWh_Before Competition Groups_57 | Solar Water Preheat (Pools/DHW) | 0.01193% | 0 | 1.1346 | Commercial_2033_Achievable_GWh_Before Competition Groups_Solar Water Preheat (Pools/DHW)
Commercial | Com ¦ Thermostat Setback | 2033 | Technical | GWh | Before Competition Groups | 2.423 | 0 | 0 | 21069.441 | 0.000115 | 82 | Commercial_2033_Technical_GWh_Before Competition Groups_82 | Thermostat Setback | 0.0115% | 0 | 2.423 | Commercial_2033_Technical_GWh_Before Competition Groups_Thermostat Setback
Commercial | Com ¦ Wall Insulation | 2033 | Technical | GWh | Before Competition Groups | 2.3266 | 0 | 0 | 21069.441 | 0.00011043 | 83 | Commercial_2033_Technical_GWh_Before Competition Groups_83 | Wall Insulation | 0.01104% | 0 | 2.3266 | Commercial_2033_Technical_GWh_Before Competition Groups_Wall Insulation
Commercial | Com ¦ Solar Preheat Make up Air | 2033 | Technical | GWh | Before Competition Groups | 2.3019 | 0 | 0 | 21069.441 | 0.00010925 | 84 | Commercial_2033_Technical_GWh_Before Competition Groups_84 | Solar Preheat Make up Air | 0.01093% | 0 | 2.3019 | Commercial_2033_Technical_GWh_Before Competition Groups_Solar Preheat Make up Air
Commercial | Com ¦ Room AC (w/ louvered sides) 14 SEER from 12 SEER code | 2033 | Technical | GWh | Before Competition Groups | 2.2369 | 0 | 0 | 21069.441 | 0.00010617 | 85 | Commercial_2033_Technical_GWh_Before Competition Groups_85 | Room AC (w/ louvered sides) 14 SEER from 12 SEER code | 0.01062% | 0 | 2.2369 | Commercial_2033_Technical_GWh_Before Competition Groups_Room AC (w/ louvered sides) 14 SEER from 12 SEER code
Commercial | Com ¦ Notched V belts for HVAC Systems | 2033 | Economic | GWh | Before Competition Groups | 1.5786 | 0 | 0 | 15148.7556 | 0.00010421 | 66 | Commercial_2033_Economic_GWh_Before Competition Groups_66 | Notched V belts for HVAC Systems | 0.01042% | 0 | 1.5786 | Commercial_2033_Economic_GWh_Before Competition Groups_Notched V belts for HVAC Systems
Commercial | Com ¦ Auto Off Time Switch or Time Clock control | 2033 | Achievable | GWh | Before Competition Groups | 0.97312 | 0 | 0 | 9508.8225 | 0.00010234 | 58 | Commercial_2033_Achievable_GWh_Before Competition Groups_58 | Auto Off Time Switch or Time Clock control | 0.01023% | 0 | 0.97312 | Commercial_2033_Achievable_GWh_Before Competition Groups_Auto Off Time Switch or Time Clock control
Commercial | Com ¦ CEE Tier 2/Energy Star Clothes Washers | 2033 | Achievable | GWh | Before Competition Groups | 0.95835 | 0 | 0 | 9508.8225 | 0.00010079 | 59 | Commercial_2033_Achievable_GWh_Before Competition Groups_59 | CEE Tier 2/Energy Star Clothes Washers | 0.01008% | 0 | 0.95835 | Commercial_2033_Achievable_GWh_Before Competition Groups_CEE Tier 2/Energy Star Clothes Washers
Commercial | Com ¦ PTAC (12 EER/10,000 BTU) | 2033 | Technical | GWh | Before Competition Groups | 2.0438 | 0 | 0 | 21069.441 | 9.7004e-05 | 86 | Commercial_2033_Technical_GWh_Before Competition Groups_86 | PTAC (12 EER/10,000 BTU) | 0.0097% | 0 | 2.0438 | Commercial_2033_Technical_GWh_Before Competition Groups_PTAC (12 EER/10,000 BTU)
Commercial | Com ¦ CEE Tier 2/Energy Star Clothes Washers | 2033 | Economic | GWh | Before Competition Groups | 1.3381 | 0 | 0 | 15148.7556 | 8.8331e-05 | 67 | Commercial_2033_Economic_GWh_Before Competition Groups_67 | CEE Tier 2/Energy Star Clothes Washers | 0.008833% | 0 | 1.3381 | Commercial_2033_Economic_GWh_Before Competition Groups_CEE Tier 2/Energy Star Clothes Washers
Commercial | Com ¦ Auto Off Time Switch or Time Clock control | 2033 | Economic | GWh | Before Competition Groups | 1.3317 | 0 | 0 | 15148.7556 | 8.7907e-05 | 68 | Commercial_2033_Economic_GWh_Before Competition Groups_68 | Auto Off Time Switch or Time Clock control | 0.008791% | 0 | 1.3317 | Commercial_2033_Economic_GWh_Before Competition Groups_Auto Off Time Switch or Time Clock control
Commercial | Com ¦ Commercial Hot Food Holding Cabinets | 2033 | Technical | GWh | Before Competition Groups | 1.8026 | 0 | 0 | 21069.441 | 8.5555e-05 | 87 | Commercial_2033_Technical_GWh_Before Competition Groups_87 | Commercial Hot Food Holding Cabinets | 0.008555% | 0 | 1.8026 | Commercial_2033_Technical_GWh_Before Competition Groups_Commercial Hot Food Holding Cabinets
Commercial | Com ¦ PTAC (12 EER/10,000 BTU) | 2033 | Achievable | GWh | Before Competition Groups | 0.76728 | 0 | 0 | 9508.8225 | 8.0691e-05 | 60 | Commercial_2033_Achievable_GWh_Before Competition Groups_60 | PTAC (12 EER/10,000 BTU) | 0.008069% | 0 | 0.76728 | Commercial_2033_Achievable_GWh_Before Competition Groups_PTAC (12 EER/10,000 BTU)
Commercial | COM ¦ Ductless Mini-Split Heat Pumps | 2033 | Economic | GWh | Before Competition Groups | 1.1308 | 0 | 0 | 15148.7556 | 7.4646e-05 | 69 | Commercial_2033_Economic_GWh_Before Competition Groups_69 | Ductless Mini-Split Heat Pumps | 0.007465% | 0 | 1.1308 | Commercial_2033_Economic_GWh_Before Competition Groups_Ductless Mini-Split Heat Pumps
Commercial | COM ¦ Ductless Mini-Split Heat Pumps | 2033 | Achievable | GWh | Before Competition Groups | 0.61124 | 0 | 0 | 9508.8225 | 6.4281e-05 | 61 | Commercial_2033_Achievable_GWh_Before Competition Groups_61 | Ductless Mini-Split Heat Pumps | 0.006428% | 0 | 0.61124 | Commercial_2033_Achievable_GWh_Before Competition Groups_Ductless Mini-Split Heat Pumps
Commercial | Com ¦ CEE Tier 2/Energy Star Clothes Washers | 2033 | Technical | GWh | Before Competition Groups | 1.3381 | 0 | 0 | 21069.441 | 6.3509e-05 | 88 | Commercial_2033_Technical_GWh_Before Competition Groups_88 | CEE Tier 2/Energy Star Clothes Washers | 0.006351% | 0 | 1.3381 | Commercial_2033_Technical_GWh_Before Competition Groups_CEE Tier 2/Energy Star Clothes Washers
Commercial | Com ¦ Auto Off Time Switch or Time Clock control | 2033 | Technical | GWh | Before Competition Groups | 1.3317 | 0 | 0 | 21069.441 | 6.3204e-05 | 89 | Commercial_2033_Technical_GWh_Before Competition Groups_89 | Auto Off Time Switch or Time Clock control | 0.00632% | 0 | 1.3317 | Commercial_2033_Technical_GWh_Before Competition Groups_Auto Off Time Switch or Time Clock control
Commercial | Com ¦ Low Flow Pre-Rinse Spray Nozzle | 2033 | Achievable | GWh | Before Competition Groups | 0.54665 | 0 | 0 | 9508.8225 | 5.7489e-05 | 62 | Commercial_2033_Achievable_GWh_Before Competition Groups_62 | Low Flow Pre-Rinse Spray Nozzle | 0.005749% | 0 | 0.54665 | Commercial_2033_Achievable_GWh_Before Competition Groups_Low Flow Pre-Rinse Spray Nozzle
Commercial | Com ¦ Low Flow Pre-Rinse Spray Nozzle | 2033 | Economic | GWh | Before Competition Groups | 0.83558 | 0 | 0 | 15148.7556 | 5.5158e-05 | 70 | Commercial_2033_Economic_GWh_Before Competition Groups_70 | Low Flow Pre-Rinse Spray Nozzle | 0.005516% | 0 | 0.83558 | Commercial_2033_Economic_GWh_Before Competition Groups_Low Flow Pre-Rinse Spray Nozzle
Commercial | COM ¦ Ductless Mini-Split Heat Pumps | 2033 | Technical | GWh | Before Competition Groups | 1.1308 | 0 | 0 | 21069.441 | 5.367e-05 | 90 | Commercial_2033_Technical_GWh_Before Competition Groups_90 | Ductless Mini-Split Heat Pumps | 0.005367% | 0 | 1.1308 | Commercial_2033_Technical_GWh_Before Competition Groups_Ductless Mini-Split Heat Pumps
Commercial | Com ¦ Solar Electric Water Heater (50 Gallon) | 2033 | Technical | GWh | Before Competition Groups | 1.0813 | 0 | 0 | 21069.441 | 5.1319e-05 | 91 | Commercial_2033_Technical_GWh_Before Competition Groups_91 | Solar Electric Water Heater (50 Gallon) | 0.005132% | 0 | 1.0813 | Commercial_2033_Technical_GWh_Before Competition Groups_Solar Electric Water Heater (50 Gallon)
Commercial | Com ¦ Efficient compressor motor | 2033 | Achievable | GWh | Before Competition Groups | 0.48519 | 0 | 0 | 9508.8225 | 5.1026e-05 | 63 | Commercial_2033_Achievable_GWh_Before Competition Groups_63 | Efficient compressor motor | 0.005103% | 0 | 0.48519 | Commercial_2033_Achievable_GWh_Before Competition Groups_Efficient compressor motor
Commercial | Com ¦ LED RECESSED DOWNLIGHTS | 2033 | Economic | GWh | Before Competition Groups | 0.73967 | 0 | 0 | 15148.7556 | 4.8827e-05 | 71 | Commercial_2033_Economic_GWh_Before Competition Groups_71 | LED RECESSED DOWNLIGHTS | 0.004883% | 0 | 0.73967 | Commercial_2033_Economic_GWh_Before Competition Groups_LED RECESSED DOWNLIGHTS
Commercial | Com ¦ LED RECESSED DOWNLIGHTS | 2033 | Achievable | GWh | Before Competition Groups | 0.45445 | 0 | 0 | 9508.8225 | 4.7792e-05 | 64 | Commercial_2033_Achievable_GWh_Before Competition Groups_64 | LED RECESSED DOWNLIGHTS | 0.004779% | 0 | 0.45445 | Commercial_2033_Achievable_GWh_Before Competition Groups_LED RECESSED DOWNLIGHTS
Commercial | Com ¦ Notched V belts for HVAC Systems | 2033 | Achievable | GWh | Before Competition Groups | 0.41935 | 0 | 0 | 9508.8225 | 4.4101e-05 | 65 | Commercial_2033_Achievable_GWh_Before Competition Groups_65 | Notched V belts for HVAC Systems | 0.00441% | 0 | 0.41935 | Commercial_2033_Achievable_GWh_Before Competition Groups_Notched V belts for HVAC Systems
Commercial | Com ¦ HVAC Optimization | 2033 | Technical | GWh | Before Competition Groups | 0.85774 | 0 | 0 | 21069.441 | 4.071e-05 | 92 | Commercial_2033_Technical_GWh_Before Competition Groups_92 | HVAC Optimization | 0.004071% | 0 | 0.85774 | Commercial_2033_Technical_GWh_Before Competition Groups_HVAC Optimization
Commercial | Com ¦ Low Flow Pre-Rinse Spray Nozzle | 2033 | Technical | GWh | Before Competition Groups | 0.83558 | 0 | 0 | 21069.441 | 3.9658e-05 | 93 | Commercial_2033_Technical_GWh_Before Competition Groups_93 | Low Flow Pre-Rinse Spray Nozzle | 0.003966% | 0 | 0.83558 | Commercial_2033_Technical_GWh_Before Competition Groups_Low Flow Pre-Rinse Spray Nozzle
Commercial | Com ¦ High Efficiency Small Instantaneous Water Heater | 2033 | Achievable | GWh | Before Competition Groups | 0.35561 | 0 | 0 | 9508.8225 | 3.7398e-05 | 66 | Commercial_2033_Achievable_GWh_Before Competition Groups_66 | High Efficiency Small Instantaneous Water Heater | 0.00374% | 0 | 0.35561 | Commercial_2033_Achievable_GWh_Before Competition Groups_High Efficiency Small Instantaneous Water Heater
Commercial | Com ¦ Commercial Hot Food Holding Cabinets | 2033 | Economic | GWh | Before Competition Groups | 0.53598 | 0 | 0 | 15148.7556 | 3.5381e-05 | 72 | Commercial_2033_Economic_GWh_Before Competition Groups_72 | Commercial Hot Food Holding Cabinets | 0.003538% | 0 | 0.53598 | Commercial_2033_Economic_GWh_Before Competition Groups_Commercial Hot Food Holding Cabinets
Commercial | Com ¦ HVAC Optimization | 2033 | Economic | GWh | Before Competition Groups | 0.51784 | 0 | 0 | 15148.7556 | 3.4183e-05 | 73 | Commercial_2033_Economic_GWh_Before Competition Groups_73 | HVAC Optimization | 0.003418% | 0 | 0.51784 | Commercial_2033_Economic_GWh_Before Competition Groups_HVAC Optimization
Commercial | Com ¦ HVAC Optimization | 2033 | Achievable | GWh | Before Competition Groups | 0.31922 | 0 | 0 | 9508.8225 | 3.357e-05 | 67 | Commercial_2033_Achievable_GWh_Before Competition Groups_67 | HVAC Optimization | 0.003357% | 0 | 0.31922 | Commercial_2033_Achievable_GWh_Before Competition Groups_HVAC Optimization
Commercial | Com ¦ Commercial Hot Food Holding Cabinets | 2033 | Achievable | GWh | Before Competition Groups | 0.28283 | 0 | 0 | 9508.8225 | 2.9744e-05 | 68 | Commercial_2033_Achievable_GWh_Before Competition Groups_68 | Commercial Hot Food Holding Cabinets | 0.002974% | 0 | 0.28283 | Commercial_2033_Achievable_GWh_Before Competition Groups_Commercial Hot Food Holding Cabinets
Commercial | Com ¦ High Efficiency Chiller (avg of water and air cooled) | 2033 | Technical | GWh | Before Competition Groups | 0.4972 | 0 | 0 | 21069.441 | 2.3598e-05 | 94 | Commercial_2033_Technical_GWh_Before Competition Groups_94 | High Efficiency Chiller (avg of water and air cooled) | 0.00236% | 0 | 0.4972 | Commercial_2033_Technical_GWh_Before Competition Groups_High Efficiency Chiller (avg of water and air cooled)
Commercial | Com ¦ Wall Insulation | 2033 | Economic | GWh | Before Competition Groups | 0.28016 | 0 | 0 | 15148.7556 | 1.8494e-05 | 74 | Commercial_2033_Economic_GWh_Before Competition Groups_74 | Wall Insulation | 0.001849% | 0 | 0.28016 | Commercial_2033_Economic_GWh_Before Competition Groups_Wall Insulation
Commercial | Com ¦ Wall Insulation | 2033 | Achievable | GWh | Before Competition Groups | 0.16734 | 0 | 0 | 9508.8225 | 1.7599e-05 | 69 | Commercial_2033_Achievable_GWh_Before Competition Groups_69 | Wall Insulation | 0.00176% | 0 | 0.16734 | Commercial_2033_Achievable_GWh_Before Competition Groups_Wall Insulation
Commercial | Com ¦ Indoor Daylight Sensors/Photocell Dimming Control | 2033 | Achievable | GWh | Before Competition Groups | 0.14492 | 0 | 0 | 9508.8225 | 1.5241e-05 | 70 | Commercial_2033_Achievable_GWh_Before Competition Groups_70 | Indoor Daylight Sensors/Photocell Dimming Control | 0.001524% | 0 | 0.14492 | Commercial_2033_Achievable_GWh_Before Competition Groups_Indoor Daylight Sensors/Photocell Dimming Control
Commercial | Com ¦ EC Plug Fan for Data Center (under cabinet) | 2033 | Economic | GWh | Before Competition Groups | 0.22961 | 0 | 0 | 15148.7556 | 1.5157e-05 | 75 | Commercial_2033_Economic_GWh_Before Competition Groups_75 | EC Plug Fan for Data Center (under cabinet) | 0.001516% | 0 | 0.22961 | Commercial_2033_Economic_GWh_Before Competition Groups_EC Plug Fan for Data Center (under cabinet)
Commercial | Com ¦ Energy Recovery Ventilation and Ventilation (Enhanced) | 2033 | Achievable | GWh | Before Competition Groups | 0.12433 | 0 | 0 | 9508.8225 | 1.3075e-05 | 71 | Commercial_2033_Achievable_GWh_Before Competition Groups_71 | Energy Recovery Ventilation and Ventilation (Enhanced) | 0.001307% | 0 | 0.12433 | Commercial_2033_Achievable_GWh_Before Competition Groups_Energy Recovery Ventilation and Ventilation (Enhanced)
Commercial | Com ¦ Super-High Efficiency Furnaces (Emerging Tech) | 2033 | Achievable | GWh | Before Competition Groups | 0.11259 | 0 | 0 | 9508.8225 | 1.184e-05 | 72 | Commercial_2033_Achievable_GWh_Before Competition Groups_72 | Super-High Efficiency Furnaces (Emerging Tech) | 0.001184% | 0 | 0.11259 | Commercial_2033_Achievable_GWh_Before Competition Groups_Super-High Efficiency Furnaces (Emerging Tech)
Commercial | Com ¦ EC Plug Fan for Data Center (under cabinet) | 2033 | Technical | GWh | Before Competition Groups | 0.22961 | 0 | 0 | 21069.441 | 1.0898e-05 | 95 | Commercial_2033_Technical_GWh_Before Competition Groups_95 | EC Plug Fan for Data Center (under cabinet) | 0.00109% | 0 | 0.22961 | Commercial_2033_Technical_GWh_Before Competition Groups_EC Plug Fan for Data Center (under cabinet)
Commercial | Com ¦ Super-High Efficiency Furnaces (Emerging Tech) | 2033 | Economic | GWh | Before Competition Groups | 0.14268 | 0 | 0 | 15148.7556 | 9.4184e-06 | 76 | Commercial_2033_Economic_GWh_Before Competition Groups_76 | Super-High Efficiency Furnaces (Emerging Tech) | 0.0009418% | 0 | 0.14268 | Commercial_2033_Economic_GWh_Before Competition Groups_Super-High Efficiency Furnaces (Emerging Tech)
Commercial | Com ¦ eCube | 2033 | Technical | GWh | Before Competition Groups | 0.19386 | 0 | 0 | 21069.441 | 9.2012e-06 | 96 | Commercial_2033_Technical_GWh_Before Competition Groups_96 | eCube | 0.0009201% | 0 | 0.19386 | Commercial_2033_Technical_GWh_Before Competition Groups_eCube
Commercial | Com ¦ Room AC (w/ louvered sides) 14 SEER from 12 SEER code | 2033 | Achievable | GWh | Before Competition Groups | 0.049264 | 0 | 0 | 9508.8225 | 5.1809e-06 | 73 | Commercial_2033_Achievable_GWh_Before Competition Groups_73 | Room AC (w/ louvered sides) 14 SEER from 12 SEER code | 0.0005181% | 0 | 0.049264 | Commercial_2033_Achievable_GWh_Before Competition Groups_Room AC (w/ louvered sides) 14 SEER from 12 SEER code
Commercial | Com ¦ Air Curtains | 2033 | Achievable | GWh | Before Competition Groups | 0.041737 | 0 | 0 | 9508.8225 | 4.3893e-06 | 74 | Commercial_2033_Achievable_GWh_Before Competition Groups_74 | Air Curtains | 0.0004389% | 0 | 0.041737 | Commercial_2033_Achievable_GWh_Before Competition Groups_Air Curtains
Commercial | Com ¦ Room AC (w/ louvered sides) 14 SEER from 12 SEER code | 2033 | Economic | GWh | Before Competition Groups | 0.061308 | 0 | 0 | 15148.7556 | 4.0471e-06 | 77 | Commercial_2033_Economic_GWh_Before Competition Groups_77 | Room AC (w/ louvered sides) 14 SEER from 12 SEER code | 0.0004047% | 0 | 0.061308 | Commercial_2033_Economic_GWh_Before Competition Groups_Room AC (w/ louvered sides) 14 SEER from 12 SEER code
Commercial | Com ¦ EC Plug Fan for Data Center (under cabinet) | 2033 | Achievable | GWh | Before Competition Groups | 0.036846 | 0 | 0 | 9508.8225 | 3.8749e-06 | 75 | Commercial_2033_Achievable_GWh_Before Competition Groups_75 | EC Plug Fan for Data Center (under cabinet) | 0.0003875% | 0 | 0.036846 | Commercial_2033_Achievable_GWh_Before Competition Groups_EC Plug Fan for Data Center (under cabinet)
Commercial | Com ¦ Air Curtains | 2033 | Economic | GWh | Before Competition Groups | 0.054255 | 0 | 0 | 15148.7556 | 3.5815e-06 | 78 | Commercial_2033_Economic_GWh_Before Competition Groups_78 | Air Curtains | 0.0003581% | 0 | 0.054255 | Commercial_2033_Economic_GWh_Before Competition Groups_Air Curtains
Commercial | Com ¦ Exterior Photocell | 2033 | Technical | GWh | Before Competition Groups | 0.06724 | 0 | 0 | 21069.441 | 3.1914e-06 | 97 | Commercial_2033_Technical_GWh_Before Competition Groups_97 | Exterior Photocell | 0.0003191% | 0 | 0.06724 | Commercial_2033_Technical_GWh_Before Competition Groups_Exterior Photocell
Commercial | Com ¦ VSD Air Compressor | 2033 | Achievable | GWh | Before Competition Groups | 0.027418 | 0 | 0 | 9508.8225 | 2.8834e-06 | 76 | Commercial_2033_Achievable_GWh_Before Competition Groups_76 | VSD Air Compressor | 0.0002883% | 0 | 0.027418 | Commercial_2033_Achievable_GWh_Before Competition Groups_VSD Air Compressor
Commercial | Com ¦ VSD Air Compressor | 2033 | Economic | GWh | Before Competition Groups | 0.042238 | 0 | 0 | 15148.7556 | 2.7882e-06 | 79 | Commercial_2033_Economic_GWh_Before Competition Groups_79 | VSD Air Compressor | 0.0002788% | 0 | 0.042238 | Commercial_2033_Economic_GWh_Before Competition Groups_VSD Air Compressor
Commercial | Com ¦ Air Curtains | 2033 | Technical | GWh | Before Competition Groups | 0.054255 | 0 | 0 | 21069.441 | 2.575e-06 | 98 | Commercial_2033_Technical_GWh_Before Competition Groups_98 | Air Curtains | 0.0002575% | 0 | 0.054255 | Commercial_2033_Technical_GWh_Before Competition Groups_Air Curtains
Commercial | Com ¦ High Efficiency Chiller (avg of water and air cooled) | 2033 | Achievable | GWh | Before Competition Groups | 0.020223 | 0 | 0 | 9508.8225 | 2.1267e-06 | 77 | Commercial_2033_Achievable_GWh_Before Competition Groups_77 | High Efficiency Chiller (avg of water and air cooled) | 0.0002127% | 0 | 0.020223 | Commercial_2033_Achievable_GWh_Before Competition Groups_High Efficiency Chiller (avg of water and air cooled)
Commercial | Com ¦ VSD Air Compressor | 2033 | Technical | GWh | Before Competition Groups | 0.042238 | 0 | 0 | 21069.441 | 2.0047e-06 | 99 | Commercial_2033_Technical_GWh_Before Competition Groups_99 | VSD Air Compressor | 0.0002005% | 0 | 0.042238 | Commercial_2033_Technical_GWh_Before Competition Groups_VSD Air Compressor
Commercial | Com ¦ High Efficiency Chiller (avg of water and air cooled) | 2033 | Economic | GWh | Before Competition Groups | 0.028367 | 0 | 0 | 15148.7556 | 1.8725e-06 | 80 | Commercial_2033_Economic_GWh_Before Competition Groups_80 | High Efficiency Chiller (avg of water and air cooled) | 0.0001873% | 0 | 0.028367 | Commercial_2033_Economic_GWh_Before Competition Groups_High Efficiency Chiller (avg of water and air cooled)
Commercial | Com ¦ High Efficiency Induction Cooking | 2033 | Technical | GWh | Before Competition Groups | 0.0080296 | 0 | 0 | 21069.441 | 3.811e-07 | 100 | Commercial_2033_Technical_GWh_Before Competition Groups_100 | High Efficiency Induction Cooking | 3.811e-05% | 0 | 0.0080296 | Commercial_2033_Technical_GWh_Before Competition Groups_High Efficiency Induction Cooking
Commercial | Com ¦ Electric Convection Combination Ovens | 2033 | Achievable | GWh | Before Competition Groups | 0.0026593 | 0 | 0 | 9508.8225 | 2.7966e-07 | 78 | Commercial_2033_Achievable_GWh_Before Competition Groups_78 | Electric Convection Combination Ovens | 2.797e-05% | 0 | 0.0026593 | Commercial_2033_Achievable_GWh_Before Competition Groups_Electric Convection Combination Ovens
Commercial | Com ¦ Electric Convection Combination Ovens | 2033 | Economic | GWh | Before Competition Groups | 0.0034243 | 0 | 0 | 15148.7556 | 2.2605e-07 | 81 | Commercial_2033_Economic_GWh_Before Competition Groups_81 | Electric Convection Combination Ovens | 2.26e-05% | 0 | 0.0034243 | Commercial_2033_Economic_GWh_Before Competition Groups_Electric Convection Combination Ovens
Commercial | Com ¦ Electric Convection Combination Ovens | 2033 | Technical | GWh | Before Competition Groups | 0.0034243 | 0 | 0 | 21069.441 | 1.6252e-07 | 101 | Commercial_2033_Technical_GWh_Before Competition Groups_101 | Electric Convection Combination Ovens | 1.625e-05% | 0 | 0.0034243 | Commercial_2033_Technical_GWh_Before Competition Groups_Electric Convection Combination Ovens
Commercial | Com ¦ LLLC - Low Impact Application | 2033 | Achievable | GWh | Before Competition Groups | 6.869e-19 | 0 | 0 | 9508.8225 | 7.2238e-23 | 79 | Commercial_2033_Achievable_GWh_Before Competition Groups_79 | LLLC - Low Impact Application | 7.224e-21% | 0 | 6.869e-19 | Commercial_2033_Achievable_GWh_Before Competition Groups_LLLC - Low Impact Application
Commercial | Com ¦ LLLC - High Impact Application | 2033 | Achievable | GWh | Before Competition Groups | 3.3119e-19 | 0 | 0 | 9508.8225 | 3.483e-23 | 80 | Commercial_2033_Achievable_GWh_Before Competition Groups_80 | LLLC - High Impact Application | 3.483e-21% | 0 | 3.3119e-19 | Commercial_2033_Achievable_GWh_Before Competition Groups_LLLC - High Impact Application
Commercial | Com ¦ Networked/Connected - High Impact Application | 2033 | Achievable | GWh | Before Competition Groups | 5.1728e-21 | 0 | 0 | 9508.8225 | 5.44e-25 | 81 | Commercial_2033_Achievable_GWh_Before Competition Groups_81 | Networked/Connected - High Impact Application | 5.44e-23% | 0 | 5.1728e-21 | Commercial_2033_Achievable_GWh_Before Competition Groups_Networked/Connected - High Impact Application
Commercial | Com ¦ Networked/Connected - Low Impact Application | 2033 | Achievable | GWh | Before Competition Groups | 2.8771e-21 | 0 | 0 | 9508.8225 | 3.0257e-25 | 82 | Commercial_2033_Achievable_GWh_Before Competition Groups_82 | Networked/Connected - Low Impact Application | 3.026e-23% | 0 | 2.8771e-21 | Commercial_2033_Achievable_GWh_Before Competition Groups_Networked/Connected - Low Impact Application
Commercial | Com ¦ Ground Source Heat Pump | 2033 | Achievable | GWh | Before Competition Groups | 0 | 0 | 0 | 9508.8225 | 0 | 83 | Commercial_2033_Achievable_GWh_Before Competition Groups_83 | Ground Source Heat Pump | 0% | 0 | 0 | Commercial_2033_Achievable_GWh_Before Competition Groups_Ground Source Heat Pump
Commercial | Com ¦ Ground Source Heat Pump | 2033 | Economic | GWh | Before Competition Groups | 0 | 0 | 0 | 15148.7556 | 0 | 82 | Commercial_2033_Economic_GWh_Before Competition Groups_82 | Ground Source Heat Pump | 0% | 0 | 0 | Commercial_2033_Economic_GWh_Before Competition Groups_Ground Source Heat Pump
Commercial | Com ¦ High R-Value Glass Doors/no-heat glass door | 2033 | Achievable | GWh | Before Competition Groups | 0 | 0 | 0 | 9508.8225 | 0 | 84 | Commercial_2033_Achievable_GWh_Before Competition Groups_84 | High R-Value Glass Doors/no-heat glass door | 0% | 0 | 0 | Commercial_2033_Achievable_GWh_Before Competition Groups_High R-Value Glass Doors/no-heat glass door
Commercial | Com ¦ High R-Value Glass Doors/no-heat glass door | 2033 | Economic | GWh | Before Competition Groups | 0 | 0 | 0 | 15148.7556 | 0 | 83 | Commercial_2033_Economic_GWh_Before Competition Groups_83 | High R-Value Glass Doors/no-heat glass door | 0% | 0 | 0 | Commercial_2033_Economic_GWh_Before Competition Groups_High R-Value Glass Doors/no-heat glass door
Commercial | Com ¦ HOTEL OCCUPANCY CONTROLS (HVAC + LIGHTING) | 2033 | Achievable | GWh | Before Competition Groups | 0 | 0 | 0 | 9508.8225 | 0 | 85 | Commercial_2033_Achievable_GWh_Before Competition Groups_85 | HOTEL OCCUPANCY CONTROLS (HVAC + LIGHTING) | 0% | 0 | 0 | Commercial_2033_Achievable_GWh_Before Competition Groups_HOTEL OCCUPANCY CONTROLS (HVAC + LIGHTING)
Commercial | Com ¦ HOTEL OCCUPANCY CONTROLS (HVAC + LIGHTING) | 2033 | Economic | GWh | Before Competition Groups | 0 | 0 | 0 | 15148.7556 | 0 | 84 | Commercial_2033_Economic_GWh_Before Competition Groups_84 | HOTEL OCCUPANCY CONTROLS (HVAC + LIGHTING) | 0% | 0 | 0 | Commercial_2033_Economic_GWh_Before Competition Groups_HOTEL OCCUPANCY CONTROLS (HVAC + LIGHTING)
Commercial | Com ¦ Refrigeration Commissioning | 2033 | Achievable | GWh | Before Competition Groups | 0 | 0 | 0 | 9508.8225 | 0 | 86 | Commercial_2033_Achievable_GWh_Before Competition Groups_86 | Refrigeration Commissioning | 0% | 0 | 0 | Commercial_2033_Achievable_GWh_Before Competition Groups_Refrigeration Commissioning
Commercial | Com ¦ Refrigeration Commissioning | 2033 | Economic | GWh | Before Competition Groups | 0 | 0 | 0 | 15148.7556 | 0 | 85 | Commercial_2033_Economic_GWh_Before Competition Groups_85 | Refrigeration Commissioning | 0% | 0 | 0 | Commercial_2033_Economic_GWh_Before Competition Groups_Refrigeration Commissioning
Commercial | Com ¦ Roof Insulation/Ceiling Insulation (R25 Code to R35) | 2033 | Achievable | GWh | Before Competition Groups | 0 | 0 | 0 | 9508.8225 | 0 | 87 | Commercial_2033_Achievable_GWh_Before Competition Groups_87 | Roof Insulation/Ceiling Insulation (R25 Code to R35) | 0% | 0 | 0 | Commercial_2033_Achievable_GWh_Before Competition Groups_Roof Insulation/Ceiling Insulation (R25 Code to R35)
Commercial | Com ¦ Roof Insulation/Ceiling Insulation (R25 Code to R35) | 2033 | Economic | GWh | Before Competition Groups | 0 | 0 | 0 | 15148.7556 | 0 | 86 | Commercial_2033_Economic_GWh_Before Competition Groups_86 | Roof Insulation/Ceiling Insulation (R25 Code to R35) | 0% | 0 | 0 | Commercial_2033_Economic_GWh_Before Competition Groups_Roof Insulation/Ceiling Insulation (R25 Code to R35)
Commercial | Com ¦ SYNCHRONOUS BELT | 2033 | Achievable | GWh | Before Competition Groups | 0 | 0 | 0 | 9508.8225 | 0 | 88 | Commercial_2033_Achievable_GWh_Before Competition Groups_88 | SYNCHRONOUS BELT | 0% | 0 | 0 | Commercial_2033_Achievable_GWh_Before Competition Groups_SYNCHRONOUS BELT
Commercial | Com ¦ SYNCHRONOUS BELT | 2033 | Economic | GWh | Before Competition Groups | 0 | 0 | 0 | 15148.7556 | 0 | 87 | Commercial_2033_Economic_GWh_Before Competition Groups_87 | SYNCHRONOUS BELT | 0% | 0 | 0 | Commercial_2033_Economic_GWh_Before Competition Groups_SYNCHRONOUS BELT
Commercial | Com ¦ Building Recommissioning, Operations and Maintenance (O&M) Improvements | 2034 | Economic | GWh | Before Competition Groups | 2161.5633 | 0 | 0 | 15522.7874 | 0.13925 | 1 | Commercial_2034_Economic_GWh_Before Competition Groups_1 | Building Recommissioning, Operations and Maintenance (O&M) Improvements | 13.93% | 0 | 2161.5633 | Commercial_2034_Economic_GWh_Before Competition Groups_Building Recommissioning, Operations and Maintenance (O&M) Improvements
Commercial | Com ¦ LED Low/High Bay | 2034 | Achievable | GWh | Before Competition Groups | 1078.4468 | 0 | 0 | 10227.5447 | 0.10545 | 1 | Commercial_2034_Achievable_GWh_Before Competition Groups_1 | LED Low/High Bay | 10.54% | 0 | 1078.4468 | Commercial_2034_Achievable_GWh_Before Competition Groups_LED Low/High Bay
Commercial | Com ¦ Building Recommissioning, Operations and Maintenance (O&M) Improvements | 2034 | Technical | GWh | Before Competition Groups | 2161.5633 | 0 | 0 | 21195.6309 | 0.10198 | 1 | Commercial_2034_Technical_GWh_Before Competition Groups_1 | Building Recommissioning, Operations and Maintenance (O&M) Improvements | 10.2% | 0 | 2161.5633 | Commercial_2034_Technical_GWh_Before Competition Groups_Building Recommissioning, Operations and Maintenance (O&M) Improvements
Commercial | Com ¦ LED Troffer/Surface/Suspended | 2034 | Achievable | GWh | Before Competition Groups | 952.8687 | 0 | 0 | 10227.5447 | 0.093167 | 2 | Commercial_2034_Achievable_GWh_Before Competition Groups_2 | LED Troffer/Surface/Suspended | 9.317% | 0 | 952.8687 | Commercial_2034_Achievable_GWh_Before Competition Groups_LED Troffer/Surface/Suspended
Commercial | Com ¦ ENERGY STAR LED LAMPS (REFLECTOR LAMPs/MR16/PAR 16) | 2034 | Achievable | GWh | Before Competition Groups | 943.7874 | 0 | 0 | 10227.5447 | 0.092279 | 3 | Commercial_2034_Achievable_GWh_Before Competition Groups_3 | ENERGY STAR LED LAMPS (REFLECTOR LAMPs/MR16/PAR 16) | 9.228% | 0 | 943.7874 | Commercial_2034_Achievable_GWh_Before Competition Groups_ENERGY STAR LED LAMPS (REFLECTOR LAMPs/MR16/PAR 16)
Commercial | Com ¦ LED Low/High Bay | 2034 | Economic | GWh | Before Competition Groups | 1304.4219 | 0 | 0 | 15522.7874 | 0.084033 | 2 | Commercial_2034_Economic_GWh_Before Competition Groups_2 | LED Low/High Bay | 8.403% | 0 | 1304.4219 | Commercial_2034_Economic_GWh_Before Competition Groups_LED Low/High Bay
Commercial | Com ¦ Building Recommissioning, Operations and Maintenance (O&M) Improvements | 2034 | Achievable | GWh | Before Competition Groups | 825.127 | 0 | 0 | 10227.5447 | 0.080677 | 4 | Commercial_2034_Achievable_GWh_Before Competition Groups_4 | Building Recommissioning, Operations and Maintenance (O&M) Improvements | 8.068% | 0 | 825.127 | Commercial_2034_Achievable_GWh_Before Competition Groups_Building Recommissioning, Operations and Maintenance (O&M) Improvements
Commercial | Com ¦ Central Lighting Control System | 2034 | Technical | GWh | Before Competition Groups | 1508.512 | 0 | 0 | 21195.6309 | 0.071171 | 2 | Commercial_2034_Technical_GWh_Before Competition Groups_2 | Central Lighting Control System | 7.117% | 0 | 1508.512 | Commercial_2034_Technical_GWh_Before Competition Groups_Central Lighting Control System
Commercial | Com ¦ LED Troffer/Surface/Suspended | 2034 | Economic | GWh | Before Competition Groups | 1046.1235 | 0 | 0 | 15522.7874 | 0.067393 | 3 | Commercial_2034_Economic_GWh_Before Competition Groups_3 | LED Troffer/Surface/Suspended | 6.739% | 0 | 1046.1235 | Commercial_2034_Economic_GWh_Before Competition Groups_LED Troffer/Surface/Suspended
Commercial | Com ¦ ENERGY STAR LED LAMPS (REFLECTOR LAMPs/MR16/PAR 16) | 2034 | Economic | GWh | Before Competition Groups | 1038.1408 | 0 | 0 | 15522.7874 | 0.066879 | 4 | Commercial_2034_Economic_GWh_Before Competition Groups_4 | ENERGY STAR LED LAMPS (REFLECTOR LAMPs/MR16/PAR 16) | 6.688% | 0 | 1038.1408 | Commercial_2034_Economic_GWh_Before Competition Groups_ENERGY STAR LED LAMPS (REFLECTOR LAMPs/MR16/PAR 16)
Commercial | Com ¦ Education and Capacity Building/Energy Behavior | 2034 | Achievable | GWh | Before Competition Groups | 657.8342 | 0 | 0 | 10227.5447 | 0.06432 | 5 | Commercial_2034_Achievable_GWh_Before Competition Groups_5 | Education and Capacity Building/Energy Behavior | 6.432% | 0 | 657.8342 | Commercial_2034_Achievable_GWh_Before Competition Groups_Education and Capacity Building/Energy Behavior
Commercial | Com ¦ LED Low/High Bay | 2034 | Technical | GWh | Before Competition Groups | 1304.4219 | 0 | 0 | 21195.6309 | 0.061542 | 3 | Commercial_2034_Technical_GWh_Before Competition Groups_3 | LED Low/High Bay | 6.154% | 0 | 1304.4219 | Commercial_2034_Technical_GWh_Before Competition Groups_LED Low/High Bay
Commercial | Com ¦ LED EXTERIOR AREA LIGHTS - LED fixture (200W) | 2034 | Achievable | GWh | Before Competition Groups | 567.8341 | 0 | 0 | 10227.5447 | 0.05552 | 6 | Commercial_2034_Achievable_GWh_Before Competition Groups_6 | LED EXTERIOR AREA LIGHTS - LED fixture (200W) | 5.552% | 0 | 567.8341 | Commercial_2034_Achievable_GWh_Before Competition Groups_LED EXTERIOR AREA LIGHTS - LED fixture (200W)
Commercial | Com ¦ LED parking lot fixture | 2034 | Achievable | GWh | Before Competition Groups | 541.0882 | 0 | 0 | 10227.5447 | 0.052905 | 7 | Commercial_2034_Achievable_GWh_Before Competition Groups_7 | LED parking lot fixture | 5.29% | 0 | 541.0882 | Commercial_2034_Achievable_GWh_Before Competition Groups_LED parking lot fixture
Commercial | Com ¦ Furnace Tune-Up | 2034 | Achievable | GWh | Before Competition Groups | 537.1098 | 0 | 0 | 10227.5447 | 0.052516 | 8 | Commercial_2034_Achievable_GWh_Before Competition Groups_8 | Furnace Tune-Up | 5.252% | 0 | 537.1098 | Commercial_2034_Achievable_GWh_Before Competition Groups_Furnace Tune-Up
Commercial | Com ¦ Education and Capacity Building/Energy Behavior | 2034 | Economic | GWh | Before Competition Groups | 806.5322 | 0 | 0 | 15522.7874 | 0.051958 | 5 | Commercial_2034_Economic_GWh_Before Competition Groups_5 | Education and Capacity Building/Energy Behavior | 5.196% | 0 | 806.5322 | Commercial_2034_Economic_GWh_Before Competition Groups_Education and Capacity Building/Energy Behavior
Commercial | Com ¦ LLLC - High Impact Application | 2034 | Economic | GWh | Before Competition Groups | 790.7984 | 0 | 0 | 15522.7874 | 0.050944 | 6 | Commercial_2034_Economic_GWh_Before Competition Groups_6 | LLLC - High Impact Application | 5.094% | 0 | 790.7984 | Commercial_2034_Economic_GWh_Before Competition Groups_LLLC - High Impact Application
Commercial | Com ¦ ENERGY STAR LED LAMPS (REFLECTOR LAMPs/MR16/PAR 16) | 2034 | Technical | GWh | Before Competition Groups | 1050.9555 | 0 | 0 | 21195.6309 | 0.049584 | 4 | Commercial_2034_Technical_GWh_Before Competition Groups_4 | ENERGY STAR LED LAMPS (REFLECTOR LAMPs/MR16/PAR 16) | 4.958% | 0 | 1050.9555 | Commercial_2034_Technical_GWh_Before Competition Groups_ENERGY STAR LED LAMPS (REFLECTOR LAMPs/MR16/PAR 16)
Commercial | Com ¦ LED Troffer/Surface/Suspended | 2034 | Technical | GWh | Before Competition Groups | 1046.1235 | 0 | 0 | 21195.6309 | 0.049356 | 5 | Commercial_2034_Technical_GWh_Before Competition Groups_5 | LED Troffer/Surface/Suspended | 4.936% | 0 | 1046.1235 | Commercial_2034_Technical_GWh_Before Competition Groups_LED Troffer/Surface/Suspended
Commercial | Com ¦ LED Replacement Lamp (Tube) | 2034 | Achievable | GWh | Before Competition Groups | 482.7625 | 0 | 0 | 10227.5447 | 0.047202 | 9 | Commercial_2034_Achievable_GWh_Before Competition Groups_9 | LED Replacement Lamp (Tube) | 4.72% | 0 | 482.7625 | Commercial_2034_Achievable_GWh_Before Competition Groups_LED Replacement Lamp (Tube)
Commercial | Com ¦ LLLC - Low Impact Application | 2034 | Technical | GWh | Before Competition Groups | 901.2885 | 0 | 0 | 21195.6309 | 0.042522 | 6 | Commercial_2034_Technical_GWh_Before Competition Groups_6 | LLLC - Low Impact Application | 4.252% | 0 | 901.2885 | Commercial_2034_Technical_GWh_Before Competition Groups_LLLC - Low Impact Application
Commercial | Com ¦ LLLC - High Impact Application | 2034 | Technical | GWh | Before Competition Groups | 895.6893 | 0 | 0 | 21195.6309 | 0.042258 | 7 | Commercial_2034_Technical_GWh_Before Competition Groups_7 | LLLC - High Impact Application | 4.226% | 0 | 895.6893 | Commercial_2034_Technical_GWh_Before Competition Groups_LLLC - High Impact Application
Commercial | Com ¦ LED EXTERIOR AREA LIGHTS - LED fixture (200W) | 2034 | Economic | GWh | Before Competition Groups | 641.1481 | 0 | 0 | 15522.7874 | 0.041304 | 7 | Commercial_2034_Economic_GWh_Before Competition Groups_7 | LED EXTERIOR AREA LIGHTS - LED fixture (200W) | 4.13% | 0 | 641.1481 | Commercial_2034_Economic_GWh_Before Competition Groups_LED EXTERIOR AREA LIGHTS - LED fixture (200W)
Commercial | Com ¦ LED parking lot fixture | 2034 | Economic | GWh | Before Competition Groups | 608.4312 | 0 | 0 | 15522.7874 | 0.039196 | 8 | Commercial_2034_Economic_GWh_Before Competition Groups_8 | LED parking lot fixture | 3.92% | 0 | 608.4312 | Commercial_2034_Economic_GWh_Before Competition Groups_LED parking lot fixture
Commercial | Com ¦ Networked/Connected - High Impact Application | 2034 | Technical | GWh | Before Competition Groups | 809.5695 | 0 | 0 | 21195.6309 | 0.038195 | 8 | Commercial_2034_Technical_GWh_Before Competition Groups_8 | Networked/Connected - High Impact Application | 3.82% | 0 | 809.5695 | Commercial_2034_Technical_GWh_Before Competition Groups_Networked/Connected - High Impact Application
Commercial | Com ¦ Education and Capacity Building/Energy Behavior | 2034 | Technical | GWh | Before Competition Groups | 806.5322 | 0 | 0 | 21195.6309 | 0.038052 | 9 | Commercial_2034_Technical_GWh_Before Competition Groups_9 | Education and Capacity Building/Energy Behavior | 3.805% | 0 | 806.5322 | Commercial_2034_Technical_GWh_Before Competition Groups_Education and Capacity Building/Energy Behavior
Commercial | Com ¦ LED Replacement Lamp (Tube) | 2034 | Economic | GWh | Before Competition Groups | 584.9668 | 0 | 0 | 15522.7874 | 0.037684 | 9 | Commercial_2034_Economic_GWh_Before Competition Groups_9 | LED Replacement Lamp (Tube) | 3.768% | 0 | 584.9668 | Commercial_2034_Economic_GWh_Before Competition Groups_LED Replacement Lamp (Tube)
Commercial | Com ¦ Furnace Tune-Up | 2034 | Economic | GWh | Before Competition Groups | 572.0104 | 0 | 0 | 15522.7874 | 0.03685 | 10 | Commercial_2034_Economic_GWh_Before Competition Groups_10 | Furnace Tune-Up | 3.685% | 0 | 572.0104 | Commercial_2034_Economic_GWh_Before Competition Groups_Furnace Tune-Up
Commercial | Com ¦ Networked/Connected - Low Impact Application | 2034 | Technical | GWh | Before Competition Groups | 774.9207 | 0 | 0 | 21195.6309 | 0.03656 | 10 | Commercial_2034_Technical_GWh_Before Competition Groups_10 | Networked/Connected - Low Impact Application | 3.656% | 0 | 774.9207 | Commercial_2034_Technical_GWh_Before Competition Groups_Networked/Connected - Low Impact Application
Commercial | Com ¦ High Efficiency Air Source Heat Pump | 2034 | Economic | GWh | Before Competition Groups | 542.0298 | 0 | 0 | 15522.7874 | 0.034918 | 11 | Commercial_2034_Economic_GWh_Before Competition Groups_11 | High Efficiency Air Source Heat Pump | 3.492% | 0 | 542.0298 | Commercial_2034_Economic_GWh_Before Competition Groups_High Efficiency Air Source Heat Pump
Commercial | Com ¦ LED street light fixture | 2034 | Achievable | GWh | Before Competition Groups | 351.3198 | 0 | 0 | 10227.5447 | 0.03435 | 10 | Commercial_2034_Achievable_GWh_Before Competition Groups_10 | LED street light fixture | 3.435% | 0 | 351.3198 | Commercial_2034_Achievable_GWh_Before Competition Groups_LED street light fixture
Commercial | Com ¦ LED EXTERIOR AREA LIGHTS - LED fixture (200W) | 2034 | Technical | GWh | Before Competition Groups | 641.1481 | 0 | 0 | 21195.6309 | 0.030249 | 11 | Commercial_2034_Technical_GWh_Before Competition Groups_11 | LED EXTERIOR AREA LIGHTS - LED fixture (200W) | 3.025% | 0 | 641.1481 | Commercial_2034_Technical_GWh_Before Competition Groups_LED EXTERIOR AREA LIGHTS - LED fixture (200W)
Commercial | Com ¦ LED parking lot fixture | 2034 | Technical | GWh | Before Competition Groups | 608.4312 | 0 | 0 | 21195.6309 | 0.028705 | 12 | Commercial_2034_Technical_GWh_Before Competition Groups_12 | LED parking lot fixture | 2.871% | 0 | 608.4312 | Commercial_2034_Technical_GWh_Before Competition Groups_LED parking lot fixture
Commercial | Com ¦ LED Replacement Lamp (Tube) | 2034 | Technical | GWh | Before Competition Groups | 584.9668 | 0 | 0 | 21195.6309 | 0.027598 | 13 | Commercial_2034_Technical_GWh_Before Competition Groups_13 | LED Replacement Lamp (Tube) | 2.76% | 0 | 584.9668 | Commercial_2034_Technical_GWh_Before Competition Groups_LED Replacement Lamp (Tube)
Commercial | Com ¦ Furnace Tune-Up | 2034 | Technical | GWh | Before Competition Groups | 572.0104 | 0 | 0 | 21195.6309 | 0.026987 | 14 | Commercial_2034_Technical_GWh_Before Competition Groups_14 | Furnace Tune-Up | 2.699% | 0 | 572.0104 | Commercial_2034_Technical_GWh_Before Competition Groups_Furnace Tune-Up
Commercial | Com ¦ Networked/Connected - High Impact Application | 2034 | Economic | GWh | Before Competition Groups | 416.2736 | 0 | 0 | 15522.7874 | 0.026817 | 12 | Commercial_2034_Economic_GWh_Before Competition Groups_12 | Networked/Connected - High Impact Application | 2.682% | 0 | 416.2736 | Commercial_2034_Economic_GWh_Before Competition Groups_Networked/Connected - High Impact Application
Commercial | Com ¦ LED street light fixture | 2034 | Economic | GWh | Before Competition Groups | 399.4763 | 0 | 0 | 15522.7874 | 0.025735 | 13 | Commercial_2034_Economic_GWh_Before Competition Groups_13 | LED street light fixture | 2.573% | 0 | 399.4763 | Commercial_2034_Economic_GWh_Before Competition Groups_LED street light fixture
Commercial | Com ¦ High Efficiency Air Source Heat Pump | 2034 | Technical | GWh | Before Competition Groups | 542.0298 | 0 | 0 | 21195.6309 | 0.025573 | 15 | Commercial_2034_Technical_GWh_Before Competition Groups_15 | High Efficiency Air Source Heat Pump | 2.557% | 0 | 542.0298 | Commercial_2034_Technical_GWh_Before Competition Groups_High Efficiency Air Source Heat Pump
Commercial | Com ¦ Smart Strip Plug Outlets | 2034 | Technical | GWh | Before Competition Groups | 534.5952 | 0 | 0 | 21195.6309 | 0.025222 | 16 | Commercial_2034_Technical_GWh_Before Competition Groups_16 | Smart Strip Plug Outlets | 2.522% | 0 | 534.5952 | Commercial_2034_Technical_GWh_Before Competition Groups_Smart Strip Plug Outlets
Commercial | Com ¦ Data Center Storage/Server Virtualization | 2034 | Achievable | GWh | Before Competition Groups | 232.7109 | 0 | 0 | 10227.5447 | 0.022753 | 11 | Commercial_2034_Achievable_GWh_Before Competition Groups_11 | Data Center Storage/Server Virtualization | 2.275% | 0 | 232.7109 | Commercial_2034_Achievable_GWh_Before Competition Groups_Data Center Storage/Server Virtualization
Commercial | Com ¦ Variable Refrigerant Flow Heat Pump | 2034 | Technical | GWh | Before Competition Groups | 468.1851 | 0 | 0 | 21195.6309 | 0.022089 | 17 | Commercial_2034_Technical_GWh_Before Competition Groups_17 | Variable Refrigerant Flow Heat Pump | 2.209% | 0 | 468.1851 | Commercial_2034_Technical_GWh_Before Competition Groups_Variable Refrigerant Flow Heat Pump
Commercial | Com ¦ Advanced BAS/Controllers | 2034 | Economic | GWh | Before Competition Groups | 338.5669 | 0 | 0 | 15522.7874 | 0.021811 | 14 | Commercial_2034_Economic_GWh_Before Competition Groups_14 | Advanced BAS/Controllers | 2.181% | 0 | 338.5669 | Commercial_2034_Economic_GWh_Before Competition Groups_Advanced BAS/Controllers
Commercial | Com ¦ Strip Curtains | 2034 | Achievable | GWh | Before Competition Groups | 218.1384 | 0 | 0 | 10227.5447 | 0.021329 | 12 | Commercial_2034_Achievable_GWh_Before Competition Groups_12 | Strip Curtains | 2.133% | 0 | 218.1384 | Commercial_2034_Achievable_GWh_Before Competition Groups_Strip Curtains
Commercial | Com ¦ Refrigerated Display Case Doors | 2034 | Achievable | GWh | Before Competition Groups | 217.1788 | 0 | 0 | 10227.5447 | 0.021235 | 13 | Commercial_2034_Achievable_GWh_Before Competition Groups_13 | Refrigerated Display Case Doors | 2.123% | 0 | 217.1788 | Commercial_2034_Achievable_GWh_Before Competition Groups_Refrigerated Display Case Doors
Commercial | Com ¦ Reach-in Shaded Pole to ECM/PSC Evaporator Fan Motor | 2034 | Achievable | GWh | Before Competition Groups | 207.5629 | 0 | 0 | 10227.5447 | 0.020294 | 14 | Commercial_2034_Achievable_GWh_Before Competition Groups_14 | Reach-in Shaded Pole to ECM/PSC Evaporator Fan Motor | 2.029% | 0 | 207.5629 | Commercial_2034_Achievable_GWh_Before Competition Groups_Reach-in Shaded Pole to ECM/PSC Evaporator Fan Motor
Commercial | Com ¦ Data Center Storage/Server Virtualization | 2034 | Economic | GWh | Before Competition Groups | 308.9978 | 0 | 0 | 15522.7874 | 0.019906 | 15 | Commercial_2034_Economic_GWh_Before Competition Groups_15 | Data Center Storage/Server Virtualization | 1.991% | 0 | 308.9978 | Commercial_2034_Economic_GWh_Before Competition Groups_Data Center Storage/Server Virtualization
Commercial | Com ¦ Demand Control Ventilation | 2034 | Economic | GWh | Before Competition Groups | 306.334 | 0 | 0 | 15522.7874 | 0.019734 | 16 | Commercial_2034_Economic_GWh_Before Competition Groups_16 | Demand Control Ventilation | 1.973% | 0 | 306.334 | Commercial_2034_Economic_GWh_Before Competition Groups_Demand Control Ventilation
Commercial | Com ¦ LLLC - Low Impact Application | 2034 | Economic | GWh | Before Competition Groups | 305.3642 | 0 | 0 | 15522.7874 | 0.019672 | 17 | Commercial_2034_Economic_GWh_Before Competition Groups_17 | LLLC - Low Impact Application | 1.967% | 0 | 305.3642 | Commercial_2034_Economic_GWh_Before Competition Groups_LLLC - Low Impact Application
Commercial | Com ¦ Demand Control Ventilation | 2034 | Achievable | GWh | Before Competition Groups | 196.6522 | 0 | 0 | 10227.5447 | 0.019228 | 15 | Commercial_2034_Achievable_GWh_Before Competition Groups_15 | Demand Control Ventilation | 1.923% | 0 | 196.6522 | Commercial_2034_Achievable_GWh_Before Competition Groups_Demand Control Ventilation
Commercial | Com ¦ Refrigerated Display Case Doors | 2034 | Economic | GWh | Before Competition Groups | 292.9035 | 0 | 0 | 15522.7874 | 0.018869 | 18 | Commercial_2034_Economic_GWh_Before Competition Groups_18 | Refrigerated Display Case Doors | 1.887% | 0 | 292.9035 | Commercial_2034_Economic_GWh_Before Competition Groups_Refrigerated Display Case Doors
Commercial | Com ¦ LED street light fixture | 2034 | Technical | GWh | Before Competition Groups | 399.4763 | 0 | 0 | 21195.6309 | 0.018847 | 18 | Commercial_2034_Technical_GWh_Before Competition Groups_18 | LED street light fixture | 1.885% | 0 | 399.4763 | Commercial_2034_Technical_GWh_Before Competition Groups_LED street light fixture
Commercial | Com ¦ High Efficiency Air Source Heat Pump | 2034 | Achievable | GWh | Before Competition Groups | 188.1054 | 0 | 0 | 10227.5447 | 0.018392 | 16 | Commercial_2034_Achievable_GWh_Before Competition Groups_16 | High Efficiency Air Source Heat Pump | 1.839% | 0 | 188.1054 | Commercial_2034_Achievable_GWh_Before Competition Groups_High Efficiency Air Source Heat Pump
Commercial | Com ¦ Reach-in Shaded Pole to ECM/PSC Evaporator Fan Motor | 2034 | Economic | GWh | Before Competition Groups | 277.6495 | 0 | 0 | 15522.7874 | 0.017887 | 19 | Commercial_2034_Economic_GWh_Before Competition Groups_19 | Reach-in Shaded Pole to ECM/PSC Evaporator Fan Motor | 1.789% | 0 | 277.6495 | Commercial_2034_Economic_GWh_Before Competition Groups_Reach-in Shaded Pole to ECM/PSC Evaporator Fan Motor
Commercial | Com ¦ Refrigerated Display Case Doors | 2034 | Technical | GWh | Before Competition Groups | 378.8814 | 0 | 0 | 21195.6309 | 0.017875 | 19 | Commercial_2034_Technical_GWh_Before Competition Groups_19 | Refrigerated Display Case Doors | 1.788% | 0 | 378.8814 | Commercial_2034_Technical_GWh_Before Competition Groups_Refrigerated Display Case Doors
Commercial | Com ¦ Variable Frequency Drive (VFD) | 2034 | Achievable | GWh | Before Competition Groups | 180.3435 | 0 | 0 | 10227.5447 | 0.017633 | 17 | Commercial_2034_Achievable_GWh_Before Competition Groups_17 | Variable Frequency Drive (VFD) | 1.763% | 0 | 180.3435 | Commercial_2034_Achievable_GWh_Before Competition Groups_Variable Frequency Drive (VFD)
Commercial | Com ¦ VFD on Pumps | 2034 | Achievable | GWh | Before Competition Groups | 169.372 | 0 | 0 | 10227.5447 | 0.01656 | 18 | Commercial_2034_Achievable_GWh_Before Competition Groups_18 | VFD on Pumps | 1.656% | 0 | 169.372 | Commercial_2034_Achievable_GWh_Before Competition Groups_VFD on Pumps
Commercial | Com ¦ Strip Curtains | 2034 | Economic | GWh | Before Competition Groups | 249.2861 | 0 | 0 | 15522.7874 | 0.016059 | 20 | Commercial_2034_Economic_GWh_Before Competition Groups_20 | Strip Curtains | 1.606% | 0 | 249.2861 | Commercial_2034_Economic_GWh_Before Competition Groups_Strip Curtains
Commercial | Com ¦ Advanced BAS/Controllers | 2034 | Technical | GWh | Before Competition Groups | 338.5669 | 0 | 0 | 21195.6309 | 0.015973 | 20 | Commercial_2034_Technical_GWh_Before Competition Groups_20 | Advanced BAS/Controllers | 1.597% | 0 | 338.5669 | Commercial_2034_Technical_GWh_Before Competition Groups_Advanced BAS/Controllers
Commercial | Com ¦ Advanced BAS/Controllers | 2034 | Achievable | GWh | Before Competition Groups | 157.3553 | 0 | 0 | 10227.5447 | 0.015385 | 19 | Commercial_2034_Achievable_GWh_Before Competition Groups_19 | Advanced BAS/Controllers | 1.539% | 0 | 157.3553 | Commercial_2034_Achievable_GWh_Before Competition Groups_Advanced BAS/Controllers
Commercial | Com ¦ Centrally controlled desktop PC/NETWORK PC POWER MANAGEMENT SOFTWARE | 2034 | Achievable | GWh | Before Competition Groups | 155.4502 | 0 | 0 | 10227.5447 | 0.015199 | 20 | Commercial_2034_Achievable_GWh_Before Competition Groups_20 | Centrally controlled desktop PC/NETWORK PC POWER MANAGEMENT SOFTWARE | 1.52% | 0 | 155.4502 | Commercial_2034_Achievable_GWh_Before Competition Groups_Centrally controlled desktop PC/NETWORK PC POWER MANAGEMENT SOFTWARE
Commercial | Com ¦ LED or Equivalent Sign Lighting | 2034 | Achievable | GWh | Before Competition Groups | 150.9071 | 0 | 0 | 10227.5447 | 0.014755 | 21 | Commercial_2034_Achievable_GWh_Before Competition Groups_21 | LED or Equivalent Sign Lighting | 1.475% | 0 | 150.9071 | Commercial_2034_Achievable_GWh_Before Competition Groups_LED or Equivalent Sign Lighting
Commercial | Com ¦ Demand Control Ventilation | 2034 | Technical | GWh | Before Competition Groups | 311.5333 | 0 | 0 | 21195.6309 | 0.014698 | 21 | Commercial_2034_Technical_GWh_Before Competition Groups_21 | Demand Control Ventilation | 1.47% | 0 | 311.5333 | Commercial_2034_Technical_GWh_Before Competition Groups_Demand Control Ventilation
Commercial | Com ¦ Data Center Storage/Server Virtualization | 2034 | Technical | GWh | Before Competition Groups | 308.9978 | 0 | 0 | 21195.6309 | 0.014578 | 22 | Commercial_2034_Technical_GWh_Before Competition Groups_22 | Data Center Storage/Server Virtualization | 1.458% | 0 | 308.9978 | Commercial_2034_Technical_GWh_Before Competition Groups_Data Center Storage/Server Virtualization
Commercial | Com ¦ Reach-in Shaded Pole to ECM/PSC Evaporator Fan Motor | 2034 | Technical | GWh | Before Competition Groups | 277.6495 | 0 | 0 | 21195.6309 | 0.013099 | 23 | Commercial_2034_Technical_GWh_Before Competition Groups_23 | Reach-in Shaded Pole to ECM/PSC Evaporator Fan Motor | 1.31% | 0 | 277.6495 | Commercial_2034_Technical_GWh_Before Competition Groups_Reach-in Shaded Pole to ECM/PSC Evaporator Fan Motor
Commercial | Com ¦ Centrally controlled desktop PC/NETWORK PC POWER MANAGEMENT SOFTWARE | 2034 | Economic | GWh | Before Competition Groups | 202.2996 | 0 | 0 | 15522.7874 | 0.013032 | 21 | Commercial_2034_Economic_GWh_Before Competition Groups_21 | Centrally controlled desktop PC/NETWORK PC POWER MANAGEMENT SOFTWARE | 1.303% | 0 | 202.2996 | Commercial_2034_Economic_GWh_Before Competition Groups_Centrally controlled desktop PC/NETWORK PC POWER MANAGEMENT SOFTWARE
Commercial | Com ¦ Variable Frequency Drive (VFD) | 2034 | Economic | GWh | Before Competition Groups | 191.5963 | 0 | 0 | 15522.7874 | 0.012343 | 22 | Commercial_2034_Economic_GWh_Before Competition Groups_22 | Variable Frequency Drive (VFD) | 1.234% | 0 | 191.5963 | Commercial_2034_Economic_GWh_Before Competition Groups_Variable Frequency Drive (VFD)
Commercial | Com ¦ Strip Curtains | 2034 | Technical | GWh | Before Competition Groups | 249.2861 | 0 | 0 | 21195.6309 | 0.011761 | 24 | Commercial_2034_Technical_GWh_Before Competition Groups_24 | Strip Curtains | 1.176% | 0 | 249.2861 | Commercial_2034_Technical_GWh_Before Competition Groups_Strip Curtains
Commercial | Com ¦ Adaptive Thermostats | 2034 | Achievable | GWh | Before Competition Groups | 119.4637 | 0 | 0 | 10227.5447 | 0.011681 | 22 | Commercial_2034_Achievable_GWh_Before Competition Groups_22 | Adaptive Thermostats | 1.168% | 0 | 119.4637 | Commercial_2034_Achievable_GWh_Before Competition Groups_Adaptive Thermostats
Commercial | Com ¦ VFD on Pumps | 2034 | Economic | GWh | Before Competition Groups | 180.127 | 0 | 0 | 15522.7874 | 0.011604 | 23 | Commercial_2034_Economic_GWh_Before Competition Groups_23 | VFD on Pumps | 1.16% | 0 | 180.127 | Commercial_2034_Economic_GWh_Before Competition Groups_VFD on Pumps
Commercial | Com ¦ LED or Equivalent Sign Lighting | 2034 | Economic | GWh | Before Competition Groups | 171.7682 | 0 | 0 | 15522.7874 | 0.011066 | 24 | Commercial_2034_Economic_GWh_Before Competition Groups_24 | LED or Equivalent Sign Lighting | 1.107% | 0 | 171.7682 | Commercial_2034_Economic_GWh_Before Competition Groups_LED or Equivalent Sign Lighting
Commercial | Com ¦ Air Handler with Dedicated Outdoor Air Systems | 2034 | Achievable | GWh | Before Competition Groups | 105.2457 | 0 | 0 | 10227.5447 | 0.01029 | 23 | Commercial_2034_Achievable_GWh_Before Competition Groups_23 | Air Handler with Dedicated Outdoor Air Systems | 1.029% | 0 | 105.2457 | Commercial_2034_Achievable_GWh_Before Competition Groups_Air Handler with Dedicated Outdoor Air Systems
Commercial | Com ¦ Door Gasket Freezer/Refrigerator | 2034 | Technical | GWh | Before Competition Groups | 205.0177 | 0 | 0 | 21195.6309 | 0.0096726 | 25 | Commercial_2034_Technical_GWh_Before Competition Groups_25 | Door Gasket Freezer/Refrigerator | 0.9673% | 0 | 205.0177 | Commercial_2034_Technical_GWh_Before Competition Groups_Door Gasket Freezer/Refrigerator
Commercial | Com ¦ Air Handler with Dedicated Outdoor Air Systems | 2034 | Economic | GWh | Before Competition Groups | 149.528 | 0 | 0 | 15522.7874 | 0.0096328 | 25 | Commercial_2034_Economic_GWh_Before Competition Groups_25 | Air Handler with Dedicated Outdoor Air Systems | 0.9633% | 0 | 149.528 | Commercial_2034_Economic_GWh_Before Competition Groups_Air Handler with Dedicated Outdoor Air Systems
Commercial | Com ¦ Centrally controlled desktop PC/NETWORK PC POWER MANAGEMENT SOFTWARE | 2034 | Technical | GWh | Before Competition Groups | 202.2996 | 0 | 0 | 21195.6309 | 0.0095444 | 26 | Commercial_2034_Technical_GWh_Before Competition Groups_26 | Centrally controlled desktop PC/NETWORK PC POWER MANAGEMENT SOFTWARE | 0.9544% | 0 | 202.2996 | Commercial_2034_Technical_GWh_Before Competition Groups_Centrally controlled desktop PC/NETWORK PC POWER MANAGEMENT SOFTWARE
Commercial | Com ¦ Adaptive Thermostats | 2034 | Economic | GWh | Before Competition Groups | 144.3799 | 0 | 0 | 15522.7874 | 0.0093012 | 26 | Commercial_2034_Economic_GWh_Before Competition Groups_26 | Adaptive Thermostats | 0.9301% | 0 | 144.3799 | Commercial_2034_Economic_GWh_Before Competition Groups_Adaptive Thermostats
Commercial | Com ¦ Variable Frequency Drive (VFD) | 2034 | Technical | GWh | Before Competition Groups | 191.5963 | 0 | 0 | 21195.6309 | 0.0090394 | 27 | Commercial_2034_Technical_GWh_Before Competition Groups_27 | Variable Frequency Drive (VFD) | 0.9039% | 0 | 191.5963 | Commercial_2034_Technical_GWh_Before Competition Groups_Variable Frequency Drive (VFD)
Commercial | Com ¦ VFD on Pumps | 2034 | Technical | GWh | Before Competition Groups | 180.127 | 0 | 0 | 21195.6309 | 0.0084983 | 28 | Commercial_2034_Technical_GWh_Before Competition Groups_28 | VFD on Pumps | 0.8498% | 0 | 180.127 | Commercial_2034_Technical_GWh_Before Competition Groups_VFD on Pumps
Commercial | Com ¦ ECM MOTORS FOR EVAPORATOR FANS for refrigeration (WALK-IN) | 2034 | Achievable | GWh | Before Competition Groups | 84.1415 | 0 | 0 | 10227.5447 | 0.008227 | 24 | Commercial_2034_Achievable_GWh_Before Competition Groups_24 | ECM MOTORS FOR EVAPORATOR FANS for refrigeration (WALK-IN) | 0.8227% | 0 | 84.1415 | Commercial_2034_Achievable_GWh_Before Competition Groups_ECM MOTORS FOR EVAPORATOR FANS for refrigeration (WALK-IN)
Commercial | Com ¦ LED or Equivalent Sign Lighting | 2034 | Technical | GWh | Before Competition Groups | 171.7682 | 0 | 0 | 21195.6309 | 0.0081039 | 29 | Commercial_2034_Technical_GWh_Before Competition Groups_29 | LED or Equivalent Sign Lighting | 0.8104% | 0 | 171.7682 | Commercial_2034_Technical_GWh_Before Competition Groups_LED or Equivalent Sign Lighting
Commercial | Com ¦ Networked/Connected - Low Impact Application | 2034 | Economic | GWh | Before Competition Groups | 124.8879 | 0 | 0 | 15522.7874 | 0.0080455 | 27 | Commercial_2034_Economic_GWh_Before Competition Groups_27 | Networked/Connected - Low Impact Application | 0.8045% | 0 | 124.8879 | Commercial_2034_Economic_GWh_Before Competition Groups_Networked/Connected - Low Impact Application
Commercial | Com ¦ Condensing Unit Heaters or other Efficient Unit Heating System | 2034 | Achievable | GWh | Before Competition Groups | 81.4751 | 0 | 0 | 10227.5447 | 0.0079662 | 25 | Commercial_2034_Achievable_GWh_Before Competition Groups_25 | Condensing Unit Heaters or other Efficient Unit Heating System | 0.7966% | 0 | 81.4751 | Commercial_2034_Achievable_GWh_Before Competition Groups_Condensing Unit Heaters or other Efficient Unit Heating System
Commercial | Com ¦ Unitary Air-Conditioning Unit | 2034 | Technical | GWh | Before Competition Groups | 163.0408 | 0 | 0 | 21195.6309 | 0.0076922 | 30 | Commercial_2034_Technical_GWh_Before Competition Groups_30 | Unitary Air-Conditioning Unit | 0.7692% | 0 | 163.0408 | Commercial_2034_Technical_GWh_Before Competition Groups_Unitary Air-Conditioning Unit
Commercial | Com ¦ Refrigeration Optimization | 2034 | Technical | GWh | Before Competition Groups | 151.8798 | 0 | 0 | 21195.6309 | 0.0071656 | 31 | Commercial_2034_Technical_GWh_Before Competition Groups_31 | Refrigeration Optimization | 0.7166% | 0 | 151.8798 | Commercial_2034_Technical_GWh_Before Competition Groups_Refrigeration Optimization
Commercial | Com ¦ ENERGY STAR LED LAMPS (General Service Lamps) | 2034 | Achievable | GWh | Before Competition Groups | 72.3884 | 0 | 0 | 10227.5447 | 0.0070778 | 26 | Commercial_2034_Achievable_GWh_Before Competition Groups_26 | ENERGY STAR LED LAMPS (General Service Lamps) | 0.7078% | 0 | 72.3884 | Commercial_2034_Achievable_GWh_Before Competition Groups_ENERGY STAR LED LAMPS (General Service Lamps)
Commercial | Com ¦ Air Handler with Dedicated Outdoor Air Systems | 2034 | Technical | GWh | Before Competition Groups | 149.528 | 0 | 0 | 21195.6309 | 0.0070547 | 32 | Commercial_2034_Technical_GWh_Before Competition Groups_32 | Air Handler with Dedicated Outdoor Air Systems | 0.7055% | 0 | 149.528 | Commercial_2034_Technical_GWh_Before Competition Groups_Air Handler with Dedicated Outdoor Air Systems
Commercial | Com ¦ Demand Control Kitchen Ventilation | 2034 | Economic | GWh | Before Competition Groups | 108.6377 | 0 | 0 | 15522.7874 | 0.0069986 | 28 | Commercial_2034_Economic_GWh_Before Competition Groups_28 | Demand Control Kitchen Ventilation | 0.6999% | 0 | 108.6377 | Commercial_2034_Economic_GWh_Before Competition Groups_Demand Control Kitchen Ventilation
Commercial | Com ¦ Adaptive Thermostats | 2034 | Technical | GWh | Before Competition Groups | 145.3864 | 0 | 0 | 21195.6309 | 0.0068593 | 33 | Commercial_2034_Technical_GWh_Before Competition Groups_33 | Adaptive Thermostats | 0.6859% | 0 | 145.3864 | Commercial_2034_Technical_GWh_Before Competition Groups_Adaptive Thermostats
Commercial | Com ¦ Demand Control Kitchen Ventilation | 2034 | Achievable | GWh | Before Competition Groups | 70.0799 | 0 | 0 | 10227.5447 | 0.0068521 | 27 | Commercial_2034_Achievable_GWh_Before Competition Groups_27 | Demand Control Kitchen Ventilation | 0.6852% | 0 | 70.0799 | Commercial_2034_Achievable_GWh_Before Competition Groups_Demand Control Kitchen Ventilation
Commercial | Com ¦ Evaporator Fan Controls | 2034 | Achievable | GWh | Before Competition Groups | 67.6539 | 0 | 0 | 10227.5447 | 0.0066149 | 28 | Commercial_2034_Achievable_GWh_Before Competition Groups_28 | Evaporator Fan Controls | 0.6615% | 0 | 67.6539 | Commercial_2034_Achievable_GWh_Before Competition Groups_Evaporator Fan Controls
Commercial | Com ¦ Unitary Air-Conditioning Unit | 2034 | Achievable | GWh | Before Competition Groups | 64.3398 | 0 | 0 | 10227.5447 | 0.0062908 | 29 | Commercial_2034_Achievable_GWh_Before Competition Groups_29 | Unitary Air-Conditioning Unit | 0.6291% | 0 | 64.3398 | Commercial_2034_Achievable_GWh_Before Competition Groups_Unitary Air-Conditioning Unit
Commercial | Com ¦ Freezer Case Light Sensor | 2034 | Achievable | GWh | Before Competition Groups | 63.7517 | 0 | 0 | 10227.5447 | 0.0062333 | 30 | Commercial_2034_Achievable_GWh_Before Competition Groups_30 | Freezer Case Light Sensor | 0.6233% | 0 | 63.7517 | Commercial_2034_Achievable_GWh_Before Competition Groups_Freezer Case Light Sensor
Commercial | Com ¦ ECM MOTORS FOR EVAPORATOR FANS for refrigeration (WALK-IN) | 2034 | Economic | GWh | Before Competition Groups | 90.0563 | 0 | 0 | 15522.7874 | 0.0058016 | 29 | Commercial_2034_Economic_GWh_Before Competition Groups_29 | ECM MOTORS FOR EVAPORATOR FANS for refrigeration (WALK-IN) | 0.5802% | 0 | 90.0563 | Commercial_2034_Economic_GWh_Before Competition Groups_ECM MOTORS FOR EVAPORATOR FANS for refrigeration (WALK-IN)
Commercial | Com ¦ ENERGY STAR FREEZER | 2034 | Technical | GWh | Before Competition Groups | 122.899 | 0 | 0 | 21195.6309 | 0.0057983 | 34 | Commercial_2034_Technical_GWh_Before Competition Groups_34 | ENERGY STAR FREEZER | 0.5798% | 0 | 122.899 | Commercial_2034_Technical_GWh_Before Competition Groups_ENERGY STAR FREEZER
Commercial | Com ¦ Condensing Unit Heaters or other Efficient Unit Heating System | 2034 | Economic | GWh | Before Competition Groups | 86.8023 | 0 | 0 | 15522.7874 | 0.0055919 | 30 | Commercial_2034_Economic_GWh_Before Competition Groups_30 | Condensing Unit Heaters or other Efficient Unit Heating System | 0.5592% | 0 | 86.8023 | Commercial_2034_Economic_GWh_Before Competition Groups_Condensing Unit Heaters or other Efficient Unit Heating System
Commercial | Com ¦ ENERGY STAR LED LAMPS (General Service Lamps) | 2034 | Economic | GWh | Before Competition Groups | 83.7973 | 0 | 0 | 15522.7874 | 0.0053983 | 31 | Commercial_2034_Economic_GWh_Before Competition Groups_31 | ENERGY STAR LED LAMPS (General Service Lamps) | 0.5398% | 0 | 83.7973 | Commercial_2034_Economic_GWh_Before Competition Groups_ENERGY STAR LED LAMPS (General Service Lamps)
Commercial | Com ¦ Condensing Make Up Air Unit | 2034 | Economic | GWh | Before Competition Groups | 83.5827 | 0 | 0 | 15522.7874 | 0.0053845 | 32 | Commercial_2034_Economic_GWh_Before Competition Groups_32 | Condensing Make Up Air Unit | 0.5385% | 0 | 83.5827 | Commercial_2034_Economic_GWh_Before Competition Groups_Condensing Make Up Air Unit
Commercial | Com ¦ Condensing Make Up Air Unit | 2034 | Achievable | GWh | Before Competition Groups | 54.5571 | 0 | 0 | 10227.5447 | 0.0053343 | 31 | Commercial_2034_Achievable_GWh_Before Competition Groups_31 | Condensing Make Up Air Unit | 0.5334% | 0 | 54.5571 | Commercial_2034_Achievable_GWh_Before Competition Groups_Condensing Make Up Air Unit
Commercial | Com ¦ Refrigerated Display Case LED | 2034 | Technical | GWh | Before Competition Groups | 109.0662 | 0 | 0 | 21195.6309 | 0.0051457 | 35 | Commercial_2034_Technical_GWh_Before Competition Groups_35 | Refrigerated Display Case LED | 0.5146% | 0 | 109.0662 | Commercial_2034_Technical_GWh_Before Competition Groups_Refrigerated Display Case LED
Commercial | Com ¦ Unitary Air-Conditioning Unit | 2034 | Economic | GWh | Before Competition Groups | 79.5785 | 0 | 0 | 15522.7874 | 0.0051266 | 33 | Commercial_2034_Economic_GWh_Before Competition Groups_33 | Unitary Air-Conditioning Unit | 0.5127% | 0 | 79.5785 | Commercial_2034_Economic_GWh_Before Competition Groups_Unitary Air-Conditioning Unit
Commercial | Com ¦ Demand Control Kitchen Ventilation | 2034 | Technical | GWh | Before Competition Groups | 108.6377 | 0 | 0 | 21195.6309 | 0.0051255 | 36 | Commercial_2034_Technical_GWh_Before Competition Groups_36 | Demand Control Kitchen Ventilation | 0.5125% | 0 | 108.6377 | Commercial_2034_Technical_GWh_Before Competition Groups_Demand Control Kitchen Ventilation
Commercial | Com ¦ Refrigerated Display Case LED | 2034 | Economic | GWh | Before Competition Groups | 79.0069 | 0 | 0 | 15522.7874 | 0.0050897 | 34 | Commercial_2034_Economic_GWh_Before Competition Groups_34 | Refrigerated Display Case LED | 0.509% | 0 | 79.0069 | Commercial_2034_Economic_GWh_Before Competition Groups_Refrigerated Display Case LED
Commercial | Com ¦ ENERGY STAR ICE MACHINES - Ice Making Head | 2034 | Technical | GWh | Before Competition Groups | 105.7276 | 0 | 0 | 21195.6309 | 0.0049882 | 37 | Commercial_2034_Technical_GWh_Before Competition Groups_37 | ENERGY STAR ICE MACHINES - Ice Making Head | 0.4988% | 0 | 105.7276 | Commercial_2034_Technical_GWh_Before Competition Groups_ENERGY STAR ICE MACHINES - Ice Making Head
Commercial | Com ¦ Condensing Make Up Air Unit | 2034 | Technical | GWh | Before Competition Groups | 105.6544 | 0 | 0 | 21195.6309 | 0.0049847 | 38 | Commercial_2034_Technical_GWh_Before Competition Groups_38 | Condensing Make Up Air Unit | 0.4985% | 0 | 105.6544 | Commercial_2034_Technical_GWh_Before Competition Groups_Condensing Make Up Air Unit
Commercial | Com ¦ Occupancy Sensors | 2034 | Economic | GWh | Before Competition Groups | 74.8762 | 0 | 0 | 15522.7874 | 0.0048236 | 35 | Commercial_2034_Economic_GWh_Before Competition Groups_35 | Occupancy Sensors | 0.4824% | 0 | 74.8762 | Commercial_2034_Economic_GWh_Before Competition Groups_Occupancy Sensors
Commercial | Com ¦ Freezer Case Light Sensor | 2034 | Economic | GWh | Before Competition Groups | 74.3629 | 0 | 0 | 15522.7874 | 0.0047906 | 36 | Commercial_2034_Economic_GWh_Before Competition Groups_36 | Freezer Case Light Sensor | 0.4791% | 0 | 74.3629 | Commercial_2034_Economic_GWh_Before Competition Groups_Freezer Case Light Sensor
Commercial | Com ¦ Evaporator Fan Controls | 2034 | Economic | GWh | Before Competition Groups | 72.5246 | 0 | 0 | 15522.7874 | 0.0046721 | 37 | Commercial_2034_Economic_GWh_Before Competition Groups_37 | Evaporator Fan Controls | 0.4672% | 0 | 72.5246 | Commercial_2034_Economic_GWh_Before Competition Groups_Evaporator Fan Controls
Commercial | Com ¦ Indoor Daylight Sensors/Photocell Dimming Control | 2034 | Technical | GWh | Before Competition Groups | 98.3218 | 0 | 0 | 21195.6309 | 0.0046388 | 39 | Commercial_2034_Technical_GWh_Before Competition Groups_39 | Indoor Daylight Sensors/Photocell Dimming Control | 0.4639% | 0 | 98.3218 | Commercial_2034_Technical_GWh_Before Competition Groups_Indoor Daylight Sensors/Photocell Dimming Control
Commercial | Com ¦ ENERGY STAR LED LAMPS (General Service Lamps) | 2034 | Technical | GWh | Before Competition Groups | 96.2497 | 0 | 0 | 21195.6309 | 0.004541 | 40 | Commercial_2034_Technical_GWh_Before Competition Groups_40 | ENERGY STAR LED LAMPS (General Service Lamps) | 0.4541% | 0 | 96.2497 | Commercial_2034_Technical_GWh_Before Competition Groups_ENERGY STAR LED LAMPS (General Service Lamps)
Commercial | Com ¦ Super-High Efficiency Furnaces (Emerging Tech) | 2034 | Technical | GWh | Before Competition Groups | 93.6421 | 0 | 0 | 21195.6309 | 0.004418 | 41 | Commercial_2034_Technical_GWh_Before Competition Groups_41 | Super-High Efficiency Furnaces (Emerging Tech) | 0.4418% | 0 | 93.6421 | Commercial_2034_Technical_GWh_Before Competition Groups_Super-High Efficiency Furnaces (Emerging Tech)
Commercial | Com ¦ ECM MOTORS FOR EVAPORATOR FANS for refrigeration (WALK-IN) | 2034 | Technical | GWh | Before Competition Groups | 90.0563 | 0 | 0 | 21195.6309 | 0.0042488 | 42 | Commercial_2034_Technical_GWh_Before Competition Groups_42 | ECM MOTORS FOR EVAPORATOR FANS for refrigeration (WALK-IN) | 0.4249% | 0 | 90.0563 | Commercial_2034_Technical_GWh_Before Competition Groups_ECM MOTORS FOR EVAPORATOR FANS for refrigeration (WALK-IN)
Commercial | Com ¦ Condensing Unit Heaters or other Efficient Unit Heating System | 2034 | Technical | GWh | Before Competition Groups | 86.8023 | 0 | 0 | 21195.6309 | 0.0040953 | 43 | Commercial_2034_Technical_GWh_Before Competition Groups_43 | Condensing Unit Heaters or other Efficient Unit Heating System | 0.4095% | 0 | 86.8023 | Commercial_2034_Technical_GWh_Before Competition Groups_Condensing Unit Heaters or other Efficient Unit Heating System
Commercial | Com ¦ Adding reflective (White) roof treatment or a green roof | 2034 | Technical | GWh | Before Competition Groups | 86.0651 | 0 | 0 | 21195.6309 | 0.0040605 | 44 | Commercial_2034_Technical_GWh_Before Competition Groups_44 | Adding reflective (White) roof treatment or a green roof | 0.4061% | 0 | 86.0651 | Commercial_2034_Technical_GWh_Before Competition Groups_Adding reflective (White) roof treatment or a green roof
Commercial | Com ¦ High R-Value Glass Doors/no-heat glass door | 2034 | Technical | GWh | Before Competition Groups | 80.1204 | 0 | 0 | 21195.6309 | 0.00378 | 45 | Commercial_2034_Technical_GWh_Before Competition Groups_45 | High R-Value Glass Doors/no-heat glass door | 0.378% | 0 | 80.1204 | Commercial_2034_Technical_GWh_Before Competition Groups_High R-Value Glass Doors/no-heat glass door
Commercial | Com ¦ ENERGY STAR FREEZER | 2034 | Economic | GWh | Before Competition Groups | 58.3798 | 0 | 0 | 15522.7874 | 0.0037609 | 38 | Commercial_2034_Economic_GWh_Before Competition Groups_38 | ENERGY STAR FREEZER | 0.3761% | 0 | 58.3798 | Commercial_2034_Economic_GWh_Before Competition Groups_ENERGY STAR FREEZER
Commercial | Com ¦ Occupancy Sensors | 2034 | Technical | GWh | Before Competition Groups | 74.8762 | 0 | 0 | 21195.6309 | 0.0035326 | 46 | Commercial_2034_Technical_GWh_Before Competition Groups_46 | Occupancy Sensors | 0.3533% | 0 | 74.8762 | Commercial_2034_Technical_GWh_Before Competition Groups_Occupancy Sensors
Commercial | Com ¦ Freezer Case Light Sensor | 2034 | Technical | GWh | Before Competition Groups | 74.3629 | 0 | 0 | 21195.6309 | 0.0035084 | 47 | Commercial_2034_Technical_GWh_Before Competition Groups_47 | Freezer Case Light Sensor | 0.3508% | 0 | 74.3629 | Commercial_2034_Technical_GWh_Before Competition Groups_Freezer Case Light Sensor
Commercial | Com ¦ Evaporator Fan Controls | 2034 | Technical | GWh | Before Competition Groups | 72.5246 | 0 | 0 | 21195.6309 | 0.0034217 | 48 | Commercial_2034_Technical_GWh_Before Competition Groups_48 | Evaporator Fan Controls | 0.3422% | 0 | 72.5246 | Commercial_2034_Technical_GWh_Before Competition Groups_Evaporator Fan Controls
Commercial | Com ¦ Variable Refrigerant Flow Heat Pump | 2034 | Achievable | GWh | Before Competition Groups | 34.9243 | 0 | 0 | 10227.5447 | 0.0034147 | 32 | Commercial_2034_Achievable_GWh_Before Competition Groups_32 | Variable Refrigerant Flow Heat Pump | 0.3415% | 0 | 34.9243 | Commercial_2034_Achievable_GWh_Before Competition Groups_Variable Refrigerant Flow Heat Pump
Commercial | Com ¦ HOTEL OCCUPANCY CONTROLS (HVAC + LIGHTING) | 2034 | Technical | GWh | Before Competition Groups | 67.192 | 0 | 0 | 21195.6309 | 0.0031701 | 49 | Commercial_2034_Technical_GWh_Before Competition Groups_49 | HOTEL OCCUPANCY CONTROLS (HVAC + LIGHTING) | 0.317% | 0 | 67.192 | Commercial_2034_Technical_GWh_Before Competition Groups_HOTEL OCCUPANCY CONTROLS (HVAC + LIGHTING)
Commercial | Com ¦ Elec Storage WH 2.30 Et | 2034 | Economic | GWh | Before Competition Groups | 45.2633 | 0 | 0 | 15522.7874 | 0.0029159 | 39 | Commercial_2034_Economic_GWh_Before Competition Groups_39 | Elec Storage WH 2.30 Et | 0.2916% | 0 | 45.2633 | Commercial_2034_Economic_GWh_Before Competition Groups_Elec Storage WH 2.30 Et
Commercial | Com ¦ ENERGY STAR Refrigerator | 2034 | Technical | GWh | Before Competition Groups | 60.6855 | 0 | 0 | 21195.6309 | 0.0028631 | 50 | Commercial_2034_Technical_GWh_Before Competition Groups_50 | ENERGY STAR Refrigerator | 0.2863% | 0 | 60.6855 | Commercial_2034_Technical_GWh_Before Competition Groups_ENERGY STAR Refrigerator
Commercial | Com ¦ BEVERAGE VENDING MACHINE CONTROLS | 2034 | Achievable | GWh | Before Competition Groups | 28.7996 | 0 | 0 | 10227.5447 | 0.0028159 | 33 | Commercial_2034_Achievable_GWh_Before Competition Groups_33 | BEVERAGE VENDING MACHINE CONTROLS | 0.2816% | 0 | 28.7996 | Commercial_2034_Achievable_GWh_Before Competition Groups_BEVERAGE VENDING MACHINE CONTROLS
Commercial | Com ¦ Refrigerated Display Case LED | 2034 | Achievable | GWh | Before Competition Groups | 28.0159 | 0 | 0 | 10227.5447 | 0.0027393 | 34 | Commercial_2034_Achievable_GWh_Before Competition Groups_34 | Refrigerated Display Case LED | 0.2739% | 0 | 28.0159 | Commercial_2034_Achievable_GWh_Before Competition Groups_Refrigerated Display Case LED
Commercial | Com ¦ BEVERAGE VENDING MACHINE CONTROLS | 2034 | Economic | GWh | Before Competition Groups | 41.3047 | 0 | 0 | 15522.7874 | 0.0026609 | 40 | Commercial_2034_Economic_GWh_Before Competition Groups_40 | BEVERAGE VENDING MACHINE CONTROLS | 0.2661% | 0 | 41.3047 | Commercial_2034_Economic_GWh_Before Competition Groups_BEVERAGE VENDING MACHINE CONTROLS
Commercial | Com ¦ Ground Source Heat Pump | 2034 | Technical | GWh | Before Competition Groups | 55.2965 | 0 | 0 | 21195.6309 | 0.0026089 | 51 | Commercial_2034_Technical_GWh_Before Competition Groups_51 | Ground Source Heat Pump | 0.2609% | 0 | 55.2965 | Commercial_2034_Technical_GWh_Before Competition Groups_Ground Source Heat Pump
Commercial | Com ¦ Elec Storage WH 2.30 Et | 2034 | Achievable | GWh | Before Competition Groups | 26.5855 | 0 | 0 | 10227.5447 | 0.0025994 | 35 | Commercial_2034_Achievable_GWh_Before Competition Groups_35 | Elec Storage WH 2.30 Et | 0.2599% | 0 | 26.5855 | Commercial_2034_Achievable_GWh_Before Competition Groups_Elec Storage WH 2.30 Et
Commercial | Com ¦ Chilled Water Optimization | 2034 | Economic | GWh | Before Competition Groups | 39.4044 | 0 | 0 | 15522.7874 | 0.0025385 | 41 | Commercial_2034_Economic_GWh_Before Competition Groups_41 | Chilled Water Optimization | 0.2538% | 0 | 39.4044 | Commercial_2034_Economic_GWh_Before Competition Groups_Chilled Water Optimization
Commercial | Com ¦ Temperature Adjustment in Commercial Freezers | 2034 | Achievable | GWh | Before Competition Groups | 25.8368 | 0 | 0 | 10227.5447 | 0.0025262 | 36 | Commercial_2034_Achievable_GWh_Before Competition Groups_36 | Temperature Adjustment in Commercial Freezers | 0.2526% | 0 | 25.8368 | Commercial_2034_Achievable_GWh_Before Competition Groups_Temperature Adjustment in Commercial Freezers
Commercial | Com ¦ ENERGY STAR Griddle (74% eff) | 2034 | Economic | GWh | Before Competition Groups | 37.8768 | 0 | 0 | 15522.7874 | 0.0024401 | 42 | Commercial_2034_Economic_GWh_Before Competition Groups_42 | ENERGY STAR Griddle (74% eff) | 0.244% | 0 | 37.8768 | Commercial_2034_Economic_GWh_Before Competition Groups_ENERGY STAR Griddle (74% eff)
Commercial | Com ¦ Refrigeration Commissioning | 2034 | Technical | GWh | Before Competition Groups | 49.8539 | 0 | 0 | 21195.6309 | 0.0023521 | 52 | Commercial_2034_Technical_GWh_Before Competition Groups_52 | Refrigeration Commissioning | 0.2352% | 0 | 49.8539 | Commercial_2034_Technical_GWh_Before Competition Groups_Refrigeration Commissioning
Commercial | Com ¦ ENERGY STAR Griddle (74% eff) | 2034 | Achievable | GWh | Before Competition Groups | 23.9927 | 0 | 0 | 10227.5447 | 0.0023459 | 37 | Commercial_2034_Achievable_GWh_Before Competition Groups_37 | ENERGY STAR Griddle (74% eff) | 0.2346% | 0 | 23.9927 | Commercial_2034_Achievable_GWh_Before Competition Groups_ENERGY STAR Griddle (74% eff)
Commercial | Com ¦ CO Sensors for parking garage exhaust fans | 2034 | Achievable | GWh | Before Competition Groups | 23.5702 | 0 | 0 | 10227.5447 | 0.0023046 | 38 | Commercial_2034_Achievable_GWh_Before Competition Groups_38 | CO Sensors for parking garage exhaust fans | 0.2305% | 0 | 23.5702 | Commercial_2034_Achievable_GWh_Before Competition Groups_CO Sensors for parking garage exhaust fans
Commercial | Com ¦ Energy Efficient Laboratory Fume Hood | 2034 | Achievable | GWh | Before Competition Groups | 23.077 | 0 | 0 | 10227.5447 | 0.0022564 | 39 | Commercial_2034_Achievable_GWh_Before Competition Groups_39 | Energy Efficient Laboratory Fume Hood | 0.2256% | 0 | 23.077 | Commercial_2034_Achievable_GWh_Before Competition Groups_Energy Efficient Laboratory Fume Hood
Commercial | Com ¦ Variable Refrigerant Flow Heat Pump | 2034 | Economic | GWh | Before Competition Groups | 34.8341 | 0 | 0 | 15522.7874 | 0.0022441 | 43 | Commercial_2034_Economic_GWh_Before Competition Groups_43 | Variable Refrigerant Flow Heat Pump | 0.2244% | 0 | 34.8341 | Commercial_2034_Economic_GWh_Before Competition Groups_Variable Refrigerant Flow Heat Pump
Commercial | Com ¦ Door Gasket Freezer/Refrigerator | 2034 | Achievable | GWh | Before Competition Groups | 22.199 | 0 | 0 | 10227.5447 | 0.0021705 | 40 | Commercial_2034_Achievable_GWh_Before Competition Groups_40 | Door Gasket Freezer/Refrigerator | 0.2171% | 0 | 22.199 | Commercial_2034_Achievable_GWh_Before Competition Groups_Door Gasket Freezer/Refrigerator
Commercial | Com ¦ Occupancy Sensors | 2034 | Achievable | GWh | Before Competition Groups | 22.1655 | 0 | 0 | 10227.5447 | 0.0021672 | 41 | Commercial_2034_Achievable_GWh_Before Competition Groups_41 | Occupancy Sensors | 0.2167% | 0 | 22.1655 | Commercial_2034_Achievable_GWh_Before Competition Groups_Occupancy Sensors
Commercial | Com ¦ Elec Storage WH 2.30 Et | 2034 | Technical | GWh | Before Competition Groups | 45.2633 | 0 | 0 | 21195.6309 | 0.0021355 | 53 | Commercial_2034_Technical_GWh_Before Competition Groups_53 | Elec Storage WH 2.30 Et | 0.2136% | 0 | 45.2633 | Commercial_2034_Technical_GWh_Before Competition Groups_Elec Storage WH 2.30 Et
Commercial | Com ¦ Chilled Water Optimization | 2034 | Achievable | GWh | Before Competition Groups | 21.6305 | 0 | 0 | 10227.5447 | 0.0021149 | 42 | Commercial_2034_Achievable_GWh_Before Competition Groups_42 | Chilled Water Optimization | 0.2115% | 0 | 21.6305 | Commercial_2034_Achievable_GWh_Before Competition Groups_Chilled Water Optimization
Commercial | Com ¦ Vertical Night Covers | 2034 | Achievable | GWh | Before Competition Groups | 20.1243 | 0 | 0 | 10227.5447 | 0.0019677 | 43 | Commercial_2034_Achievable_GWh_Before Competition Groups_43 | Vertical Night Covers | 0.1968% | 0 | 20.1243 | Commercial_2034_Achievable_GWh_Before Competition Groups_Vertical Night Covers
Commercial | Com ¦ BEVERAGE VENDING MACHINE CONTROLS | 2034 | Technical | GWh | Before Competition Groups | 41.3047 | 0 | 0 | 21195.6309 | 0.0019487 | 54 | Commercial_2034_Technical_GWh_Before Competition Groups_54 | BEVERAGE VENDING MACHINE CONTROLS | 0.1949% | 0 | 41.3047 | Commercial_2034_Technical_GWh_Before Competition Groups_BEVERAGE VENDING MACHINE CONTROLS
Commercial | Com ¦ CO Sensors for parking garage exhaust fans | 2034 | Economic | GWh | Before Competition Groups | 29.4725 | 0 | 0 | 15522.7874 | 0.0018987 | 44 | Commercial_2034_Economic_GWh_Before Competition Groups_44 | CO Sensors for parking garage exhaust fans | 0.1899% | 0 | 29.4725 | Commercial_2034_Economic_GWh_Before Competition Groups_CO Sensors for parking garage exhaust fans
Commercial | Com ¦ Chilled Water Optimization | 2034 | Technical | GWh | Before Competition Groups | 39.4044 | 0 | 0 | 21195.6309 | 0.0018591 | 55 | Commercial_2034_Technical_GWh_Before Competition Groups_55 | Chilled Water Optimization | 0.1859% | 0 | 39.4044 | Commercial_2034_Technical_GWh_Before Competition Groups_Chilled Water Optimization
Commercial | Com ¦ ENERGY STAR Griddle (74% eff) | 2034 | Technical | GWh | Before Competition Groups | 37.8768 | 0 | 0 | 21195.6309 | 0.001787 | 56 | Commercial_2034_Technical_GWh_Before Competition Groups_56 | ENERGY STAR Griddle (74% eff) | 0.1787% | 0 | 37.8768 | Commercial_2034_Technical_GWh_Before Competition Groups_ENERGY STAR Griddle (74% eff)
Commercial | Com ¦ Temperature Adjustment in Commercial Freezers | 2034 | Economic | GWh | Before Competition Groups | 27.6825 | 0 | 0 | 15522.7874 | 0.0017833 | 45 | Commercial_2034_Economic_GWh_Before Competition Groups_45 | Temperature Adjustment in Commercial Freezers | 0.1783% | 0 | 27.6825 | Commercial_2034_Economic_GWh_Before Competition Groups_Temperature Adjustment in Commercial Freezers
Commercial | Com ¦ Duct Insulation, R8 | 2034 | Achievable | GWh | Before Competition Groups | 17.8859 | 0 | 0 | 10227.5447 | 0.0017488 | 44 | Commercial_2034_Achievable_GWh_Before Competition Groups_44 | Duct Insulation, R8 | 0.1749% | 0 | 17.8859 | Commercial_2034_Achievable_GWh_Before Competition Groups_Duct Insulation, R8
Commercial | Com ¦ Water Heating (DHW) Pipe Insulation (Add 3/4\ Foam)" | 2034 | Achievable | GWh | Before Competition Groups | 17.1522 | 0 | 0 | 10227.5447 | 0.0016771 | 45 | Commercial_2034_Achievable_GWh_Before Competition Groups_45 | Water Heating (DHW) Pipe Insulation (Add 3/4\ Foam)" | 0.1677% | 0 | 17.1522 | Commercial_2034_Achievable_GWh_Before Competition Groups_Water Heating (DHW) Pipe Insulation (Add 3/4\ Foam)"
Commercial | Com ¦ Energy Efficient Laboratory Fume Hood | 2034 | Economic | GWh | Before Competition Groups | 24.5277 | 0 | 0 | 15522.7874 | 0.0015801 | 46 | Commercial_2034_Economic_GWh_Before Competition Groups_46 | Energy Efficient Laboratory Fume Hood | 0.158% | 0 | 24.5277 | Commercial_2034_Economic_GWh_Before Competition Groups_Energy Efficient Laboratory Fume Hood
Commercial | Com ¦ Water Source Heat Pump (4 ton) | 2034 | Economic | GWh | Before Competition Groups | 24.4548 | 0 | 0 | 15522.7874 | 0.0015754 | 47 | Commercial_2034_Economic_GWh_Before Competition Groups_47 | Water Source Heat Pump (4 ton) | 0.1575% | 0 | 24.4548 | Commercial_2034_Economic_GWh_Before Competition Groups_Water Source Heat Pump (4 ton)
Commercial | Com ¦ Outside Air Economizer | 2034 | Achievable | GWh | Before Competition Groups | 15.0475 | 0 | 0 | 10227.5447 | 0.0014713 | 46 | Commercial_2034_Achievable_GWh_Before Competition Groups_46 | Outside Air Economizer | 0.1471% | 0 | 15.0475 | Commercial_2034_Achievable_GWh_Before Competition Groups_Outside Air Economizer
Commercial | Com ¦ Water Source Heat Pump (4 ton) | 2034 | Achievable | GWh | Before Competition Groups | 14.6801 | 0 | 0 | 10227.5447 | 0.0014353 | 47 | Commercial_2034_Achievable_GWh_Before Competition Groups_47 | Water Source Heat Pump (4 ton) | 0.1435% | 0 | 14.6801 | Commercial_2034_Achievable_GWh_Before Competition Groups_Water Source Heat Pump (4 ton)
Commercial | Com ¦ CO Sensors for parking garage exhaust fans | 2034 | Technical | GWh | Before Competition Groups | 29.4725 | 0 | 0 | 21195.6309 | 0.0013905 | 57 | Commercial_2034_Technical_GWh_Before Competition Groups_57 | CO Sensors for parking garage exhaust fans | 0.1391% | 0 | 29.4725 | Commercial_2034_Technical_GWh_Before Competition Groups_CO Sensors for parking garage exhaust fans
Commercial | Com ¦ Vertical Night Covers | 2034 | Economic | GWh | Before Competition Groups | 21.5732 | 0 | 0 | 15522.7874 | 0.0013898 | 48 | Commercial_2034_Economic_GWh_Before Competition Groups_48 | Vertical Night Covers | 0.139% | 0 | 21.5732 | Commercial_2034_Economic_GWh_Before Competition Groups_Vertical Night Covers
Commercial | Com ¦ Water Source Heat Pump (4 ton) | 2034 | Technical | GWh | Before Competition Groups | 29.2646 | 0 | 0 | 21195.6309 | 0.0013807 | 58 | Commercial_2034_Technical_GWh_Before Competition Groups_58 | Water Source Heat Pump (4 ton) | 0.1381% | 0 | 29.2646 | Commercial_2034_Technical_GWh_Before Competition Groups_Water Source Heat Pump (4 ton)
Commercial | Com ¦ Temperature Adjustment in Commercial Freezers | 2034 | Technical | GWh | Before Competition Groups | 27.6825 | 0 | 0 | 21195.6309 | 0.001306 | 59 | Commercial_2034_Technical_GWh_Before Competition Groups_59 | Temperature Adjustment in Commercial Freezers | 0.1306% | 0 | 27.6825 | Commercial_2034_Technical_GWh_Before Competition Groups_Temperature Adjustment in Commercial Freezers
Commercial | Com ¦ Duct Insulation, R8 | 2034 | Economic | GWh | Before Competition Groups | 19.006 | 0 | 0 | 15522.7874 | 0.0012244 | 49 | Commercial_2034_Economic_GWh_Before Competition Groups_49 | Duct Insulation, R8 | 0.1224% | 0 | 19.006 | Commercial_2034_Economic_GWh_Before Competition Groups_Duct Insulation, R8
Commercial | Com ¦ Anti-sweat heat (ASH) controls - Cooler/Freezer | 2034 | Technical | GWh | Before Competition Groups | 25.7266 | 0 | 0 | 21195.6309 | 0.0012138 | 60 | Commercial_2034_Technical_GWh_Before Competition Groups_60 | Anti-sweat heat (ASH) controls - Cooler/Freezer | 0.1214% | 0 | 25.7266 | Commercial_2034_Technical_GWh_Before Competition Groups_Anti-sweat heat (ASH) controls - Cooler/Freezer
Commercial | Com ¦ Water Heating (DHW) Pipe Insulation (Add 3/4\ Foam)" | 2034 | Economic | GWh | Before Competition Groups | 18.3371 | 0 | 0 | 15522.7874 | 0.0011813 | 50 | Commercial_2034_Economic_GWh_Before Competition Groups_50 | Water Heating (DHW) Pipe Insulation (Add 3/4\ Foam)" | 0.1181% | 0 | 18.3371 | Commercial_2034_Economic_GWh_Before Competition Groups_Water Heating (DHW) Pipe Insulation (Add 3/4\ Foam)"
Commercial | Com ¦ Energy Efficient Laboratory Fume Hood | 2034 | Technical | GWh | Before Competition Groups | 24.5277 | 0 | 0 | 21195.6309 | 0.0011572 | 61 | Commercial_2034_Technical_GWh_Before Competition Groups_61 | Energy Efficient Laboratory Fume Hood | 0.1157% | 0 | 24.5277 | Commercial_2034_Technical_GWh_Before Competition Groups_Energy Efficient Laboratory Fume Hood
Commercial | Com ¦ Outside Air Economizer | 2034 | Economic | GWh | Before Competition Groups | 17.0898 | 0 | 0 | 15522.7874 | 0.001101 | 51 | Commercial_2034_Economic_GWh_Before Competition Groups_51 | Outside Air Economizer | 0.1101% | 0 | 17.0898 | Commercial_2034_Economic_GWh_Before Competition Groups_Outside Air Economizer
Commercial | Com ¦ Suction Pipe Insulation Freezer/Refrigerator | 2034 | Achievable | GWh | Before Competition Groups | 10.9701 | 0 | 0 | 10227.5447 | 0.0010726 | 48 | Commercial_2034_Achievable_GWh_Before Competition Groups_48 | Suction Pipe Insulation Freezer/Refrigerator | 0.1073% | 0 | 10.9701 | Commercial_2034_Achievable_GWh_Before Competition Groups_Suction Pipe Insulation Freezer/Refrigerator
Commercial | Com ¦ ENERGY STAR FREEZER | 2034 | Achievable | GWh | Before Competition Groups | 10.5163 | 0 | 0 | 10227.5447 | 0.0010282 | 49 | Commercial_2034_Achievable_GWh_Before Competition Groups_49 | ENERGY STAR FREEZER | 0.1028% | 0 | 10.5163 | Commercial_2034_Achievable_GWh_Before Competition Groups_ENERGY STAR FREEZER
Commercial | Com ¦ Vertical Night Covers | 2034 | Technical | GWh | Before Competition Groups | 21.5732 | 0 | 0 | 21195.6309 | 0.0010178 | 62 | Commercial_2034_Technical_GWh_Before Competition Groups_62 | Vertical Night Covers | 0.1018% | 0 | 21.5732 | Commercial_2034_Technical_GWh_Before Competition Groups_Vertical Night Covers
Commercial | Com ¦ Duct Insulation, R8 | 2034 | Technical | GWh | Before Competition Groups | 19.006 | 0 | 0 | 21195.6309 | 0.00089669 | 63 | Commercial_2034_Technical_GWh_Before Competition Groups_63 | Duct Insulation, R8 | 0.08967% | 0 | 19.006 | Commercial_2034_Technical_GWh_Before Competition Groups_Duct Insulation, R8
Commercial | Com ¦ ENERGY STAR Fryer (84% eff) | 2034 | Economic | GWh | Before Competition Groups | 13.7045 | 0 | 0 | 15522.7874 | 0.00088286 | 52 | Commercial_2034_Economic_GWh_Before Competition Groups_52 | ENERGY STAR Fryer (84% eff) | 0.08829% | 0 | 13.7045 | Commercial_2034_Economic_GWh_Before Competition Groups_ENERGY STAR Fryer (84% eff)
Commercial | Com ¦ ENERGY STAR Fryer (84% eff) | 2034 | Achievable | GWh | Before Competition Groups | 8.8886 | 0 | 0 | 10227.5447 | 0.00086908 | 50 | Commercial_2034_Achievable_GWh_Before Competition Groups_50 | ENERGY STAR Fryer (84% eff) | 0.08691% | 0 | 8.8886 | Commercial_2034_Achievable_GWh_Before Competition Groups_ENERGY STAR Fryer (84% eff)
Commercial | Com ¦ Water Heating (DHW) Pipe Insulation (Add 3/4\ Foam)" | 2034 | Technical | GWh | Before Competition Groups | 18.3371 | 0 | 0 | 21195.6309 | 0.00086514 | 64 | Commercial_2034_Technical_GWh_Before Competition Groups_64 | Water Heating (DHW) Pipe Insulation (Add 3/4\ Foam)" | 0.08651% | 0 | 18.3371 | Commercial_2034_Technical_GWh_Before Competition Groups_Water Heating (DHW) Pipe Insulation (Add 3/4\ Foam)"
Commercial | Com ¦ Outside Air Economizer | 2034 | Technical | GWh | Before Competition Groups | 17.0898 | 0 | 0 | 21195.6309 | 0.00080629 | 65 | Commercial_2034_Technical_GWh_Before Competition Groups_65 | Outside Air Economizer | 0.08063% | 0 | 17.0898 | Commercial_2034_Technical_GWh_Before Competition Groups_Outside Air Economizer
Commercial | Com ¦ ENERGY STAR Dishwasher | 2034 | Economic | GWh | Before Competition Groups | 11.8673 | 0 | 0 | 15522.7874 | 0.00076451 | 53 | Commercial_2034_Economic_GWh_Before Competition Groups_53 | ENERGY STAR Dishwasher | 0.07645% | 0 | 11.8673 | Commercial_2034_Economic_GWh_Before Competition Groups_ENERGY STAR Dishwasher
Commercial | Com ¦ Suction Pipe Insulation Freezer/Refrigerator | 2034 | Economic | GWh | Before Competition Groups | 11.75 | 0 | 0 | 15522.7874 | 0.00075695 | 54 | Commercial_2034_Economic_GWh_Before Competition Groups_54 | Suction Pipe Insulation Freezer/Refrigerator | 0.0757% | 0 | 11.75 | Commercial_2034_Economic_GWh_Before Competition Groups_Suction Pipe Insulation Freezer/Refrigerator
Commercial | Com ¦ Roof Insulation/Ceiling Insulation (R25 Code to R35) | 2034 | Technical | GWh | Before Competition Groups | 13.7144 | 0 | 0 | 21195.6309 | 0.00064704 | 66 | Commercial_2034_Technical_GWh_Before Competition Groups_66 | Roof Insulation/Ceiling Insulation (R25 Code to R35) | 0.0647% | 0 | 13.7144 | Commercial_2034_Technical_GWh_Before Competition Groups_Roof Insulation/Ceiling Insulation (R25 Code to R35)
Commercial | Com ¦ ENERGY STAR Fryer (84% eff) | 2034 | Technical | GWh | Before Competition Groups | 13.7045 | 0 | 0 | 21195.6309 | 0.00064657 | 67 | Commercial_2034_Technical_GWh_Before Competition Groups_67 | ENERGY STAR Fryer (84% eff) | 0.06466% | 0 | 13.7045 | Commercial_2034_Technical_GWh_Before Competition Groups_ENERGY STAR Fryer (84% eff)
Commercial | Com ¦ High Efficiency Small Instantaneous Water Heater | 2034 | Technical | GWh | Before Competition Groups | 12.573 | 0 | 0 | 21195.6309 | 0.00059319 | 68 | Commercial_2034_Technical_GWh_Before Competition Groups_68 | High Efficiency Small Instantaneous Water Heater | 0.05932% | 0 | 12.573 | Commercial_2034_Technical_GWh_Before Competition Groups_High Efficiency Small Instantaneous Water Heater
Commercial | Com ¦ ENERGY STAR Dishwasher | 2034 | Technical | GWh | Before Competition Groups | 11.8673 | 0 | 0 | 21195.6309 | 0.0005599 | 69 | Commercial_2034_Technical_GWh_Before Competition Groups_69 | ENERGY STAR Dishwasher | 0.05599% | 0 | 11.8673 | Commercial_2034_Technical_GWh_Before Competition Groups_ENERGY STAR Dishwasher
Commercial | Com ¦ Suction Pipe Insulation Freezer/Refrigerator | 2034 | Technical | GWh | Before Competition Groups | 11.75 | 0 | 0 | 21195.6309 | 0.00055436 | 70 | Commercial_2034_Technical_GWh_Before Competition Groups_70 | Suction Pipe Insulation Freezer/Refrigerator | 0.05544% | 0 | 11.75 | Commercial_2034_Technical_GWh_Before Competition Groups_Suction Pipe Insulation Freezer/Refrigerator
Commercial | Com ¦ Ozone Laundry Treatment | 2034 | Achievable | GWh | Before Competition Groups | 5.2536 | 0 | 0 | 10227.5447 | 0.00051367 | 51 | Commercial_2034_Achievable_GWh_Before Competition Groups_51 | Ozone Laundry Treatment | 0.05137% | 0 | 5.2536 | Commercial_2034_Achievable_GWh_Before Competition Groups_Ozone Laundry Treatment
Commercial | Com ¦ LED RECESSED DOWNLIGHTS | 2034 | Technical | GWh | Before Competition Groups | 10.5609 | 0 | 0 | 21195.6309 | 0.00049826 | 71 | Commercial_2034_Technical_GWh_Before Competition Groups_71 | LED RECESSED DOWNLIGHTS | 0.04983% | 0 | 10.5609 | Commercial_2034_Technical_GWh_Before Competition Groups_LED RECESSED DOWNLIGHTS
Commercial | Com ¦ ENERGY STAR Dishwasher | 2034 | Achievable | GWh | Before Competition Groups | 5.0367 | 0 | 0 | 10227.5447 | 0.00049247 | 52 | Commercial_2034_Achievable_GWh_Before Competition Groups_52 | ENERGY STAR Dishwasher | 0.04925% | 0 | 5.0367 | Commercial_2034_Achievable_GWh_Before Competition Groups_ENERGY STAR Dishwasher
Commercial | Com ¦ Evaporator Coil Defrost (Cooler) | 2034 | Technical | GWh | Before Competition Groups | 9.6904 | 0 | 0 | 21195.6309 | 0.00045719 | 72 | Commercial_2034_Technical_GWh_Before Competition Groups_72 | Evaporator Coil Defrost (Cooler) | 0.04572% | 0 | 9.6904 | Commercial_2034_Technical_GWh_Before Competition Groups_Evaporator Coil Defrost (Cooler)
Commercial | Com ¦ High Efficiency Small Instantaneous Water Heater | 2034 | Economic | GWh | Before Competition Groups | 6.9222 | 0 | 0 | 15522.7874 | 0.00044594 | 55 | Commercial_2034_Economic_GWh_Before Competition Groups_55 | High Efficiency Small Instantaneous Water Heater | 0.04459% | 0 | 6.9222 | Commercial_2034_Economic_GWh_Before Competition Groups_High Efficiency Small Instantaneous Water Heater
Commercial | Com ¦ Super-High Efficiency Furnaces (Emerging Tech) | 2034 | Achievable | GWh | Before Competition Groups | 4.42 | 0 | 0 | 10227.5447 | 0.00043217 | 53 | Commercial_2034_Achievable_GWh_Before Competition Groups_53 | Super-High Efficiency Furnaces (Emerging Tech) | 0.04322% | 0 | 4.42 | Commercial_2034_Achievable_GWh_Before Competition Groups_Super-High Efficiency Furnaces (Emerging Tech)
Commercial | Com ¦ ENERGY STAR Steam Cookers | 2034 | Economic | GWh | Before Competition Groups | 6.5465 | 0 | 0 | 15522.7874 | 0.00042174 | 56 | Commercial_2034_Economic_GWh_Before Competition Groups_56 | ENERGY STAR Steam Cookers | 0.04217% | 0 | 6.5465 | Commercial_2034_Economic_GWh_Before Competition Groups_ENERGY STAR Steam Cookers
Commercial | Com ¦ Ozone Laundry Treatment | 2034 | Economic | GWh | Before Competition Groups | 6.4595 | 0 | 0 | 15522.7874 | 0.00041613 | 57 | Commercial_2034_Economic_GWh_Before Competition Groups_57 | Ozone Laundry Treatment | 0.04161% | 0 | 6.4595 | Commercial_2034_Economic_GWh_Before Competition Groups_Ozone Laundry Treatment
Commercial | Com ¦ ENERGY STAR Steam Cookers | 2034 | Achievable | GWh | Before Competition Groups | 4.1321 | 0 | 0 | 10227.5447 | 0.00040402 | 54 | Commercial_2034_Achievable_GWh_Before Competition Groups_54 | ENERGY STAR Steam Cookers | 0.0404% | 0 | 4.1321 | Commercial_2034_Achievable_GWh_Before Competition Groups_ENERGY STAR Steam Cookers
Commercial | Com ¦ Demand controlled Circulating Systems | 2034 | Achievable | GWh | Before Competition Groups | 3.826 | 0 | 0 | 10227.5447 | 0.00037408 | 55 | Commercial_2034_Achievable_GWh_Before Competition Groups_55 | Demand controlled Circulating Systems | 0.03741% | 0 | 3.826 | Commercial_2034_Achievable_GWh_Before Competition Groups_Demand controlled Circulating Systems
Commercial | Com ¦ Super-High Efficiency Furnaces (Emerging Tech) | 2034 | Economic | GWh | Before Competition Groups | 4.9564 | 0 | 0 | 15522.7874 | 0.0003193 | 58 | Commercial_2034_Economic_GWh_Before Competition Groups_58 | Super-High Efficiency Furnaces (Emerging Tech) | 0.03193% | 0 | 4.9564 | Commercial_2034_Economic_GWh_Before Competition Groups_Super-High Efficiency Furnaces (Emerging Tech)
Commercial | Com ¦ ENERGY STAR Steam Cookers | 2034 | Technical | GWh | Before Competition Groups | 6.5465 | 0 | 0 | 21195.6309 | 0.00030886 | 73 | Commercial_2034_Technical_GWh_Before Competition Groups_73 | ENERGY STAR Steam Cookers | 0.03089% | 0 | 6.5465 | Commercial_2034_Technical_GWh_Before Competition Groups_ENERGY STAR Steam Cookers
Commercial | Com ¦ Ozone Laundry Treatment | 2034 | Technical | GWh | Before Competition Groups | 6.4595 | 0 | 0 | 21195.6309 | 0.00030476 | 74 | Commercial_2034_Technical_GWh_Before Competition Groups_74 | Ozone Laundry Treatment | 0.03048% | 0 | 6.4595 | Commercial_2034_Technical_GWh_Before Competition Groups_Ozone Laundry Treatment
Commercial | Com ¦ SYNCHRONOUS BELT | 2034 | Technical | GWh | Before Competition Groups | 6.423 | 0 | 0 | 21195.6309 | 0.00030304 | 75 | Commercial_2034_Technical_GWh_Before Competition Groups_75 | SYNCHRONOUS BELT | 0.0303% | 0 | 6.423 | Commercial_2034_Technical_GWh_Before Competition Groups_SYNCHRONOUS BELT
Commercial | Com ¦ Door Gasket Freezer/Refrigerator | 2034 | Economic | GWh | Before Competition Groups | 4.282 | 0 | 0 | 15522.7874 | 0.00027585 | 59 | Commercial_2034_Economic_GWh_Before Competition Groups_59 | Door Gasket Freezer/Refrigerator | 0.02759% | 0 | 4.282 | Commercial_2034_Economic_GWh_Before Competition Groups_Door Gasket Freezer/Refrigerator
Commercial | Com ¦ Demand controlled Circulating Systems | 2034 | Economic | GWh | Before Competition Groups | 4.0549 | 0 | 0 | 15522.7874 | 0.00026122 | 60 | Commercial_2034_Economic_GWh_Before Competition Groups_60 | Demand controlled Circulating Systems | 0.02612% | 0 | 4.0549 | Commercial_2034_Economic_GWh_Before Competition Groups_Demand controlled Circulating Systems
Commercial | Com ¦ ECM MOTORS FOR HVAC APPLICATION (FAN-POWERED VAV BOX) | 2034 | Achievable | GWh | Before Competition Groups | 2.2843 | 0 | 0 | 10227.5447 | 0.00022335 | 56 | Commercial_2034_Achievable_GWh_Before Competition Groups_56 | ECM MOTORS FOR HVAC APPLICATION (FAN-POWERED VAV BOX) | 0.02233% | 0 | 2.2843 | Commercial_2034_Achievable_GWh_Before Competition Groups_ECM MOTORS FOR HVAC APPLICATION (FAN-POWERED VAV BOX)
Commercial | Com ¦ Thermostat Setback | 2034 | Achievable | GWh | Before Competition Groups | 2.2 | 0 | 0 | 10227.5447 | 0.00021511 | 57 | Commercial_2034_Achievable_GWh_Before Competition Groups_57 | Thermostat Setback | 0.02151% | 0 | 2.2 | Commercial_2034_Achievable_GWh_Before Competition Groups_Thermostat Setback
Commercial | Com ¦ Efficient compressor motor | 2034 | Technical | GWh | Before Competition Groups | 4.5156 | 0 | 0 | 21195.6309 | 0.00021304 | 76 | Commercial_2034_Technical_GWh_Before Competition Groups_76 | Efficient compressor motor | 0.0213% | 0 | 4.5156 | Commercial_2034_Technical_GWh_Before Competition Groups_Efficient compressor motor
Commercial | Com ¦ Solar Water Preheat (Pools/DHW) | 2034 | Economic | GWh | Before Competition Groups | 3.1899 | 0 | 0 | 15522.7874 | 0.0002055 | 61 | Commercial_2034_Economic_GWh_Before Competition Groups_61 | Solar Water Preheat (Pools/DHW) | 0.02055% | 0 | 3.1899 | Commercial_2034_Economic_GWh_Before Competition Groups_Solar Water Preheat (Pools/DHW)
Commercial | Com ¦ Demand controlled Circulating Systems | 2034 | Technical | GWh | Before Competition Groups | 4.0549 | 0 | 0 | 21195.6309 | 0.00019131 | 77 | Commercial_2034_Technical_GWh_Before Competition Groups_77 | Demand controlled Circulating Systems | 0.01913% | 0 | 4.0549 | Commercial_2034_Technical_GWh_Before Competition Groups_Demand controlled Circulating Systems
Commercial | Com ¦ ECM MOTORS FOR HVAC APPLICATION (FAN-POWERED VAV BOX) | 2034 | Economic | GWh | Before Competition Groups | 2.7028 | 0 | 0 | 15522.7874 | 0.00017412 | 62 | Commercial_2034_Economic_GWh_Before Competition Groups_62 | ECM MOTORS FOR HVAC APPLICATION (FAN-POWERED VAV BOX) | 0.01741% | 0 | 2.7028 | Commercial_2034_Economic_GWh_Before Competition Groups_ECM MOTORS FOR HVAC APPLICATION (FAN-POWERED VAV BOX)
Commercial | Com ¦ Efficient compressor motor | 2034 | Economic | GWh | Before Competition Groups | 2.5557 | 0 | 0 | 15522.7874 | 0.00016464 | 63 | Commercial_2034_Economic_GWh_Before Competition Groups_63 | Efficient compressor motor | 0.01646% | 0 | 2.5557 | Commercial_2034_Economic_GWh_Before Competition Groups_Efficient compressor motor
Commercial | Com ¦ Thermostat Setback | 2034 | Economic | GWh | Before Competition Groups | 2.4915 | 0 | 0 | 15522.7874 | 0.0001605 | 64 | Commercial_2034_Economic_GWh_Before Competition Groups_64 | Thermostat Setback | 0.01605% | 0 | 2.4915 | Commercial_2034_Economic_GWh_Before Competition Groups_Thermostat Setback
Commercial | Com ¦ Notched V belts for HVAC Systems | 2034 | Technical | GWh | Before Competition Groups | 3.2115 | 0 | 0 | 21195.6309 | 0.00015152 | 78 | Commercial_2034_Technical_GWh_Before Competition Groups_78 | Notched V belts for HVAC Systems | 0.01515% | 0 | 3.2115 | Commercial_2034_Technical_GWh_Before Competition Groups_Notched V belts for HVAC Systems
Commercial | Com ¦ Solar Water Preheat (Pools/DHW) | 2034 | Technical | GWh | Before Competition Groups | 3.1899 | 0 | 0 | 21195.6309 | 0.0001505 | 79 | Commercial_2034_Technical_GWh_Before Competition Groups_79 | Solar Water Preheat (Pools/DHW) | 0.01505% | 0 | 3.1899 | Commercial_2034_Technical_GWh_Before Competition Groups_Solar Water Preheat (Pools/DHW)
Commercial | Com ¦ Indoor Daylight Sensors/Photocell Dimming Control | 2034 | Economic | GWh | Before Competition Groups | 2.1078 | 0 | 0 | 15522.7874 | 0.00013579 | 65 | Commercial_2034_Economic_GWh_Before Competition Groups_65 | Indoor Daylight Sensors/Photocell Dimming Control | 0.01358% | 0 | 2.1078 | Commercial_2034_Economic_GWh_Before Competition Groups_Indoor Daylight Sensors/Photocell Dimming Control
Commercial | Com ¦ Solar Water Preheat (Pools/DHW) | 2034 | Achievable | GWh | Before Competition Groups | 1.3437 | 0 | 0 | 10227.5447 | 0.00013138 | 58 | Commercial_2034_Achievable_GWh_Before Competition Groups_58 | Solar Water Preheat (Pools/DHW) | 0.01314% | 0 | 1.3437 | Commercial_2034_Achievable_GWh_Before Competition Groups_Solar Water Preheat (Pools/DHW)
Commercial | Com ¦ Heat Pump Water Heater (50 Gallons) | 2034 | Technical | GWh | Before Competition Groups | 2.7231 | 0 | 0 | 21195.6309 | 0.00012848 | 80 | Commercial_2034_Technical_GWh_Before Competition Groups_80 | Heat Pump Water Heater (50 Gallons) | 0.01285% | 0 | 2.7231 | Commercial_2034_Technical_GWh_Before Competition Groups_Heat Pump Water Heater (50 Gallons)
Commercial | Com ¦ ECM MOTORS FOR HVAC APPLICATION (FAN-POWERED VAV BOX) | 2034 | Technical | GWh | Before Competition Groups | 2.7123 | 0 | 0 | 21195.6309 | 0.00012797 | 81 | Commercial_2034_Technical_GWh_Before Competition Groups_81 | ECM MOTORS FOR HVAC APPLICATION (FAN-POWERED VAV BOX) | 0.0128% | 0 | 2.7123 | Commercial_2034_Technical_GWh_Before Competition Groups_ECM MOTORS FOR HVAC APPLICATION (FAN-POWERED VAV BOX)
Commercial | Com ¦ PTAC (12 EER/10,000 BTU) | 2034 | Economic | GWh | Before Competition Groups | 1.9041 | 0 | 0 | 15522.7874 | 0.00012266 | 66 | Commercial_2034_Economic_GWh_Before Competition Groups_66 | PTAC (12 EER/10,000 BTU) | 0.01227% | 0 | 1.9041 | Commercial_2034_Economic_GWh_Before Competition Groups_PTAC (12 EER/10,000 BTU)
Commercial | Com ¦ Thermostat Setback | 2034 | Technical | GWh | Before Competition Groups | 2.4915 | 0 | 0 | 21195.6309 | 0.00011755 | 82 | Commercial_2034_Technical_GWh_Before Competition Groups_82 | Thermostat Setback | 0.01175% | 0 | 2.4915 | Commercial_2034_Technical_GWh_Before Competition Groups_Thermostat Setback
Commercial | Com ¦ Room AC (w/ louvered sides) 14 SEER from 12 SEER code | 2034 | Technical | GWh | Before Competition Groups | 2.3558 | 0 | 0 | 21195.6309 | 0.00011115 | 83 | Commercial_2034_Technical_GWh_Before Competition Groups_83 | Room AC (w/ louvered sides) 14 SEER from 12 SEER code | 0.01111% | 0 | 2.3558 | Commercial_2034_Technical_GWh_Before Competition Groups_Room AC (w/ louvered sides) 14 SEER from 12 SEER code
Commercial | Com ¦ Wall Insulation | 2034 | Technical | GWh | Before Competition Groups | 2.2799 | 0 | 0 | 21195.6309 | 0.00010756 | 84 | Commercial_2034_Technical_GWh_Before Competition Groups_84 | Wall Insulation | 0.01076% | 0 | 2.2799 | Commercial_2034_Technical_GWh_Before Competition Groups_Wall Insulation
Commercial | Com ¦ Solar Preheat Make up Air | 2034 | Technical | GWh | Before Competition Groups | 2.2557 | 0 | 0 | 21195.6309 | 0.00010642 | 85 | Commercial_2034_Technical_GWh_Before Competition Groups_85 | Solar Preheat Make up Air | 0.01064% | 0 | 2.2557 | Commercial_2034_Technical_GWh_Before Competition Groups_Solar Preheat Make up Air
Commercial | Com ¦ Notched V belts for HVAC Systems | 2034 | Economic | GWh | Before Competition Groups | 1.6283 | 0 | 0 | 15522.7874 | 0.00010489 | 67 | Commercial_2034_Economic_GWh_Before Competition Groups_67 | Notched V belts for HVAC Systems | 0.01049% | 0 | 1.6283 | Commercial_2034_Economic_GWh_Before Competition Groups_Notched V belts for HVAC Systems
Commercial | Com ¦ Auto Off Time Switch or Time Clock control | 2034 | Achievable | GWh | Before Competition Groups | 1.0404 | 0 | 0 | 10227.5447 | 0.00010172 | 59 | Commercial_2034_Achievable_GWh_Before Competition Groups_59 | Auto Off Time Switch or Time Clock control | 0.01017% | 0 | 1.0404 | Commercial_2034_Achievable_GWh_Before Competition Groups_Auto Off Time Switch or Time Clock control
Commercial | Com ¦ CEE Tier 2/Energy Star Clothes Washers | 2034 | Achievable | GWh | Before Competition Groups | 1.0323 | 0 | 0 | 10227.5447 | 0.00010094 | 60 | Commercial_2034_Achievable_GWh_Before Competition Groups_60 | CEE Tier 2/Energy Star Clothes Washers | 0.01009% | 0 | 1.0323 | Commercial_2034_Achievable_GWh_Before Competition Groups_CEE Tier 2/Energy Star Clothes Washers
Commercial | Com ¦ PTAC (12 EER/10,000 BTU) | 2034 | Technical | GWh | Before Competition Groups | 2.1202 | 0 | 0 | 21195.6309 | 0.00010003 | 86 | Commercial_2034_Technical_GWh_Before Competition Groups_86 | PTAC (12 EER/10,000 BTU) | 0.01% | 0 | 2.1202 | Commercial_2034_Technical_GWh_Before Competition Groups_PTAC (12 EER/10,000 BTU)
Commercial | Com ¦ Commercial Hot Food Holding Cabinets | 2034 | Technical | GWh | Before Competition Groups | 1.9143 | 0 | 0 | 21195.6309 | 9.0314e-05 | 87 | Commercial_2034_Technical_GWh_Before Competition Groups_87 | Commercial Hot Food Holding Cabinets | 0.009031% | 0 | 1.9143 | Commercial_2034_Technical_GWh_Before Competition Groups_Commercial Hot Food Holding Cabinets
Commercial | Com ¦ CEE Tier 2/Energy Star Clothes Washers | 2034 | Economic | GWh | Before Competition Groups | 1.3999 | 0 | 0 | 15522.7874 | 9.018e-05 | 68 | Commercial_2034_Economic_GWh_Before Competition Groups_68 | CEE Tier 2/Energy Star Clothes Washers | 0.009018% | 0 | 1.3999 | Commercial_2034_Economic_GWh_Before Competition Groups_CEE Tier 2/Energy Star Clothes Washers
Commercial | Com ¦ PTAC (12 EER/10,000 BTU) | 2034 | Achievable | GWh | Before Competition Groups | 0.88552 | 0 | 0 | 10227.5447 | 8.6582e-05 | 61 | Commercial_2034_Achievable_GWh_Before Competition Groups_61 | PTAC (12 EER/10,000 BTU) | 0.008658% | 0 | 0.88552 | Commercial_2034_Achievable_GWh_Before Competition Groups_PTAC (12 EER/10,000 BTU)
Commercial | Com ¦ Auto Off Time Switch or Time Clock control | 2034 | Economic | GWh | Before Competition Groups | 1.3406 | 0 | 0 | 15522.7874 | 8.6364e-05 | 69 | Commercial_2034_Economic_GWh_Before Competition Groups_69 | Auto Off Time Switch or Time Clock control | 0.008636% | 0 | 1.3406 | Commercial_2034_Economic_GWh_Before Competition Groups_Auto Off Time Switch or Time Clock control
Commercial | COM ¦ Ductless Mini-Split Heat Pumps | 2034 | Economic | GWh | Before Competition Groups | 1.2068 | 0 | 0 | 15522.7874 | 7.7743e-05 | 70 | Commercial_2034_Economic_GWh_Before Competition Groups_70 | Ductless Mini-Split Heat Pumps | 0.007774% | 0 | 1.2068 | Commercial_2034_Economic_GWh_Before Competition Groups_Ductless Mini-Split Heat Pumps
Commercial | COM ¦ Ductless Mini-Split Heat Pumps | 2034 | Achievable | GWh | Before Competition Groups | 0.68887 | 0 | 0 | 10227.5447 | 6.7354e-05 | 62 | Commercial_2034_Achievable_GWh_Before Competition Groups_62 | Ductless Mini-Split Heat Pumps | 0.006735% | 0 | 0.68887 | Commercial_2034_Achievable_GWh_Before Competition Groups_Ductless Mini-Split Heat Pumps
Commercial | Com ¦ Efficient compressor motor | 2034 | Achievable | GWh | Before Competition Groups | 0.68219 | 0 | 0 | 10227.5447 | 6.6701e-05 | 63 | Commercial_2034_Achievable_GWh_Before Competition Groups_63 | Efficient compressor motor | 0.00667% | 0 | 0.68219 | Commercial_2034_Achievable_GWh_Before Competition Groups_Efficient compressor motor
Commercial | Com ¦ CEE Tier 2/Energy Star Clothes Washers | 2034 | Technical | GWh | Before Competition Groups | 1.3999 | 0 | 0 | 21195.6309 | 6.6044e-05 | 88 | Commercial_2034_Technical_GWh_Before Competition Groups_88 | CEE Tier 2/Energy Star Clothes Washers | 0.006604% | 0 | 1.3999 | Commercial_2034_Technical_GWh_Before Competition Groups_CEE Tier 2/Energy Star Clothes Washers
Commercial | Com ¦ Auto Off Time Switch or Time Clock control | 2034 | Technical | GWh | Before Competition Groups | 1.3406 | 0 | 0 | 21195.6309 | 6.3249e-05 | 89 | Commercial_2034_Technical_GWh_Before Competition Groups_89 | Auto Off Time Switch or Time Clock control | 0.006325% | 0 | 1.3406 | Commercial_2034_Technical_GWh_Before Competition Groups_Auto Off Time Switch or Time Clock control
Commercial | Com ¦ LED RECESSED DOWNLIGHTS | 2034 | Economic | GWh | Before Competition Groups | 0.96317 | 0 | 0 | 15522.7874 | 6.2049e-05 | 71 | Commercial_2034_Economic_GWh_Before Competition Groups_71 | LED RECESSED DOWNLIGHTS | 0.006205% | 0 | 0.96317 | Commercial_2034_Economic_GWh_Before Competition Groups_LED RECESSED DOWNLIGHTS
Commercial | Com ¦ LED RECESSED DOWNLIGHTS | 2034 | Achievable | GWh | Before Competition Groups | 0.62294 | 0 | 0 | 10227.5447 | 6.0908e-05 | 64 | Commercial_2034_Achievable_GWh_Before Competition Groups_64 | LED RECESSED DOWNLIGHTS | 0.006091% | 0 | 0.62294 | Commercial_2034_Achievable_GWh_Before Competition Groups_LED RECESSED DOWNLIGHTS
Commercial | COM ¦ Ductless Mini-Split Heat Pumps | 2034 | Technical | GWh | Before Competition Groups | 1.2068 | 0 | 0 | 21195.6309 | 5.6936e-05 | 90 | Commercial_2034_Technical_GWh_Before Competition Groups_90 | Ductless Mini-Split Heat Pumps | 0.005694% | 0 | 1.2068 | Commercial_2034_Technical_GWh_Before Competition Groups_Ductless Mini-Split Heat Pumps
Commercial | Com ¦ Low Flow Pre-Rinse Spray Nozzle | 2034 | Achievable | GWh | Before Competition Groups | 0.5783 | 0 | 0 | 10227.5447 | 5.6543e-05 | 65 | Commercial_2034_Achievable_GWh_Before Competition Groups_65 | Low Flow Pre-Rinse Spray Nozzle | 0.005654% | 0 | 0.5783 | Commercial_2034_Achievable_GWh_Before Competition Groups_Low Flow Pre-Rinse Spray Nozzle
Commercial | Com ¦ Low Flow Pre-Rinse Spray Nozzle | 2034 | Economic | GWh | Before Competition Groups | 0.85128 | 0 | 0 | 15522.7874 | 5.4841e-05 | 72 | Commercial_2034_Economic_GWh_Before Competition Groups_72 | Low Flow Pre-Rinse Spray Nozzle | 0.005484% | 0 | 0.85128 | Commercial_2034_Economic_GWh_Before Competition Groups_Low Flow Pre-Rinse Spray Nozzle
Commercial | Com ¦ Solar Electric Water Heater (50 Gallon) | 2034 | Technical | GWh | Before Competition Groups | 1.149 | 0 | 0 | 21195.6309 | 5.421e-05 | 91 | Commercial_2034_Technical_GWh_Before Competition Groups_91 | Solar Electric Water Heater (50 Gallon) | 0.005421% | 0 | 1.149 | Commercial_2034_Technical_GWh_Before Competition Groups_Solar Electric Water Heater (50 Gallon)
Commercial | Com ¦ Notched V belts for HVAC Systems | 2034 | Achievable | GWh | Before Competition Groups | 0.5478 | 0 | 0 | 10227.5447 | 5.3562e-05 | 66 | Commercial_2034_Achievable_GWh_Before Competition Groups_66 | Notched V belts for HVAC Systems | 0.005356% | 0 | 0.5478 | Commercial_2034_Achievable_GWh_Before Competition Groups_Notched V belts for HVAC Systems
Commercial | Com ¦ High Efficiency Small Instantaneous Water Heater | 2034 | Achievable | GWh | Before Competition Groups | 0.43743 | 0 | 0 | 10227.5447 | 4.277e-05 | 67 | Commercial_2034_Achievable_GWh_Before Competition Groups_67 | High Efficiency Small Instantaneous Water Heater | 0.004277% | 0 | 0.43743 | Commercial_2034_Achievable_GWh_Before Competition Groups_High Efficiency Small Instantaneous Water Heater
Commercial | Com ¦ HVAC Optimization | 2034 | Technical | GWh | Before Competition Groups | 0.87551 | 0 | 0 | 21195.6309 | 4.1306e-05 | 92 | Commercial_2034_Technical_GWh_Before Competition Groups_92 | HVAC Optimization | 0.004131% | 0 | 0.87551 | Commercial_2034_Technical_GWh_Before Competition Groups_HVAC Optimization
Commercial | Com ¦ Low Flow Pre-Rinse Spray Nozzle | 2034 | Technical | GWh | Before Competition Groups | 0.85128 | 0 | 0 | 21195.6309 | 4.0163e-05 | 93 | Commercial_2034_Technical_GWh_Before Competition Groups_93 | Low Flow Pre-Rinse Spray Nozzle | 0.004016% | 0 | 0.85128 | Commercial_2034_Technical_GWh_Before Competition Groups_Low Flow Pre-Rinse Spray Nozzle
Commercial | Com ¦ Commercial Hot Food Holding Cabinets | 2034 | Economic | GWh | Before Competition Groups | 0.56889 | 0 | 0 | 15522.7874 | 3.6649e-05 | 73 | Commercial_2034_Economic_GWh_Before Competition Groups_73 | Commercial Hot Food Holding Cabinets | 0.003665% | 0 | 0.56889 | Commercial_2034_Economic_GWh_Before Competition Groups_Commercial Hot Food Holding Cabinets
Commercial | Com ¦ HVAC Optimization | 2034 | Economic | GWh | Before Competition Groups | 0.5282 | 0 | 0 | 15522.7874 | 3.4027e-05 | 74 | Commercial_2034_Economic_GWh_Before Competition Groups_74 | HVAC Optimization | 0.003403% | 0 | 0.5282 | Commercial_2034_Economic_GWh_Before Competition Groups_HVAC Optimization
Commercial | Com ¦ HVAC Optimization | 2034 | Achievable | GWh | Before Competition Groups | 0.33801 | 0 | 0 | 10227.5447 | 3.3049e-05 | 68 | Commercial_2034_Achievable_GWh_Before Competition Groups_68 | HVAC Optimization | 0.003305% | 0 | 0.33801 | Commercial_2034_Achievable_GWh_Before Competition Groups_HVAC Optimization
Commercial | Com ¦ Commercial Hot Food Holding Cabinets | 2034 | Achievable | GWh | Before Competition Groups | 0.31859 | 0 | 0 | 10227.5447 | 3.115e-05 | 69 | Commercial_2034_Achievable_GWh_Before Competition Groups_69 | Commercial Hot Food Holding Cabinets | 0.003115% | 0 | 0.31859 | Commercial_2034_Achievable_GWh_Before Competition Groups_Commercial Hot Food Holding Cabinets
Commercial | Com ¦ High Efficiency Chiller (avg of water and air cooled) | 2034 | Technical | GWh | Before Competition Groups | 0.534 | 0 | 0 | 21195.6309 | 2.5194e-05 | 94 | Commercial_2034_Technical_GWh_Before Competition Groups_94 | High Efficiency Chiller (avg of water and air cooled) | 0.002519% | 0 | 0.534 | Commercial_2034_Technical_GWh_Before Competition Groups_High Efficiency Chiller (avg of water and air cooled)
Commercial | Com ¦ Wall Insulation | 2034 | Economic | GWh | Before Competition Groups | 0.33195 | 0 | 0 | 15522.7874 | 2.1385e-05 | 75 | Commercial_2034_Economic_GWh_Before Competition Groups_75 | Wall Insulation | 0.002138% | 0 | 0.33195 | Commercial_2034_Economic_GWh_Before Competition Groups_Wall Insulation
Commercial | Com ¦ Indoor Daylight Sensors/Photocell Dimming Control | 2034 | Achievable | GWh | Before Competition Groups | 0.21119 | 0 | 0 | 10227.5447 | 2.0649e-05 | 70 | Commercial_2034_Achievable_GWh_Before Competition Groups_70 | Indoor Daylight Sensors/Photocell Dimming Control | 0.002065% | 0 | 0.21119 | Commercial_2034_Achievable_GWh_Before Competition Groups_Indoor Daylight Sensors/Photocell Dimming Control
Commercial | Com ¦ Wall Insulation | 2034 | Achievable | GWh | Before Competition Groups | 0.18592 | 0 | 0 | 10227.5447 | 1.8178e-05 | 71 | Commercial_2034_Achievable_GWh_Before Competition Groups_71 | Wall Insulation | 0.001818% | 0 | 0.18592 | Commercial_2034_Achievable_GWh_Before Competition Groups_Wall Insulation
Commercial | Com ¦ EC Plug Fan for Data Center (under cabinet) | 2034 | Economic | GWh | Before Competition Groups | 0.23065 | 0 | 0 | 15522.7874 | 1.4859e-05 | 76 | Commercial_2034_Economic_GWh_Before Competition Groups_76 | EC Plug Fan for Data Center (under cabinet) | 0.001486% | 0 | 0.23065 | Commercial_2034_Economic_GWh_Before Competition Groups_EC Plug Fan for Data Center (under cabinet)
Commercial | Com ¦ Energy Recovery Ventilation and Ventilation (Enhanced) | 2034 | Achievable | GWh | Before Competition Groups | 0.14782 | 0 | 0 | 10227.5447 | 1.4453e-05 | 72 | Commercial_2034_Achievable_GWh_Before Competition Groups_72 | Energy Recovery Ventilation and Ventilation (Enhanced) | 0.001445% | 0 | 0.14782 | Commercial_2034_Achievable_GWh_Before Competition Groups_Energy Recovery Ventilation and Ventilation (Enhanced)
Commercial | Com ¦ EC Plug Fan for Data Center (under cabinet) | 2034 | Technical | GWh | Before Competition Groups | 0.23065 | 0 | 0 | 21195.6309 | 1.0882e-05 | 95 | Commercial_2034_Technical_GWh_Before Competition Groups_95 | EC Plug Fan for Data Center (under cabinet) | 0.001088% | 0 | 0.23065 | Commercial_2034_Technical_GWh_Before Competition Groups_EC Plug Fan for Data Center (under cabinet)
Commercial | Com ¦ eCube | 2034 | Technical | GWh | Before Competition Groups | 0.20999 | 0 | 0 | 21195.6309 | 9.9072e-06 | 96 | Commercial_2034_Technical_GWh_Before Competition Groups_96 | eCube | 0.0009907% | 0 | 0.20999 | Commercial_2034_Technical_GWh_Before Competition Groups_eCube
Commercial | Com ¦ Room AC (w/ louvered sides) 14 SEER from 12 SEER code | 2034 | Achievable | GWh | Before Competition Groups | 0.05928 | 0 | 0 | 10227.5447 | 5.7961e-06 | 73 | Commercial_2034_Achievable_GWh_Before Competition Groups_73 | Room AC (w/ louvered sides) 14 SEER from 12 SEER code | 0.0005796% | 0 | 0.05928 | Commercial_2034_Achievable_GWh_Before Competition Groups_Room AC (w/ louvered sides) 14 SEER from 12 SEER code
Commercial | Com ¦ EC Plug Fan for Data Center (under cabinet) | 2034 | Achievable | GWh | Before Competition Groups | 0.055226 | 0 | 0 | 10227.5447 | 5.3998e-06 | 74 | Commercial_2034_Achievable_GWh_Before Competition Groups_74 | EC Plug Fan for Data Center (under cabinet) | 0.00054% | 0 | 0.055226 | Commercial_2034_Achievable_GWh_Before Competition Groups_EC Plug Fan for Data Center (under cabinet)
Commercial | Com ¦ Room AC (w/ louvered sides) 14 SEER from 12 SEER code | 2034 | Economic | GWh | Before Competition Groups | 0.068868 | 0 | 0 | 15522.7874 | 4.4366e-06 | 77 | Commercial_2034_Economic_GWh_Before Competition Groups_77 | Room AC (w/ louvered sides) 14 SEER from 12 SEER code | 0.0004437% | 0 | 0.068868 | Commercial_2034_Economic_GWh_Before Competition Groups_Room AC (w/ louvered sides) 14 SEER from 12 SEER code
Commercial | Com ¦ Air Curtains | 2034 | Achievable | GWh | Before Competition Groups | 0.044705 | 0 | 0 | 10227.5447 | 4.3711e-06 | 75 | Commercial_2034_Achievable_GWh_Before Competition Groups_75 | Air Curtains | 0.0004371% | 0 | 0.044705 | Commercial_2034_Achievable_GWh_Before Competition Groups_Air Curtains
Commercial | Com ¦ Air Curtains | 2034 | Economic | GWh | Before Competition Groups | 0.054931 | 0 | 0 | 15522.7874 | 3.5387e-06 | 78 | Commercial_2034_Economic_GWh_Before Competition Groups_78 | Air Curtains | 0.0003539% | 0 | 0.054931 | Commercial_2034_Economic_GWh_Before Competition Groups_Air Curtains
Commercial | Com ¦ Exterior Photocell | 2034 | Technical | GWh | Before Competition Groups | 0.065889 | 0 | 0 | 21195.6309 | 3.1086e-06 | 97 | Commercial_2034_Technical_GWh_Before Competition Groups_97 | Exterior Photocell | 0.0003109% | 0 | 0.065889 | Commercial_2034_Technical_GWh_Before Competition Groups_Exterior Photocell
Commercial | Com ¦ VSD Air Compressor | 2034 | Achievable | GWh | Before Competition Groups | 0.030117 | 0 | 0 | 10227.5447 | 2.9447e-06 | 76 | Commercial_2034_Achievable_GWh_Before Competition Groups_76 | VSD Air Compressor | 0.0002945% | 0 | 0.030117 | Commercial_2034_Achievable_GWh_Before Competition Groups_VSD Air Compressor
Commercial | Com ¦ VSD Air Compressor | 2034 | Economic | GWh | Before Competition Groups | 0.044922 | 0 | 0 | 15522.7874 | 2.8939e-06 | 79 | Commercial_2034_Economic_GWh_Before Competition Groups_79 | VSD Air Compressor | 0.0002894% | 0 | 0.044922 | Commercial_2034_Economic_GWh_Before Competition Groups_VSD Air Compressor
Commercial | Com ¦ Air Curtains | 2034 | Technical | GWh | Before Competition Groups | 0.054931 | 0 | 0 | 21195.6309 | 2.5916e-06 | 98 | Commercial_2034_Technical_GWh_Before Competition Groups_98 | Air Curtains | 0.0002592% | 0 | 0.054931 | Commercial_2034_Technical_GWh_Before Competition Groups_Air Curtains
Commercial | Com ¦ High Efficiency Chiller (avg of water and air cooled) | 2034 | Achievable | GWh | Before Competition Groups | 0.02443 | 0 | 0 | 10227.5447 | 2.3886e-06 | 77 | Commercial_2034_Achievable_GWh_Before Competition Groups_77 | High Efficiency Chiller (avg of water and air cooled) | 0.0002389% | 0 | 0.02443 | Commercial_2034_Achievable_GWh_Before Competition Groups_High Efficiency Chiller (avg of water and air cooled)
Commercial | Com ¦ High Efficiency Chiller (avg of water and air cooled) | 2034 | Economic | GWh | Before Competition Groups | 0.032912 | 0 | 0 | 15522.7874 | 2.1203e-06 | 80 | Commercial_2034_Economic_GWh_Before Competition Groups_80 | High Efficiency Chiller (avg of water and air cooled) | 0.000212% | 0 | 0.032912 | Commercial_2034_Economic_GWh_Before Competition Groups_High Efficiency Chiller (avg of water and air cooled)
Commercial | Com ¦ VSD Air Compressor | 2034 | Technical | GWh | Before Competition Groups | 0.044922 | 0 | 0 | 21195.6309 | 2.1194e-06 | 99 | Commercial_2034_Technical_GWh_Before Competition Groups_99 | VSD Air Compressor | 0.0002119% | 0 | 0.044922 | Commercial_2034_Technical_GWh_Before Competition Groups_VSD Air Compressor
Commercial | Com ¦ High Efficiency Induction Cooking | 2034 | Technical | GWh | Before Competition Groups | 0.0082168 | 0 | 0 | 21195.6309 | 3.8766e-07 | 100 | Commercial_2034_Technical_GWh_Before Competition Groups_100 | High Efficiency Induction Cooking | 3.877e-05% | 0 | 0.0082168 | Commercial_2034_Technical_GWh_Before Competition Groups_High Efficiency Induction Cooking
Commercial | Com ¦ Electric Convection Combination Ovens | 2034 | Achievable | GWh | Before Competition Groups | 0.0028717 | 0 | 0 | 10227.5447 | 2.8078e-07 | 78 | Commercial_2034_Achievable_GWh_Before Competition Groups_78 | Electric Convection Combination Ovens | 2.808e-05% | 0 | 0.0028717 | Commercial_2034_Achievable_GWh_Before Competition Groups_Electric Convection Combination Ovens
Commercial | Com ¦ Electric Convection Combination Ovens | 2034 | Economic | GWh | Before Competition Groups | 0.0036405 | 0 | 0 | 15522.7874 | 2.3453e-07 | 81 | Commercial_2034_Economic_GWh_Before Competition Groups_81 | Electric Convection Combination Ovens | 2.345e-05% | 0 | 0.0036405 | Commercial_2034_Economic_GWh_Before Competition Groups_Electric Convection Combination Ovens
Commercial | Com ¦ Electric Convection Combination Ovens | 2034 | Technical | GWh | Before Competition Groups | 0.0036405 | 0 | 0 | 21195.6309 | 1.7176e-07 | 101 | Commercial_2034_Technical_GWh_Before Competition Groups_101 | Electric Convection Combination Ovens | 1.718e-05% | 0 | 0.0036405 | Commercial_2034_Technical_GWh_Before Competition Groups_Electric Convection Combination Ovens
Commercial | Com ¦ LLLC - Low Impact Application | 2034 | Achievable | GWh | Before Competition Groups | 7.158e-19 | 0 | 0 | 10227.5447 | 6.9988e-23 | 79 | Commercial_2034_Achievable_GWh_Before Competition Groups_79 | LLLC - Low Impact Application | 6.999e-21% | 0 | 7.158e-19 | Commercial_2034_Achievable_GWh_Before Competition Groups_LLLC - Low Impact Application
Commercial | Com ¦ LLLC - High Impact Application | 2034 | Achievable | GWh | Before Competition Groups | 3.5028e-19 | 0 | 0 | 10227.5447 | 3.4248e-23 | 80 | Commercial_2034_Achievable_GWh_Before Competition Groups_80 | LLLC - High Impact Application | 3.425e-21% | 0 | 3.5028e-19 | Commercial_2034_Achievable_GWh_Before Competition Groups_LLLC - High Impact Application
Commercial | Com ¦ Networked/Connected - High Impact Application | 2034 | Achievable | GWh | Before Competition Groups | 6.2594e-21 | 0 | 0 | 10227.5447 | 6.1201e-25 | 81 | Commercial_2034_Achievable_GWh_Before Competition Groups_81 | Networked/Connected - High Impact Application | 6.12e-23% | 0 | 6.2594e-21 | Commercial_2034_Achievable_GWh_Before Competition Groups_Networked/Connected - High Impact Application
Commercial | Com ¦ Networked/Connected - Low Impact Application | 2034 | Achievable | GWh | Before Competition Groups | 3.2478e-21 | 0 | 0 | 10227.5447 | 3.1756e-25 | 82 | Commercial_2034_Achievable_GWh_Before Competition Groups_82 | Networked/Connected - Low Impact Application | 3.176e-23% | 0 | 3.2478e-21 | Commercial_2034_Achievable_GWh_Before Competition Groups_Networked/Connected - Low Impact Application
Commercial | Com ¦ Ground Source Heat Pump | 2034 | Achievable | GWh | Before Competition Groups | 0 | 0 | 0 | 10227.5447 | 0 | 83 | Commercial_2034_Achievable_GWh_Before Competition Groups_83 | Ground Source Heat Pump | 0% | 0 | 0 | Commercial_2034_Achievable_GWh_Before Competition Groups_Ground Source Heat Pump
Commercial | Com ¦ Ground Source Heat Pump | 2034 | Economic | GWh | Before Competition Groups | 0 | 0 | 0 | 15522.7874 | 0 | 82 | Commercial_2034_Economic_GWh_Before Competition Groups_82 | Ground Source Heat Pump | 0% | 0 | 0 | Commercial_2034_Economic_GWh_Before Competition Groups_Ground Source Heat Pump
Commercial | Com ¦ High R-Value Glass Doors/no-heat glass door | 2034 | Achievable | GWh | Before Competition Groups | 0 | 0 | 0 | 10227.5447 | 0 | 84 | Commercial_2034_Achievable_GWh_Before Competition Groups_84 | High R-Value Glass Doors/no-heat glass door | 0% | 0 | 0 | Commercial_2034_Achievable_GWh_Before Competition Groups_High R-Value Glass Doors/no-heat glass door
Commercial | Com ¦ High R-Value Glass Doors/no-heat glass door | 2034 | Economic | GWh | Before Competition Groups | 0 | 0 | 0 | 15522.7874 | 0 | 83 | Commercial_2034_Economic_GWh_Before Competition Groups_83 | High R-Value Glass Doors/no-heat glass door | 0% | 0 | 0 | Commercial_2034_Economic_GWh_Before Competition Groups_High R-Value Glass Doors/no-heat glass door
Commercial | Com ¦ HOTEL OCCUPANCY CONTROLS (HVAC + LIGHTING) | 2034 | Achievable | GWh | Before Competition Groups | 0 | 0 | 0 | 10227.5447 | 0 | 85 | Commercial_2034_Achievable_GWh_Before Competition Groups_85 | HOTEL OCCUPANCY CONTROLS (HVAC + LIGHTING) | 0% | 0 | 0 | Commercial_2034_Achievable_GWh_Before Competition Groups_HOTEL OCCUPANCY CONTROLS (HVAC + LIGHTING)
Commercial | Com ¦ HOTEL OCCUPANCY CONTROLS (HVAC + LIGHTING) | 2034 | Economic | GWh | Before Competition Groups | 0 | 0 | 0 | 15522.7874 | 0 | 84 | Commercial_2034_Economic_GWh_Before Competition Groups_84 | HOTEL OCCUPANCY CONTROLS (HVAC + LIGHTING) | 0% | 0 | 0 | Commercial_2034_Economic_GWh_Before Competition Groups_HOTEL OCCUPANCY CONTROLS (HVAC + LIGHTING)
Commercial | Com ¦ Refrigeration Commissioning | 2034 | Achievable | GWh | Before Competition Groups | 0 | 0 | 0 | 10227.5447 | 0 | 86 | Commercial_2034_Achievable_GWh_Before Competition Groups_86 | Refrigeration Commissioning | 0% | 0 | 0 | Commercial_2034_Achievable_GWh_Before Competition Groups_Refrigeration Commissioning
Commercial | Com ¦ Refrigeration Commissioning | 2034 | Economic | GWh | Before Competition Groups | 0 | 0 | 0 | 15522.7874 | 0 | 85 | Commercial_2034_Economic_GWh_Before Competition Groups_85 | Refrigeration Commissioning | 0% | 0 | 0 | Commercial_2034_Economic_GWh_Before Competition Groups_Refrigeration Commissioning
Commercial | Com ¦ Roof Insulation/Ceiling Insulation (R25 Code to R35) | 2034 | Achievable | GWh | Before Competition Groups | 0 | 0 | 0 | 10227.5447 | 0 | 87 | Commercial_2034_Achievable_GWh_Before Competition Groups_87 | Roof Insulation/Ceiling Insulation (R25 Code to R35) | 0% | 0 | 0 | Commercial_2034_Achievable_GWh_Before Competition Groups_Roof Insulation/Ceiling Insulation (R25 Code to R35)
Commercial | Com ¦ Roof Insulation/Ceiling Insulation (R25 Code to R35) | 2034 | Economic | GWh | Before Competition Groups | 0 | 0 | 0 | 15522.7874 | 0 | 86 | Commercial_2034_Economic_GWh_Before Competition Groups_86 | Roof Insulation/Ceiling Insulation (R25 Code to R35) | 0% | 0 | 0 | Commercial_2034_Economic_GWh_Before Competition Groups_Roof Insulation/Ceiling Insulation (R25 Code to R35)
Commercial | Com ¦ SYNCHRONOUS BELT | 2034 | Achievable | GWh | Before Competition Groups | 0 | 0 | 0 | 10227.5447 | 0 | 88 | Commercial_2034_Achievable_GWh_Before Competition Groups_88 | SYNCHRONOUS BELT | 0% | 0 | 0 | Commercial_2034_Achievable_GWh_Before Competition Groups_SYNCHRONOUS BELT
Commercial | Com ¦ SYNCHRONOUS BELT | 2034 | Economic | GWh | Before Competition Groups | 0 | 0 | 0 | 15522.7874 | 0 | 87 | Commercial_2034_Economic_GWh_Before Competition Groups_87 | SYNCHRONOUS BELT | 0% | 0 | 0 | Commercial_2034_Economic_GWh_Before Competition Groups_SYNCHRONOUS BELT
Commercial | Com ¦ Building Recommissioning, Operations and Maintenance (O&M) Improvements | 2035 | Economic | GWh | Before Competition Groups | 2118.1159 | 0 | 0 | 16004.9226 | 0.13234 | 1 | Commercial_2035_Economic_GWh_Before Competition Groups_1 | Building Recommissioning, Operations and Maintenance (O&M) Improvements | 13.23% | 0 | 2118.1159 | Commercial_2035_Economic_GWh_Before Competition Groups_Building Recommissioning, Operations and Maintenance (O&M) Improvements
Commercial | Com ¦ LED Low/High Bay | 2035 | Achievable | GWh | Before Competition Groups | 1143.2537 | 0 | 0 | 10871.5446 | 0.10516 | 1 | Commercial_2035_Achievable_GWh_Before Competition Groups_1 | LED Low/High Bay | 10.52% | 0 | 1143.2537 | Commercial_2035_Achievable_GWh_Before Competition Groups_LED Low/High Bay
Commercial | Com ¦ Building Recommissioning, Operations and Maintenance (O&M) Improvements | 2035 | Technical | GWh | Before Competition Groups | 2118.1159 | 0 | 0 | 21307.3625 | 0.099408 | 1 | Commercial_2035_Technical_GWh_Before Competition Groups_1 | Building Recommissioning, Operations and Maintenance (O&M) Improvements | 9.941% | 0 | 2118.1159 | Commercial_2035_Technical_GWh_Before Competition Groups_Building Recommissioning, Operations and Maintenance (O&M) Improvements
Commercial | Com ¦ LED Troffer/Surface/Suspended | 2035 | Achievable | GWh | Before Competition Groups | 994.6397 | 0 | 0 | 10871.5446 | 0.09149 | 2 | Commercial_2035_Achievable_GWh_Before Competition Groups_2 | LED Troffer/Surface/Suspended | 9.149% | 0 | 994.6397 | Commercial_2035_Achievable_GWh_Before Competition Groups_LED Troffer/Surface/Suspended
Commercial | Com ¦ ENERGY STAR LED LAMPS (REFLECTOR LAMPs/MR16/PAR 16) | 2035 | Achievable | GWh | Before Competition Groups | 970.5718 | 0 | 0 | 10871.5446 | 0.089276 | 3 | Commercial_2035_Achievable_GWh_Before Competition Groups_3 | ENERGY STAR LED LAMPS (REFLECTOR LAMPs/MR16/PAR 16) | 8.928% | 0 | 970.5718 | Commercial_2035_Achievable_GWh_Before Competition Groups_ENERGY STAR LED LAMPS (REFLECTOR LAMPs/MR16/PAR 16)
Commercial | Com ¦ Building Recommissioning, Operations and Maintenance (O&M) Improvements | 2035 | Achievable | GWh | Before Competition Groups | 953.486 | 0 | 0 | 10871.5446 | 0.087705 | 4 | Commercial_2035_Achievable_GWh_Before Competition Groups_4 | Building Recommissioning, Operations and Maintenance (O&M) Improvements | 8.77% | 0 | 953.486 | Commercial_2035_Achievable_GWh_Before Competition Groups_Building Recommissioning, Operations and Maintenance (O&M) Improvements
Commercial | Com ¦ LED Low/High Bay | 2035 | Economic | GWh | Before Competition Groups | 1278.203 | 0 | 0 | 16004.9226 | 0.079863 | 2 | Commercial_2035_Economic_GWh_Before Competition Groups_2 | LED Low/High Bay | 7.986% | 0 | 1278.203 | Commercial_2035_Economic_GWh_Before Competition Groups_LED Low/High Bay
Commercial | Com ¦ Central Lighting Control System | 2035 | Technical | GWh | Before Competition Groups | 1599.0278 | 0 | 0 | 21307.3625 | 0.075046 | 2 | Commercial_2035_Technical_GWh_Before Competition Groups_2 | Central Lighting Control System | 7.505% | 0 | 1599.0278 | Commercial_2035_Technical_GWh_Before Competition Groups_Central Lighting Control System
Commercial | Com ¦ ENERGY STAR LED LAMPS (REFLECTOR LAMPs/MR16/PAR 16) | 2035 | Economic | GWh | Before Competition Groups | 1041.7313 | 0 | 0 | 16004.9226 | 0.065088 | 3 | Commercial_2035_Economic_GWh_Before Competition Groups_3 | ENERGY STAR LED LAMPS (REFLECTOR LAMPs/MR16/PAR 16) | 6.509% | 0 | 1041.7313 | Commercial_2035_Economic_GWh_Before Competition Groups_ENERGY STAR LED LAMPS (REFLECTOR LAMPs/MR16/PAR 16)
Commercial | Com ¦ LED Troffer/Surface/Suspended | 2035 | Economic | GWh | Before Competition Groups | 1025.0964 | 0 | 0 | 16004.9226 | 0.064049 | 4 | Commercial_2035_Economic_GWh_Before Competition Groups_4 | LED Troffer/Surface/Suspended | 6.405% | 0 | 1025.0964 | Commercial_2035_Economic_GWh_Before Competition Groups_LED Troffer/Surface/Suspended
Commercial | Com ¦ Education and Capacity Building/Energy Behavior | 2035 | Achievable | GWh | Before Competition Groups | 674.9744 | 0 | 0 | 10871.5446 | 0.062086 | 5 | Commercial_2035_Achievable_GWh_Before Competition Groups_5 | Education and Capacity Building/Energy Behavior | 6.209% | 0 | 674.9744 | Commercial_2035_Achievable_GWh_Before Competition Groups_Education and Capacity Building/Energy Behavior
Commercial | Com ¦ LED Low/High Bay | 2035 | Technical | GWh | Before Competition Groups | 1278.203 | 0 | 0 | 21307.3625 | 0.059989 | 3 | Commercial_2035_Technical_GWh_Before Competition Groups_3 | LED Low/High Bay | 5.999% | 0 | 1278.203 | Commercial_2035_Technical_GWh_Before Competition Groups_LED Low/High Bay
Commercial | Com ¦ LED EXTERIOR AREA LIGHTS - LED fixture (200W) | 2035 | Achievable | GWh | Before Competition Groups | 588.1494 | 0 | 0 | 10871.5446 | 0.0541 | 6 | Commercial_2035_Achievable_GWh_Before Competition Groups_6 | LED EXTERIOR AREA LIGHTS - LED fixture (200W) | 5.41% | 0 | 588.1494 | Commercial_2035_Achievable_GWh_Before Competition Groups_LED EXTERIOR AREA LIGHTS - LED fixture (200W)
Commercial | Com ¦ LED parking lot fixture | 2035 | Achievable | GWh | Before Competition Groups | 559.3197 | 0 | 0 | 10871.5446 | 0.051448 | 7 | Commercial_2035_Achievable_GWh_Before Competition Groups_7 | LED parking lot fixture | 5.145% | 0 | 559.3197 | Commercial_2035_Achievable_GWh_Before Competition Groups_LED parking lot fixture
Commercial | Com ¦ Furnace Tune-Up | 2035 | Achievable | GWh | Before Competition Groups | 557.5922 | 0 | 0 | 10871.5446 | 0.051289 | 8 | Commercial_2035_Achievable_GWh_Before Competition Groups_8 | Furnace Tune-Up | 5.129% | 0 | 557.5922 | Commercial_2035_Achievable_GWh_Before Competition Groups_Furnace Tune-Up
Commercial | Com ¦ ENERGY STAR LED LAMPS (REFLECTOR LAMPs/MR16/PAR 16) | 2035 | Technical | GWh | Before Competition Groups | 1054.5459 | 0 | 0 | 21307.3625 | 0.049492 | 4 | Commercial_2035_Technical_GWh_Before Competition Groups_4 | ENERGY STAR LED LAMPS (REFLECTOR LAMPs/MR16/PAR 16) | 4.949% | 0 | 1054.5459 | Commercial_2035_Technical_GWh_Before Competition Groups_ENERGY STAR LED LAMPS (REFLECTOR LAMPs/MR16/PAR 16)
Commercial | Com ¦ Education and Capacity Building/Energy Behavior | 2035 | Economic | GWh | Before Competition Groups | 790.3209 | 0 | 0 | 16004.9226 | 0.04938 | 5 | Commercial_2035_Economic_GWh_Before Competition Groups_5 | Education and Capacity Building/Energy Behavior | 4.938% | 0 | 790.3209 | Commercial_2035_Economic_GWh_Before Competition Groups_Education and Capacity Building/Energy Behavior
Commercial | Com ¦ LLLC - High Impact Application | 2035 | Economic | GWh | Before Competition Groups | 774.9033 | 0 | 0 | 16004.9226 | 0.048417 | 6 | Commercial_2035_Economic_GWh_Before Competition Groups_6 | LLLC - High Impact Application | 4.842% | 0 | 774.9033 | Commercial_2035_Economic_GWh_Before Competition Groups_LLLC - High Impact Application
Commercial | Com ¦ LED Troffer/Surface/Suspended | 2035 | Technical | GWh | Before Competition Groups | 1025.0964 | 0 | 0 | 21307.3625 | 0.04811 | 5 | Commercial_2035_Technical_GWh_Before Competition Groups_5 | LED Troffer/Surface/Suspended | 4.811% | 0 | 1025.0964 | Commercial_2035_Technical_GWh_Before Competition Groups_LED Troffer/Surface/Suspended
Commercial | Com ¦ LED Replacement Lamp (Tube) | 2035 | Achievable | GWh | Before Competition Groups | 513.6453 | 0 | 0 | 10871.5446 | 0.047247 | 9 | Commercial_2035_Achievable_GWh_Before Competition Groups_9 | LED Replacement Lamp (Tube) | 4.725% | 0 | 513.6453 | Commercial_2035_Achievable_GWh_Before Competition Groups_LED Replacement Lamp (Tube)
Commercial | Com ¦ LLLC - Low Impact Application | 2035 | Technical | GWh | Before Competition Groups | 883.1726 | 0 | 0 | 21307.3625 | 0.041449 | 6 | Commercial_2035_Technical_GWh_Before Competition Groups_6 | LLLC - Low Impact Application | 4.145% | 0 | 883.1726 | Commercial_2035_Technical_GWh_Before Competition Groups_LLLC - Low Impact Application
Commercial | Com ¦ LLLC - High Impact Application | 2035 | Technical | GWh | Before Competition Groups | 877.6859 | 0 | 0 | 21307.3625 | 0.041192 | 7 | Commercial_2035_Technical_GWh_Before Competition Groups_7 | LLLC - High Impact Application | 4.119% | 0 | 877.6859 | Commercial_2035_Technical_GWh_Before Competition Groups_LLLC - High Impact Application
Commercial | Com ¦ LED EXTERIOR AREA LIGHTS - LED fixture (200W) | 2035 | Economic | GWh | Before Competition Groups | 647.1259 | 0 | 0 | 16004.9226 | 0.040433 | 7 | Commercial_2035_Economic_GWh_Before Competition Groups_7 | LED EXTERIOR AREA LIGHTS - LED fixture (200W) | 4.043% | 0 | 647.1259 | Commercial_2035_Economic_GWh_Before Competition Groups_LED EXTERIOR AREA LIGHTS - LED fixture (200W)
Commercial | Com ¦ LED Replacement Lamp (Tube) | 2035 | Economic | GWh | Before Competition Groups | 620.1058 | 0 | 0 | 16004.9226 | 0.038745 | 8 | Commercial_2035_Economic_GWh_Before Competition Groups_8 | LED Replacement Lamp (Tube) | 3.874% | 0 | 620.1058 | Commercial_2035_Economic_GWh_Before Competition Groups_LED Replacement Lamp (Tube)
Commercial | Com ¦ LED parking lot fixture | 2035 | Economic | GWh | Before Competition Groups | 612.9181 | 0 | 0 | 16004.9226 | 0.038296 | 9 | Commercial_2035_Economic_GWh_Before Competition Groups_9 | LED parking lot fixture | 3.83% | 0 | 612.9181 | Commercial_2035_Economic_GWh_Before Competition Groups_LED parking lot fixture
Commercial | Com ¦ LLLC - Low Impact Application | 2035 | Economic | GWh | Before Competition Groups | 600.5708 | 0 | 0 | 16004.9226 | 0.037524 | 10 | Commercial_2035_Economic_GWh_Before Competition Groups_10 | LLLC - Low Impact Application | 3.752% | 0 | 600.5708 | Commercial_2035_Economic_GWh_Before Competition Groups_LLLC - Low Impact Application
Commercial | Com ¦ Networked/Connected - High Impact Application | 2035 | Technical | GWh | Before Competition Groups | 793.2971 | 0 | 0 | 21307.3625 | 0.037231 | 8 | Commercial_2035_Technical_GWh_Before Competition Groups_8 | Networked/Connected - High Impact Application | 3.723% | 0 | 793.2971 | Commercial_2035_Technical_GWh_Before Competition Groups_Networked/Connected - High Impact Application
Commercial | Com ¦ Education and Capacity Building/Energy Behavior | 2035 | Technical | GWh | Before Competition Groups | 790.3209 | 0 | 0 | 21307.3625 | 0.037091 | 9 | Commercial_2035_Technical_GWh_Before Competition Groups_9 | Education and Capacity Building/Energy Behavior | 3.709% | 0 | 790.3209 | Commercial_2035_Technical_GWh_Before Competition Groups_Education and Capacity Building/Energy Behavior
Commercial | Com ¦ High Efficiency Air Source Heat Pump | 2035 | Economic | GWh | Before Competition Groups | 575.2507 | 0 | 0 | 16004.9226 | 0.035942 | 11 | Commercial_2035_Economic_GWh_Before Competition Groups_11 | High Efficiency Air Source Heat Pump | 3.594% | 0 | 575.2507 | Commercial_2035_Economic_GWh_Before Competition Groups_High Efficiency Air Source Heat Pump
Commercial | Com ¦ Networked/Connected - Low Impact Application | 2035 | Technical | GWh | Before Competition Groups | 759.3448 | 0 | 0 | 21307.3625 | 0.035638 | 10 | Commercial_2035_Technical_GWh_Before Competition Groups_10 | Networked/Connected - Low Impact Application | 3.564% | 0 | 759.3448 | Commercial_2035_Technical_GWh_Before Competition Groups_Networked/Connected - Low Impact Application
Commercial | Com ¦ Furnace Tune-Up | 2035 | Economic | GWh | Before Competition Groups | 560.513 | 0 | 0 | 16004.9226 | 0.035021 | 12 | Commercial_2035_Economic_GWh_Before Competition Groups_12 | Furnace Tune-Up | 3.502% | 0 | 560.513 | Commercial_2035_Economic_GWh_Before Competition Groups_Furnace Tune-Up
Commercial | Com ¦ LED street light fixture | 2035 | Achievable | GWh | Before Competition Groups | 364.8605 | 0 | 0 | 10871.5446 | 0.033561 | 10 | Commercial_2035_Achievable_GWh_Before Competition Groups_10 | LED street light fixture | 3.356% | 0 | 364.8605 | Commercial_2035_Achievable_GWh_Before Competition Groups_LED street light fixture
Commercial | Com ¦ Networked/Connected - High Impact Application | 2035 | Economic | GWh | Before Competition Groups | 510.7326 | 0 | 0 | 16004.9226 | 0.031911 | 13 | Commercial_2035_Economic_GWh_Before Competition Groups_13 | Networked/Connected - High Impact Application | 3.191% | 0 | 510.7326 | Commercial_2035_Economic_GWh_Before Competition Groups_Networked/Connected - High Impact Application
Commercial | Com ¦ LED EXTERIOR AREA LIGHTS - LED fixture (200W) | 2035 | Technical | GWh | Before Competition Groups | 647.1259 | 0 | 0 | 21307.3625 | 0.030371 | 11 | Commercial_2035_Technical_GWh_Before Competition Groups_11 | LED EXTERIOR AREA LIGHTS - LED fixture (200W) | 3.037% | 0 | 647.1259 | Commercial_2035_Technical_GWh_Before Competition Groups_LED EXTERIOR AREA LIGHTS - LED fixture (200W)
Commercial | Com ¦ LED Replacement Lamp (Tube) | 2035 | Technical | GWh | Before Competition Groups | 620.1058 | 0 | 0 | 21307.3625 | 0.029103 | 12 | Commercial_2035_Technical_GWh_Before Competition Groups_12 | LED Replacement Lamp (Tube) | 2.91% | 0 | 620.1058 | Commercial_2035_Technical_GWh_Before Competition Groups_LED Replacement Lamp (Tube)
Commercial | Com ¦ LED parking lot fixture | 2035 | Technical | GWh | Before Competition Groups | 612.9181 | 0 | 0 | 21307.3625 | 0.028766 | 13 | Commercial_2035_Technical_GWh_Before Competition Groups_13 | LED parking lot fixture | 2.877% | 0 | 612.9181 | Commercial_2035_Technical_GWh_Before Competition Groups_LED parking lot fixture
Commercial | Com ¦ High Efficiency Air Source Heat Pump | 2035 | Technical | GWh | Before Competition Groups | 575.2507 | 0 | 0 | 21307.3625 | 0.026998 | 14 | Commercial_2035_Technical_GWh_Before Competition Groups_14 | High Efficiency Air Source Heat Pump | 2.7% | 0 | 575.2507 | Commercial_2035_Technical_GWh_Before Competition Groups_High Efficiency Air Source Heat Pump
Commercial | Com ¦ Furnace Tune-Up | 2035 | Technical | GWh | Before Competition Groups | 560.513 | 0 | 0 | 21307.3625 | 0.026306 | 15 | Commercial_2035_Technical_GWh_Before Competition Groups_15 | Furnace Tune-Up | 2.631% | 0 | 560.513 | Commercial_2035_Technical_GWh_Before Competition Groups_Furnace Tune-Up
Commercial | Com ¦ Smart Strip Plug Outlets | 2035 | Technical | GWh | Before Competition Groups | 556.1856 | 0 | 0 | 21307.3625 | 0.026103 | 16 | Commercial_2035_Technical_GWh_Before Competition Groups_16 | Smart Strip Plug Outlets | 2.61% | 0 | 556.1856 | Commercial_2035_Technical_GWh_Before Competition Groups_Smart Strip Plug Outlets
Commercial | Com ¦ LED street light fixture | 2035 | Economic | GWh | Before Competition Groups | 404.3467 | 0 | 0 | 16004.9226 | 0.025264 | 14 | Commercial_2035_Economic_GWh_Before Competition Groups_14 | LED street light fixture | 2.526% | 0 | 404.3467 | Commercial_2035_Economic_GWh_Before Competition Groups_LED street light fixture
Commercial | Com ¦ Variable Refrigerant Flow Heat Pump | 2035 | Technical | GWh | Before Competition Groups | 478.7407 | 0 | 0 | 21307.3625 | 0.022468 | 17 | Commercial_2035_Technical_GWh_Before Competition Groups_17 | Variable Refrigerant Flow Heat Pump | 2.247% | 0 | 478.7407 | Commercial_2035_Technical_GWh_Before Competition Groups_Variable Refrigerant Flow Heat Pump
Commercial | Com ¦ Refrigerated Display Case Doors | 2035 | Achievable | GWh | Before Competition Groups | 239.4995 | 0 | 0 | 10871.5446 | 0.02203 | 11 | Commercial_2035_Achievable_GWh_Before Competition Groups_11 | Refrigerated Display Case Doors | 2.203% | 0 | 239.4995 | Commercial_2035_Achievable_GWh_Before Competition Groups_Refrigerated Display Case Doors
Commercial | Com ¦ Data Center Storage/Server Virtualization | 2035 | Achievable | GWh | Before Competition Groups | 238.8482 | 0 | 0 | 10871.5446 | 0.02197 | 12 | Commercial_2035_Achievable_GWh_Before Competition Groups_12 | Data Center Storage/Server Virtualization | 2.197% | 0 | 238.8482 | Commercial_2035_Achievable_GWh_Before Competition Groups_Data Center Storage/Server Virtualization
Commercial | Com ¦ Advanced BAS/Controllers | 2035 | Economic | GWh | Before Competition Groups | 340.0778 | 0 | 0 | 16004.9226 | 0.021248 | 15 | Commercial_2035_Economic_GWh_Before Competition Groups_15 | Advanced BAS/Controllers | 2.125% | 0 | 340.0778 | Commercial_2035_Economic_GWh_Before Competition Groups_Advanced BAS/Controllers
Commercial | Com ¦ Strip Curtains | 2035 | Achievable | GWh | Before Competition Groups | 229.5086 | 0 | 0 | 10871.5446 | 0.021111 | 13 | Commercial_2035_Achievable_GWh_Before Competition Groups_13 | Strip Curtains | 2.111% | 0 | 229.5086 | Commercial_2035_Achievable_GWh_Before Competition Groups_Strip Curtains
Commercial | Com ¦ Reach-in Shaded Pole to ECM/PSC Evaporator Fan Motor | 2035 | Achievable | GWh | Before Competition Groups | 222.9744 | 0 | 0 | 10871.5446 | 0.02051 | 14 | Commercial_2035_Achievable_GWh_Before Competition Groups_14 | Reach-in Shaded Pole to ECM/PSC Evaporator Fan Motor | 2.051% | 0 | 222.9744 | Commercial_2035_Achievable_GWh_Before Competition Groups_Reach-in Shaded Pole to ECM/PSC Evaporator Fan Motor
Commercial | Com ¦ Refrigerated Display Case Doors | 2035 | Economic | GWh | Before Competition Groups | 313.7251 | 0 | 0 | 16004.9226 | 0.019602 | 16 | Commercial_2035_Economic_GWh_Before Competition Groups_16 | Refrigerated Display Case Doors | 1.96% | 0 | 313.7251 | Commercial_2035_Economic_GWh_Before Competition Groups_Refrigerated Display Case Doors
Commercial | Com ¦ Demand Control Ventilation | 2035 | Economic | GWh | Before Competition Groups | 313.2023 | 0 | 0 | 16004.9226 | 0.019569 | 17 | Commercial_2035_Economic_GWh_Before Competition Groups_17 | Demand Control Ventilation | 1.957% | 0 | 313.2023 | Commercial_2035_Economic_GWh_Before Competition Groups_Demand Control Ventilation
Commercial | Com ¦ Demand Control Ventilation | 2035 | Achievable | GWh | Before Competition Groups | 212.3889 | 0 | 0 | 10871.5446 | 0.019536 | 15 | Commercial_2035_Achievable_GWh_Before Competition Groups_15 | Demand Control Ventilation | 1.954% | 0 | 212.3889 | Commercial_2035_Achievable_GWh_Before Competition Groups_Demand Control Ventilation
Commercial | Com ¦ Data Center Storage/Server Virtualization | 2035 | Economic | GWh | Before Competition Groups | 311.5248 | 0 | 0 | 16004.9226 | 0.019464 | 18 | Commercial_2035_Economic_GWh_Before Competition Groups_18 | Data Center Storage/Server Virtualization | 1.946% | 0 | 311.5248 | Commercial_2035_Economic_GWh_Before Competition Groups_Data Center Storage/Server Virtualization
Commercial | Com ¦ LED street light fixture | 2035 | Technical | GWh | Before Competition Groups | 404.3467 | 0 | 0 | 21307.3625 | 0.018977 | 18 | Commercial_2035_Technical_GWh_Before Competition Groups_18 | LED street light fixture | 1.898% | 0 | 404.3467 | Commercial_2035_Technical_GWh_Before Competition Groups_LED street light fixture
Commercial | Com ¦ High Efficiency Air Source Heat Pump | 2035 | Achievable | GWh | Before Competition Groups | 205.906 | 0 | 0 | 10871.5446 | 0.01894 | 16 | Commercial_2035_Achievable_GWh_Before Competition Groups_16 | High Efficiency Air Source Heat Pump | 1.894% | 0 | 205.906 | Commercial_2035_Achievable_GWh_Before Competition Groups_High Efficiency Air Source Heat Pump
Commercial | Com ¦ Refrigerated Display Case Doors | 2035 | Technical | GWh | Before Competition Groups | 399.7031 | 0 | 0 | 21307.3625 | 0.018759 | 19 | Commercial_2035_Technical_GWh_Before Competition Groups_19 | Refrigerated Display Case Doors | 1.876% | 0 | 399.7031 | Commercial_2035_Technical_GWh_Before Competition Groups_Refrigerated Display Case Doors
Commercial | Com ¦ Reach-in Shaded Pole to ECM/PSC Evaporator Fan Motor | 2035 | Economic | GWh | Before Competition Groups | 294.3851 | 0 | 0 | 16004.9226 | 0.018393 | 19 | Commercial_2035_Economic_GWh_Before Competition Groups_19 | Reach-in Shaded Pole to ECM/PSC Evaporator Fan Motor | 1.839% | 0 | 294.3851 | Commercial_2035_Economic_GWh_Before Competition Groups_Reach-in Shaded Pole to ECM/PSC Evaporator Fan Motor
Commercial | Com ¦ Variable Frequency Drive (VFD) | 2035 | Achievable | GWh | Before Competition Groups | 187.1489 | 0 | 0 | 10871.5446 | 0.017215 | 17 | Commercial_2035_Achievable_GWh_Before Competition Groups_17 | Variable Frequency Drive (VFD) | 1.721% | 0 | 187.1489 | Commercial_2035_Achievable_GWh_Before Competition Groups_Variable Frequency Drive (VFD)
Commercial | Com ¦ Advanced BAS/Controllers | 2035 | Achievable | GWh | Before Competition Groups | 178.4473 | 0 | 0 | 10871.5446 | 0.016414 | 18 | Commercial_2035_Achievable_GWh_Before Competition Groups_18 | Advanced BAS/Controllers | 1.641% | 0 | 178.4473 | Commercial_2035_Achievable_GWh_Before Competition Groups_Advanced BAS/Controllers
Commercial | Com ¦ VFD on Pumps | 2035 | Achievable | GWh | Before Competition Groups | 175.7922 | 0 | 0 | 10871.5446 | 0.01617 | 19 | Commercial_2035_Achievable_GWh_Before Competition Groups_19 | VFD on Pumps | 1.617% | 0 | 175.7922 | Commercial_2035_Achievable_GWh_Before Competition Groups_VFD on Pumps
Commercial | Com ¦ Advanced BAS/Controllers | 2035 | Technical | GWh | Before Competition Groups | 340.0778 | 0 | 0 | 21307.3625 | 0.015961 | 20 | Commercial_2035_Technical_GWh_Before Competition Groups_20 | Advanced BAS/Controllers | 1.596% | 0 | 340.0778 | Commercial_2035_Technical_GWh_Before Competition Groups_Advanced BAS/Controllers
Commercial | Com ¦ Strip Curtains | 2035 | Economic | GWh | Before Competition Groups | 251.0458 | 0 | 0 | 16004.9226 | 0.015686 | 20 | Commercial_2035_Economic_GWh_Before Competition Groups_20 | Strip Curtains | 1.569% | 0 | 251.0458 | Commercial_2035_Economic_GWh_Before Competition Groups_Strip Curtains
Commercial | Com ¦ Centrally controlled desktop PC/NETWORK PC POWER MANAGEMENT SOFTWARE | 2035 | Achievable | GWh | Before Competition Groups | 164.8191 | 0 | 0 | 10871.5446 | 0.015161 | 20 | Commercial_2035_Achievable_GWh_Before Competition Groups_20 | Centrally controlled desktop PC/NETWORK PC POWER MANAGEMENT SOFTWARE | 1.516% | 0 | 164.8191 | Commercial_2035_Achievable_GWh_Before Competition Groups_Centrally controlled desktop PC/NETWORK PC POWER MANAGEMENT SOFTWARE
Commercial | Com ¦ Demand Control Ventilation | 2035 | Technical | GWh | Before Competition Groups | 318.5104 | 0 | 0 | 21307.3625 | 0.014948 | 21 | Commercial_2035_Technical_GWh_Before Competition Groups_21 | Demand Control Ventilation | 1.495% | 0 | 318.5104 | Commercial_2035_Technical_GWh_Before Competition Groups_Demand Control Ventilation
Commercial | Com ¦ Data Center Storage/Server Virtualization | 2035 | Technical | GWh | Before Competition Groups | 311.5248 | 0 | 0 | 21307.3625 | 0.014621 | 22 | Commercial_2035_Technical_GWh_Before Competition Groups_22 | Data Center Storage/Server Virtualization | 1.462% | 0 | 311.5248 | Commercial_2035_Technical_GWh_Before Competition Groups_Data Center Storage/Server Virtualization
Commercial | Com ¦ LED or Equivalent Sign Lighting | 2035 | Achievable | GWh | Before Competition Groups | 156.7463 | 0 | 0 | 10871.5446 | 0.014418 | 21 | Commercial_2035_Achievable_GWh_Before Competition Groups_21 | LED or Equivalent Sign Lighting | 1.442% | 0 | 156.7463 | Commercial_2035_Achievable_GWh_Before Competition Groups_LED or Equivalent Sign Lighting
Commercial | Com ¦ Reach-in Shaded Pole to ECM/PSC Evaporator Fan Motor | 2035 | Technical | GWh | Before Competition Groups | 294.3851 | 0 | 0 | 21307.3625 | 0.013816 | 23 | Commercial_2035_Technical_GWh_Before Competition Groups_23 | Reach-in Shaded Pole to ECM/PSC Evaporator Fan Motor | 1.382% | 0 | 294.3851 | Commercial_2035_Technical_GWh_Before Competition Groups_Reach-in Shaded Pole to ECM/PSC Evaporator Fan Motor
Commercial | Com ¦ Centrally controlled desktop PC/NETWORK PC POWER MANAGEMENT SOFTWARE | 2035 | Economic | GWh | Before Competition Groups | 204.5216 | 0 | 0 | 16004.9226 | 0.012779 | 21 | Commercial_2035_Economic_GWh_Before Competition Groups_21 | Centrally controlled desktop PC/NETWORK PC POWER MANAGEMENT SOFTWARE | 1.278% | 0 | 204.5216 | Commercial_2035_Economic_GWh_Before Competition Groups_Centrally controlled desktop PC/NETWORK PC POWER MANAGEMENT SOFTWARE
Commercial | Com ¦ Strip Curtains | 2035 | Technical | GWh | Before Competition Groups | 251.0458 | 0 | 0 | 21307.3625 | 0.011782 | 24 | Commercial_2035_Technical_GWh_Before Competition Groups_24 | Strip Curtains | 1.178% | 0 | 251.0458 | Commercial_2035_Technical_GWh_Before Competition Groups_Strip Curtains
Commercial | Com ¦ Variable Frequency Drive (VFD) | 2035 | Economic | GWh | Before Competition Groups | 187.7452 | 0 | 0 | 16004.9226 | 0.01173 | 22 | Commercial_2035_Economic_GWh_Before Competition Groups_22 | Variable Frequency Drive (VFD) | 1.173% | 0 | 187.7452 | Commercial_2035_Economic_GWh_Before Competition Groups_Variable Frequency Drive (VFD)
Commercial | Com ¦ Adaptive Thermostats | 2035 | Achievable | GWh | Before Competition Groups | 126.3216 | 0 | 0 | 10871.5446 | 0.011619 | 22 | Commercial_2035_Achievable_GWh_Before Competition Groups_22 | Adaptive Thermostats | 1.162% | 0 | 126.3216 | Commercial_2035_Achievable_GWh_Before Competition Groups_Adaptive Thermostats
Commercial | Com ¦ VFD on Pumps | 2035 | Economic | GWh | Before Competition Groups | 176.5064 | 0 | 0 | 16004.9226 | 0.011028 | 23 | Commercial_2035_Economic_GWh_Before Competition Groups_23 | VFD on Pumps | 1.103% | 0 | 176.5064 | Commercial_2035_Economic_GWh_Before Competition Groups_VFD on Pumps
Commercial | Com ¦ LED or Equivalent Sign Lighting | 2035 | Economic | GWh | Before Competition Groups | 173.8217 | 0 | 0 | 16004.9226 | 0.010861 | 24 | Commercial_2035_Economic_GWh_Before Competition Groups_24 | LED or Equivalent Sign Lighting | 1.086% | 0 | 173.8217 | Commercial_2035_Economic_GWh_Before Competition Groups_LED or Equivalent Sign Lighting
Commercial | Com ¦ Air Handler with Dedicated Outdoor Air Systems | 2035 | Achievable | GWh | Before Competition Groups | 112.1142 | 0 | 0 | 10871.5446 | 0.010313 | 23 | Commercial_2035_Achievable_GWh_Before Competition Groups_23 | Air Handler with Dedicated Outdoor Air Systems | 1.031% | 0 | 112.1142 | Commercial_2035_Achievable_GWh_Before Competition Groups_Air Handler with Dedicated Outdoor Air Systems
Commercial | Com ¦ Door Gasket Freezer/Refrigerator | 2035 | Technical | GWh | Before Competition Groups | 206.6944 | 0 | 0 | 21307.3625 | 0.0097006 | 25 | Commercial_2035_Technical_GWh_Before Competition Groups_25 | Door Gasket Freezer/Refrigerator | 0.9701% | 0 | 206.6944 | Commercial_2035_Technical_GWh_Before Competition Groups_Door Gasket Freezer/Refrigerator
Commercial | Com ¦ Centrally controlled desktop PC/NETWORK PC POWER MANAGEMENT SOFTWARE | 2035 | Technical | GWh | Before Competition Groups | 204.5216 | 0 | 0 | 21307.3625 | 0.0095986 | 26 | Commercial_2035_Technical_GWh_Before Competition Groups_26 | Centrally controlled desktop PC/NETWORK PC POWER MANAGEMENT SOFTWARE | 0.9599% | 0 | 204.5216 | Commercial_2035_Technical_GWh_Before Competition Groups_Centrally controlled desktop PC/NETWORK PC POWER MANAGEMENT SOFTWARE
Commercial | Com ¦ Air Handler with Dedicated Outdoor Air Systems | 2035 | Economic | GWh | Before Competition Groups | 146.5224 | 0 | 0 | 16004.9226 | 0.0091548 | 25 | Commercial_2035_Economic_GWh_Before Competition Groups_25 | Air Handler with Dedicated Outdoor Air Systems | 0.9155% | 0 | 146.5224 | Commercial_2035_Economic_GWh_Before Competition Groups_Air Handler with Dedicated Outdoor Air Systems
Commercial | Com ¦ Adaptive Thermostats | 2035 | Economic | GWh | Before Competition Groups | 145.4401 | 0 | 0 | 16004.9226 | 0.0090872 | 26 | Commercial_2035_Economic_GWh_Before Competition Groups_26 | Adaptive Thermostats | 0.9087% | 0 | 145.4401 | Commercial_2035_Economic_GWh_Before Competition Groups_Adaptive Thermostats
Commercial | Com ¦ Variable Frequency Drive (VFD) | 2035 | Technical | GWh | Before Competition Groups | 187.7452 | 0 | 0 | 21307.3625 | 0.0088113 | 27 | Commercial_2035_Technical_GWh_Before Competition Groups_27 | Variable Frequency Drive (VFD) | 0.8811% | 0 | 187.7452 | Commercial_2035_Technical_GWh_Before Competition Groups_Variable Frequency Drive (VFD)
Commercial | Com ¦ VFD on Pumps | 2035 | Technical | GWh | Before Competition Groups | 176.5064 | 0 | 0 | 21307.3625 | 0.0082838 | 28 | Commercial_2035_Technical_GWh_Before Competition Groups_28 | VFD on Pumps | 0.8284% | 0 | 176.5064 | Commercial_2035_Technical_GWh_Before Competition Groups_VFD on Pumps
Commercial | Com ¦ LED or Equivalent Sign Lighting | 2035 | Technical | GWh | Before Competition Groups | 173.8217 | 0 | 0 | 21307.3625 | 0.0081578 | 29 | Commercial_2035_Technical_GWh_Before Competition Groups_29 | LED or Equivalent Sign Lighting | 0.8158% | 0 | 173.8217 | Commercial_2035_Technical_GWh_Before Competition Groups_LED or Equivalent Sign Lighting
Commercial | Com ¦ Unitary Air-Conditioning Unit | 2035 | Technical | GWh | Before Competition Groups | 172.8182 | 0 | 0 | 21307.3625 | 0.0081107 | 30 | Commercial_2035_Technical_GWh_Before Competition Groups_30 | Unitary Air-Conditioning Unit | 0.8111% | 0 | 172.8182 | Commercial_2035_Technical_GWh_Before Competition Groups_Unitary Air-Conditioning Unit
Commercial | Com ¦ ECM MOTORS FOR EVAPORATOR FANS for refrigeration (WALK-IN) | 2035 | Achievable | GWh | Before Competition Groups | 87.4193 | 0 | 0 | 10871.5446 | 0.0080411 | 24 | Commercial_2035_Achievable_GWh_Before Competition Groups_24 | ECM MOTORS FOR EVAPORATOR FANS for refrigeration (WALK-IN) | 0.8041% | 0 | 87.4193 | Commercial_2035_Achievable_GWh_Before Competition Groups_ECM MOTORS FOR EVAPORATOR FANS for refrigeration (WALK-IN)
Commercial | Com ¦ Condensing Unit Heaters or other Efficient Unit Heating System | 2035 | Achievable | GWh | Before Competition Groups | 84.5872 | 0 | 0 | 10871.5446 | 0.0077806 | 25 | Commercial_2035_Achievable_GWh_Before Competition Groups_25 | Condensing Unit Heaters or other Efficient Unit Heating System | 0.7781% | 0 | 84.5872 | Commercial_2035_Achievable_GWh_Before Competition Groups_Condensing Unit Heaters or other Efficient Unit Heating System
Commercial | Com ¦ Networked/Connected - Low Impact Application | 2035 | Economic | GWh | Before Competition Groups | 122.3777 | 0 | 0 | 16004.9226 | 0.0076463 | 27 | Commercial_2035_Economic_GWh_Before Competition Groups_27 | Networked/Connected - Low Impact Application | 0.7646% | 0 | 122.3777 | Commercial_2035_Economic_GWh_Before Competition Groups_Networked/Connected - Low Impact Application
Commercial | Com ¦ Refrigeration Optimization | 2035 | Technical | GWh | Before Competition Groups | 155.0517 | 0 | 0 | 21307.3625 | 0.0072769 | 31 | Commercial_2035_Technical_GWh_Before Competition Groups_31 | Refrigeration Optimization | 0.7277% | 0 | 155.0517 | Commercial_2035_Technical_GWh_Before Competition Groups_Refrigeration Optimization
Commercial | Com ¦ Demand Control Kitchen Ventilation | 2035 | Achievable | GWh | Before Competition Groups | 76.2536 | 0 | 0 | 10871.5446 | 0.0070141 | 26 | Commercial_2035_Achievable_GWh_Before Competition Groups_26 | Demand Control Kitchen Ventilation | 0.7014% | 0 | 76.2536 | Commercial_2035_Achievable_GWh_Before Competition Groups_Demand Control Kitchen Ventilation
Commercial | Com ¦ Unitary Air-Conditioning Unit | 2035 | Achievable | GWh | Before Competition Groups | 75.5608 | 0 | 0 | 10871.5446 | 0.0069503 | 27 | Commercial_2035_Achievable_GWh_Before Competition Groups_27 | Unitary Air-Conditioning Unit | 0.695% | 0 | 75.5608 | Commercial_2035_Achievable_GWh_Before Competition Groups_Unitary Air-Conditioning Unit
Commercial | Com ¦ Demand Control Kitchen Ventilation | 2035 | Economic | GWh | Before Competition Groups | 111.1567 | 0 | 0 | 16004.9226 | 0.0069452 | 28 | Commercial_2035_Economic_GWh_Before Competition Groups_28 | Demand Control Kitchen Ventilation | 0.6945% | 0 | 111.1567 | Commercial_2035_Economic_GWh_Before Competition Groups_Demand Control Kitchen Ventilation
Commercial | Com ¦ ENERGY STAR LED LAMPS (General Service Lamps) | 2035 | Achievable | GWh | Before Competition Groups | 75.0722 | 0 | 0 | 10871.5446 | 0.0069054 | 28 | Commercial_2035_Achievable_GWh_Before Competition Groups_28 | ENERGY STAR LED LAMPS (General Service Lamps) | 0.6905% | 0 | 75.0722 | Commercial_2035_Achievable_GWh_Before Competition Groups_ENERGY STAR LED LAMPS (General Service Lamps)
Commercial | Com ¦ Air Handler with Dedicated Outdoor Air Systems | 2035 | Technical | GWh | Before Competition Groups | 146.5224 | 0 | 0 | 21307.3625 | 0.0068766 | 32 | Commercial_2035_Technical_GWh_Before Competition Groups_32 | Air Handler with Dedicated Outdoor Air Systems | 0.6877% | 0 | 146.5224 | Commercial_2035_Technical_GWh_Before Competition Groups_Air Handler with Dedicated Outdoor Air Systems
Commercial | Com ¦ Adaptive Thermostats | 2035 | Technical | GWh | Before Competition Groups | 146.4466 | 0 | 0 | 21307.3625 | 0.0068731 | 33 | Commercial_2035_Technical_GWh_Before Competition Groups_33 | Adaptive Thermostats | 0.6873% | 0 | 146.4466 | Commercial_2035_Technical_GWh_Before Competition Groups_Adaptive Thermostats
Commercial | Com ¦ Evaporator Fan Controls | 2035 | Achievable | GWh | Before Competition Groups | 70.3072 | 0 | 0 | 10871.5446 | 0.0064671 | 29 | Commercial_2035_Achievable_GWh_Before Competition Groups_29 | Evaporator Fan Controls | 0.6467% | 0 | 70.3072 | Commercial_2035_Achievable_GWh_Before Competition Groups_Evaporator Fan Controls
Commercial | Com ¦ Freezer Case Light Sensor | 2035 | Achievable | GWh | Before Competition Groups | 66.9437 | 0 | 0 | 10871.5446 | 0.0061577 | 30 | Commercial_2035_Achievable_GWh_Before Competition Groups_30 | Freezer Case Light Sensor | 0.6158% | 0 | 66.9437 | Commercial_2035_Achievable_GWh_Before Competition Groups_Freezer Case Light Sensor
Commercial | Com ¦ Refrigerated Display Case LED | 2035 | Economic | GWh | Before Competition Groups | 96.6798 | 0 | 0 | 16004.9226 | 0.0060406 | 29 | Commercial_2035_Economic_GWh_Before Competition Groups_29 | Refrigerated Display Case LED | 0.6041% | 0 | 96.6798 | Commercial_2035_Economic_GWh_Before Competition Groups_Refrigerated Display Case LED
Commercial | Com ¦ ENERGY STAR FREEZER | 2035 | Technical | GWh | Before Competition Groups | 125.4869 | 0 | 0 | 21307.3625 | 0.0058894 | 34 | Commercial_2035_Technical_GWh_Before Competition Groups_34 | ENERGY STAR FREEZER | 0.5889% | 0 | 125.4869 | Commercial_2035_Technical_GWh_Before Competition Groups_ENERGY STAR FREEZER
Commercial | Com ¦ Condensing Make Up Air Unit | 2035 | Achievable | GWh | Before Competition Groups | 61.5792 | 0 | 0 | 10871.5446 | 0.0056643 | 31 | Commercial_2035_Achievable_GWh_Before Competition Groups_31 | Condensing Make Up Air Unit | 0.5664% | 0 | 61.5792 | Commercial_2035_Achievable_GWh_Before Competition Groups_Condensing Make Up Air Unit
Commercial | Com ¦ Condensing Make Up Air Unit | 2035 | Economic | GWh | Before Competition Groups | 90.5995 | 0 | 0 | 16004.9226 | 0.0056607 | 30 | Commercial_2035_Economic_GWh_Before Competition Groups_30 | Condensing Make Up Air Unit | 0.5661% | 0 | 90.5995 | Commercial_2035_Economic_GWh_Before Competition Groups_Condensing Make Up Air Unit
Commercial | Com ¦ Unitary Air-Conditioning Unit | 2035 | Economic | GWh | Before Competition Groups | 89.2746 | 0 | 0 | 16004.9226 | 0.0055779 | 31 | Commercial_2035_Economic_GWh_Before Competition Groups_31 | Unitary Air-Conditioning Unit | 0.5578% | 0 | 89.2746 | Commercial_2035_Economic_GWh_Before Competition Groups_Unitary Air-Conditioning Unit
Commercial | Com ¦ ECM MOTORS FOR EVAPORATOR FANS for refrigeration (WALK-IN) | 2035 | Economic | GWh | Before Competition Groups | 88.2462 | 0 | 0 | 16004.9226 | 0.0055137 | 32 | Commercial_2035_Economic_GWh_Before Competition Groups_32 | ECM MOTORS FOR EVAPORATOR FANS for refrigeration (WALK-IN) | 0.5514% | 0 | 88.2462 | Commercial_2035_Economic_GWh_Before Competition Groups_ECM MOTORS FOR EVAPORATOR FANS for refrigeration (WALK-IN)
Commercial | Com ¦ Condensing Unit Heaters or other Efficient Unit Heating System | 2035 | Economic | GWh | Before Competition Groups | 85.0575 | 0 | 0 | 16004.9226 | 0.0053145 | 33 | Commercial_2035_Economic_GWh_Before Competition Groups_33 | Condensing Unit Heaters or other Efficient Unit Heating System | 0.5314% | 0 | 85.0575 | Commercial_2035_Economic_GWh_Before Competition Groups_Condensing Unit Heaters or other Efficient Unit Heating System
Commercial | Com ¦ Condensing Make Up Air Unit | 2035 | Technical | GWh | Before Competition Groups | 112.6712 | 0 | 0 | 21307.3625 | 0.0052879 | 35 | Commercial_2035_Technical_GWh_Before Competition Groups_35 | Condensing Make Up Air Unit | 0.5288% | 0 | 112.6712 | Commercial_2035_Technical_GWh_Before Competition Groups_Condensing Make Up Air Unit
Commercial | Com ¦ ENERGY STAR LED LAMPS (General Service Lamps) | 2035 | Economic | GWh | Before Competition Groups | 84.5092 | 0 | 0 | 16004.9226 | 0.0052802 | 34 | Commercial_2035_Economic_GWh_Before Competition Groups_34 | ENERGY STAR LED LAMPS (General Service Lamps) | 0.528% | 0 | 84.5092 | Commercial_2035_Economic_GWh_Before Competition Groups_ENERGY STAR LED LAMPS (General Service Lamps)
Commercial | Com ¦ Demand Control Kitchen Ventilation | 2035 | Technical | GWh | Before Competition Groups | 111.1567 | 0 | 0 | 21307.3625 | 0.0052168 | 36 | Commercial_2035_Technical_GWh_Before Competition Groups_36 | Demand Control Kitchen Ventilation | 0.5217% | 0 | 111.1567 | Commercial_2035_Technical_GWh_Before Competition Groups_Demand Control Kitchen Ventilation
Commercial | Com ¦ ENERGY STAR ICE MACHINES - Ice Making Head | 2035 | Technical | GWh | Before Competition Groups | 109.8889 | 0 | 0 | 21307.3625 | 0.0051573 | 37 | Commercial_2035_Technical_GWh_Before Competition Groups_37 | ENERGY STAR ICE MACHINES - Ice Making Head | 0.5157% | 0 | 109.8889 | Commercial_2035_Technical_GWh_Before Competition Groups_ENERGY STAR ICE MACHINES - Ice Making Head
Commercial | Com ¦ Refrigerated Display Case LED | 2035 | Technical | GWh | Before Competition Groups | 108.3017 | 0 | 0 | 21307.3625 | 0.0050828 | 38 | Commercial_2035_Technical_GWh_Before Competition Groups_38 | Refrigerated Display Case LED | 0.5083% | 0 | 108.3017 | Commercial_2035_Technical_GWh_Before Competition Groups_Refrigerated Display Case LED
Commercial | Com ¦ Variable Refrigerant Flow Heat Pump | 2035 | Achievable | GWh | Before Competition Groups | 53.6487 | 0 | 0 | 10871.5446 | 0.0049348 | 32 | Commercial_2035_Achievable_GWh_Before Competition Groups_32 | Variable Refrigerant Flow Heat Pump | 0.4935% | 0 | 53.6487 | Commercial_2035_Achievable_GWh_Before Competition Groups_Variable Refrigerant Flow Heat Pump
Commercial | Com ¦ Occupancy Sensors | 2035 | Economic | GWh | Before Competition Groups | 75.4137 | 0 | 0 | 16004.9226 | 0.0047119 | 35 | Commercial_2035_Economic_GWh_Before Competition Groups_35 | Occupancy Sensors | 0.4712% | 0 | 75.4137 | Commercial_2035_Economic_GWh_Before Competition Groups_Occupancy Sensors
Commercial | Com ¦ Super-High Efficiency Furnaces (Emerging Tech) | 2035 | Technical | GWh | Before Competition Groups | 99.6682 | 0 | 0 | 21307.3625 | 0.0046776 | 39 | Commercial_2035_Technical_GWh_Before Competition Groups_39 | Super-High Efficiency Furnaces (Emerging Tech) | 0.4678% | 0 | 99.6682 | Commercial_2035_Technical_GWh_Before Competition Groups_Super-High Efficiency Furnaces (Emerging Tech)
Commercial | Com ¦ Indoor Daylight Sensors/Photocell Dimming Control | 2035 | Technical | GWh | Before Competition Groups | 98.9967 | 0 | 0 | 21307.3625 | 0.0046461 | 40 | Commercial_2035_Technical_GWh_Before Competition Groups_40 | Indoor Daylight Sensors/Photocell Dimming Control | 0.4646% | 0 | 98.9967 | Commercial_2035_Technical_GWh_Before Competition Groups_Indoor Daylight Sensors/Photocell Dimming Control
Commercial | Com ¦ Freezer Case Light Sensor | 2035 | Economic | GWh | Before Competition Groups | 72.8682 | 0 | 0 | 16004.9226 | 0.0045529 | 36 | Commercial_2035_Economic_GWh_Before Competition Groups_36 | Freezer Case Light Sensor | 0.4553% | 0 | 72.8682 | Commercial_2035_Economic_GWh_Before Competition Groups_Freezer Case Light Sensor
Commercial | Com ¦ ENERGY STAR LED LAMPS (General Service Lamps) | 2035 | Technical | GWh | Before Competition Groups | 96.9616 | 0 | 0 | 21307.3625 | 0.0045506 | 41 | Commercial_2035_Technical_GWh_Before Competition Groups_41 | ENERGY STAR LED LAMPS (General Service Lamps) | 0.4551% | 0 | 96.9616 | Commercial_2035_Technical_GWh_Before Competition Groups_ENERGY STAR LED LAMPS (General Service Lamps)
Commercial | Com ¦ Evaporator Fan Controls | 2035 | Economic | GWh | Before Competition Groups | 71.0669 | 0 | 0 | 16004.9226 | 0.0044403 | 37 | Commercial_2035_Economic_GWh_Before Competition Groups_37 | Evaporator Fan Controls | 0.444% | 0 | 71.0669 | Commercial_2035_Economic_GWh_Before Competition Groups_Evaporator Fan Controls
Commercial | Com ¦ ECM MOTORS FOR EVAPORATOR FANS for refrigeration (WALK-IN) | 2035 | Technical | GWh | Before Competition Groups | 88.2462 | 0 | 0 | 21307.3625 | 0.0041416 | 42 | Commercial_2035_Technical_GWh_Before Competition Groups_42 | ECM MOTORS FOR EVAPORATOR FANS for refrigeration (WALK-IN) | 0.4142% | 0 | 88.2462 | Commercial_2035_Technical_GWh_Before Competition Groups_ECM MOTORS FOR EVAPORATOR FANS for refrigeration (WALK-IN)
Commercial | Com ¦ ENERGY STAR FREEZER | 2035 | Economic | GWh | Before Competition Groups | 66.2086 | 0 | 0 | 16004.9226 | 0.0041368 | 38 | Commercial_2035_Economic_GWh_Before Competition Groups_38 | ENERGY STAR FREEZER | 0.4137% | 0 | 66.2086 | Commercial_2035_Economic_GWh_Before Competition Groups_ENERGY STAR FREEZER
Commercial | Com ¦ Adding reflective (White) roof treatment or a green roof | 2035 | Technical | GWh | Before Competition Groups | 86.6576 | 0 | 0 | 21307.3625 | 0.004067 | 43 | Commercial_2035_Technical_GWh_Before Competition Groups_43 | Adding reflective (White) roof treatment or a green roof | 0.4067% | 0 | 86.6576 | Commercial_2035_Technical_GWh_Before Competition Groups_Adding reflective (White) roof treatment or a green roof
Commercial | Com ¦ Condensing Unit Heaters or other Efficient Unit Heating System | 2035 | Technical | GWh | Before Competition Groups | 85.0575 | 0 | 0 | 21307.3625 | 0.0039919 | 44 | Commercial_2035_Technical_GWh_Before Competition Groups_44 | Condensing Unit Heaters or other Efficient Unit Heating System | 0.3992% | 0 | 85.0575 | Commercial_2035_Technical_GWh_Before Competition Groups_Condensing Unit Heaters or other Efficient Unit Heating System
Commercial | Com ¦ High R-Value Glass Doors/no-heat glass door | 2035 | Technical | GWh | Before Competition Groups | 78.51 | 0 | 0 | 21307.3625 | 0.0036846 | 45 | Commercial_2035_Technical_GWh_Before Competition Groups_45 | High R-Value Glass Doors/no-heat glass door | 0.3685% | 0 | 78.51 | Commercial_2035_Technical_GWh_Before Competition Groups_High R-Value Glass Doors/no-heat glass door
Commercial | Com ¦ Occupancy Sensors | 2035 | Technical | GWh | Before Competition Groups | 75.4137 | 0 | 0 | 21307.3625 | 0.0035393 | 46 | Commercial_2035_Technical_GWh_Before Competition Groups_46 | Occupancy Sensors | 0.3539% | 0 | 75.4137 | Commercial_2035_Technical_GWh_Before Competition Groups_Occupancy Sensors
Commercial | Com ¦ Freezer Case Light Sensor | 2035 | Technical | GWh | Before Competition Groups | 72.8682 | 0 | 0 | 21307.3625 | 0.0034199 | 47 | Commercial_2035_Technical_GWh_Before Competition Groups_47 | Freezer Case Light Sensor | 0.342% | 0 | 72.8682 | Commercial_2035_Technical_GWh_Before Competition Groups_Freezer Case Light Sensor
Commercial | Com ¦ Evaporator Fan Controls | 2035 | Technical | GWh | Before Competition Groups | 71.0669 | 0 | 0 | 21307.3625 | 0.0033353 | 48 | Commercial_2035_Technical_GWh_Before Competition Groups_48 | Evaporator Fan Controls | 0.3335% | 0 | 71.0669 | Commercial_2035_Technical_GWh_Before Competition Groups_Evaporator Fan Controls
Commercial | Com ¦ Refrigerated Display Case LED | 2035 | Achievable | GWh | Before Competition Groups | 35.1725 | 0 | 0 | 10871.5446 | 0.0032353 | 33 | Commercial_2035_Achievable_GWh_Before Competition Groups_33 | Refrigerated Display Case LED | 0.3235% | 0 | 35.1725 | Commercial_2035_Achievable_GWh_Before Competition Groups_Refrigerated Display Case LED
Commercial | Com ¦ HOTEL OCCUPANCY CONTROLS (HVAC + LIGHTING) | 2035 | Technical | GWh | Before Competition Groups | 67.4643 | 0 | 0 | 21307.3625 | 0.0031662 | 49 | Commercial_2035_Technical_GWh_Before Competition Groups_49 | HOTEL OCCUPANCY CONTROLS (HVAC + LIGHTING) | 0.3166% | 0 | 67.4643 | Commercial_2035_Technical_GWh_Before Competition Groups_HOTEL OCCUPANCY CONTROLS (HVAC + LIGHTING)
Commercial | Com ¦ Variable Refrigerant Flow Heat Pump | 2035 | Economic | GWh | Before Competition Groups | 50.132 | 0 | 0 | 16004.9226 | 0.0031323 | 39 | Commercial_2035_Economic_GWh_Before Competition Groups_39 | Variable Refrigerant Flow Heat Pump | 0.3132% | 0 | 50.132 | Commercial_2035_Economic_GWh_Before Competition Groups_Variable Refrigerant Flow Heat Pump
Commercial | Com ¦ ENERGY STAR Refrigerator | 2035 | Technical | GWh | Before Competition Groups | 61.9791 | 0 | 0 | 21307.3625 | 0.0029088 | 50 | Commercial_2035_Technical_GWh_Before Competition Groups_50 | ENERGY STAR Refrigerator | 0.2909% | 0 | 61.9791 | Commercial_2035_Technical_GWh_Before Competition Groups_ENERGY STAR Refrigerator
Commercial | Com ¦ Elec Storage WH 2.30 Et | 2035 | Economic | GWh | Before Competition Groups | 46.2381 | 0 | 0 | 16004.9226 | 0.002889 | 40 | Commercial_2035_Economic_GWh_Before Competition Groups_40 | Elec Storage WH 2.30 Et | 0.2889% | 0 | 46.2381 | Commercial_2035_Economic_GWh_Before Competition Groups_Elec Storage WH 2.30 Et
Commercial | Com ¦ BEVERAGE VENDING MACHINE CONTROLS | 2035 | Achievable | GWh | Before Competition Groups | 30.9528 | 0 | 0 | 10871.5446 | 0.0028471 | 34 | Commercial_2035_Achievable_GWh_Before Competition Groups_34 | BEVERAGE VENDING MACHINE CONTROLS | 0.2847% | 0 | 30.9528 | Commercial_2035_Achievable_GWh_Before Competition Groups_BEVERAGE VENDING MACHINE CONTROLS
Commercial | Com ¦ Door Gasket Freezer/Refrigerator | 2035 | Achievable | GWh | Before Competition Groups | 30.924 | 0 | 0 | 10871.5446 | 0.0028445 | 35 | Commercial_2035_Achievable_GWh_Before Competition Groups_35 | Door Gasket Freezer/Refrigerator | 0.2844% | 0 | 30.924 | Commercial_2035_Achievable_GWh_Before Competition Groups_Door Gasket Freezer/Refrigerator
Commercial | Com ¦ Ground Source Heat Pump | 2035 | Technical | GWh | Before Competition Groups | 58.6924 | 0 | 0 | 21307.3625 | 0.0027546 | 51 | Commercial_2035_Technical_GWh_Before Competition Groups_51 | Ground Source Heat Pump | 0.2755% | 0 | 58.6924 | Commercial_2035_Technical_GWh_Before Competition Groups_Ground Source Heat Pump
Commercial | Com ¦ Chilled Water Optimization | 2035 | Economic | GWh | Before Competition Groups | 41.9183 | 0 | 0 | 16004.9226 | 0.0026191 | 41 | Commercial_2035_Economic_GWh_Before Competition Groups_41 | Chilled Water Optimization | 0.2619% | 0 | 41.9183 | Commercial_2035_Economic_GWh_Before Competition Groups_Chilled Water Optimization
Commercial | Com ¦ Elec Storage WH 2.30 Et | 2035 | Achievable | GWh | Before Competition Groups | 28.4065 | 0 | 0 | 10871.5446 | 0.0026129 | 36 | Commercial_2035_Achievable_GWh_Before Competition Groups_36 | Elec Storage WH 2.30 Et | 0.2613% | 0 | 28.4065 | Commercial_2035_Achievable_GWh_Before Competition Groups_Elec Storage WH 2.30 Et
Commercial | Com ¦ BEVERAGE VENDING MACHINE CONTROLS | 2035 | Economic | GWh | Before Competition Groups | 41.7374 | 0 | 0 | 16004.9226 | 0.0026078 | 42 | Commercial_2035_Economic_GWh_Before Competition Groups_42 | BEVERAGE VENDING MACHINE CONTROLS | 0.2608% | 0 | 41.7374 | Commercial_2035_Economic_GWh_Before Competition Groups_BEVERAGE VENDING MACHINE CONTROLS
Commercial | Com ¦ ENERGY STAR Griddle (74% eff) | 2035 | Economic | GWh | Before Competition Groups | 39.9662 | 0 | 0 | 16004.9226 | 0.0024971 | 43 | Commercial_2035_Economic_GWh_Before Competition Groups_43 | ENERGY STAR Griddle (74% eff) | 0.2497% | 0 | 39.9662 | Commercial_2035_Economic_GWh_Before Competition Groups_ENERGY STAR Griddle (74% eff)
Commercial | Com ¦ Temperature Adjustment in Commercial Freezers | 2035 | Achievable | GWh | Before Competition Groups | 26.8479 | 0 | 0 | 10871.5446 | 0.0024696 | 37 | Commercial_2035_Achievable_GWh_Before Competition Groups_37 | Temperature Adjustment in Commercial Freezers | 0.247% | 0 | 26.8479 | Commercial_2035_Achievable_GWh_Before Competition Groups_Temperature Adjustment in Commercial Freezers
Commercial | Com ¦ ENERGY STAR Griddle (74% eff) | 2035 | Achievable | GWh | Before Competition Groups | 25.8496 | 0 | 0 | 10871.5446 | 0.0023777 | 38 | Commercial_2035_Achievable_GWh_Before Competition Groups_38 | ENERGY STAR Griddle (74% eff) | 0.2378% | 0 | 25.8496 | Commercial_2035_Achievable_GWh_Before Competition Groups_ENERGY STAR Griddle (74% eff)
Commercial | Com ¦ Refrigeration Commissioning | 2035 | Technical | GWh | Before Competition Groups | 48.8518 | 0 | 0 | 21307.3625 | 0.0022927 | 52 | Commercial_2035_Technical_GWh_Before Competition Groups_52 | Refrigeration Commissioning | 0.2293% | 0 | 48.8518 | Commercial_2035_Technical_GWh_Before Competition Groups_Refrigeration Commissioning
Commercial | Com ¦ CO Sensors for parking garage exhaust fans | 2035 | Achievable | GWh | Before Competition Groups | 24.8746 | 0 | 0 | 10871.5446 | 0.002288 | 39 | Commercial_2035_Achievable_GWh_Before Competition Groups_39 | CO Sensors for parking garage exhaust fans | 0.2288% | 0 | 24.8746 | Commercial_2035_Achievable_GWh_Before Competition Groups_CO Sensors for parking garage exhaust fans
Commercial | Com ¦ Occupancy Sensors | 2035 | Achievable | GWh | Before Competition Groups | 24.6372 | 0 | 0 | 10871.5446 | 0.0022662 | 40 | Commercial_2035_Achievable_GWh_Before Competition Groups_40 | Occupancy Sensors | 0.2266% | 0 | 24.6372 | Commercial_2035_Achievable_GWh_Before Competition Groups_Occupancy Sensors
Commercial | Com ¦ Energy Efficient Laboratory Fume Hood | 2035 | Achievable | GWh | Before Competition Groups | 23.9495 | 0 | 0 | 10871.5446 | 0.002203 | 41 | Commercial_2035_Achievable_GWh_Before Competition Groups_41 | Energy Efficient Laboratory Fume Hood | 0.2203% | 0 | 23.9495 | Commercial_2035_Achievable_GWh_Before Competition Groups_Energy Efficient Laboratory Fume Hood
Commercial | Com ¦ Chilled Water Optimization | 2035 | Achievable | GWh | Before Competition Groups | 23.6437 | 0 | 0 | 10871.5446 | 0.0021748 | 42 | Commercial_2035_Achievable_GWh_Before Competition Groups_42 | Chilled Water Optimization | 0.2175% | 0 | 23.6437 | Commercial_2035_Achievable_GWh_Before Competition Groups_Chilled Water Optimization
Commercial | Com ¦ Elec Storage WH 2.30 Et | 2035 | Technical | GWh | Before Competition Groups | 46.2381 | 0 | 0 | 21307.3625 | 0.0021701 | 53 | Commercial_2035_Technical_GWh_Before Competition Groups_53 | Elec Storage WH 2.30 Et | 0.217% | 0 | 46.2381 | Commercial_2035_Technical_GWh_Before Competition Groups_Elec Storage WH 2.30 Et
Commercial | Com ¦ Chilled Water Optimization | 2035 | Technical | GWh | Before Competition Groups | 41.9183 | 0 | 0 | 21307.3625 | 0.0019673 | 54 | Commercial_2035_Technical_GWh_Before Competition Groups_54 | Chilled Water Optimization | 0.1967% | 0 | 41.9183 | Commercial_2035_Technical_GWh_Before Competition Groups_Chilled Water Optimization
Commercial | Com ¦ BEVERAGE VENDING MACHINE CONTROLS | 2035 | Technical | GWh | Before Competition Groups | 41.7374 | 0 | 0 | 21307.3625 | 0.0019588 | 55 | Commercial_2035_Technical_GWh_Before Competition Groups_55 | BEVERAGE VENDING MACHINE CONTROLS | 0.1959% | 0 | 41.7374 | Commercial_2035_Technical_GWh_Before Competition Groups_BEVERAGE VENDING MACHINE CONTROLS
Commercial | Com ¦ Vertical Night Covers | 2035 | Achievable | GWh | Before Competition Groups | 20.9135 | 0 | 0 | 10871.5446 | 0.0019237 | 43 | Commercial_2035_Achievable_GWh_Before Competition Groups_43 | Vertical Night Covers | 0.1924% | 0 | 20.9135 | Commercial_2035_Achievable_GWh_Before Competition Groups_Vertical Night Covers
Commercial | Com ¦ ENERGY STAR Griddle (74% eff) | 2035 | Technical | GWh | Before Competition Groups | 39.9662 | 0 | 0 | 21307.3625 | 0.0018757 | 56 | Commercial_2035_Technical_GWh_Before Competition Groups_56 | ENERGY STAR Griddle (74% eff) | 0.1876% | 0 | 39.9662 | Commercial_2035_Technical_GWh_Before Competition Groups_ENERGY STAR Griddle (74% eff)
Commercial | Com ¦ CO Sensors for parking garage exhaust fans | 2035 | Economic | GWh | Before Competition Groups | 29.7076 | 0 | 0 | 16004.9226 | 0.0018562 | 44 | Commercial_2035_Economic_GWh_Before Competition Groups_44 | CO Sensors for parking garage exhaust fans | 0.1856% | 0 | 29.7076 | Commercial_2035_Economic_GWh_Before Competition Groups_CO Sensors for parking garage exhaust fans
Commercial | Com ¦ Indoor Daylight Sensors/Photocell Dimming Control | 2035 | Economic | GWh | Before Competition Groups | 28.1897 | 0 | 0 | 16004.9226 | 0.0017613 | 45 | Commercial_2035_Economic_GWh_Before Competition Groups_45 | Indoor Daylight Sensors/Photocell Dimming Control | 0.1761% | 0 | 28.1897 | Commercial_2035_Economic_GWh_Before Competition Groups_Indoor Daylight Sensors/Photocell Dimming Control
Commercial | Com ¦ Duct Insulation, R8 | 2035 | Achievable | GWh | Before Competition Groups | 18.5614 | 0 | 0 | 10871.5446 | 0.0017073 | 44 | Commercial_2035_Achievable_GWh_Before Competition Groups_44 | Duct Insulation, R8 | 0.1707% | 0 | 18.5614 | Commercial_2035_Achievable_GWh_Before Competition Groups_Duct Insulation, R8
Commercial | Com ¦ Temperature Adjustment in Commercial Freezers | 2035 | Economic | GWh | Before Competition Groups | 27.1261 | 0 | 0 | 16004.9226 | 0.0016949 | 46 | Commercial_2035_Economic_GWh_Before Competition Groups_46 | Temperature Adjustment in Commercial Freezers | 0.1695% | 0 | 27.1261 | Commercial_2035_Economic_GWh_Before Competition Groups_Temperature Adjustment in Commercial Freezers
Commercial | Com ¦ Water Heating (DHW) Pipe Insulation (Add 3/4\ Foam)" | 2035 | Achievable | GWh | Before Competition Groups | 17.8172 | 0 | 0 | 10871.5446 | 0.0016389 | 45 | Commercial_2035_Achievable_GWh_Before Competition Groups_45 | Water Heating (DHW) Pipe Insulation (Add 3/4\ Foam)" | 0.1639% | 0 | 17.8172 | Commercial_2035_Achievable_GWh_Before Competition Groups_Water Heating (DHW) Pipe Insulation (Add 3/4\ Foam)"
Commercial | Com ¦ Water Source Heat Pump (4 ton) | 2035 | Economic | GWh | Before Competition Groups | 26.2131 | 0 | 0 | 16004.9226 | 0.0016378 | 47 | Commercial_2035_Economic_GWh_Before Competition Groups_47 | Water Source Heat Pump (4 ton) | 0.1638% | 0 | 26.2131 | Commercial_2035_Economic_GWh_Before Competition Groups_Water Source Heat Pump (4 ton)
Commercial | Com ¦ Water Source Heat Pump (4 ton) | 2035 | Achievable | GWh | Before Competition Groups | 16.5591 | 0 | 0 | 10871.5446 | 0.0015232 | 46 | Commercial_2035_Achievable_GWh_Before Competition Groups_46 | Water Source Heat Pump (4 ton) | 0.1523% | 0 | 16.5591 | Commercial_2035_Achievable_GWh_Before Competition Groups_Water Source Heat Pump (4 ton)
Commercial | Com ¦ Energy Efficient Laboratory Fume Hood | 2035 | Economic | GWh | Before Competition Groups | 24.0347 | 0 | 0 | 16004.9226 | 0.0015017 | 48 | Commercial_2035_Economic_GWh_Before Competition Groups_48 | Energy Efficient Laboratory Fume Hood | 0.1502% | 0 | 24.0347 | Commercial_2035_Economic_GWh_Before Competition Groups_Energy Efficient Laboratory Fume Hood
Commercial | Com ¦ ENERGY STAR FREEZER | 2035 | Achievable | GWh | Before Competition Groups | 16.0608 | 0 | 0 | 10871.5446 | 0.0014773 | 47 | Commercial_2035_Achievable_GWh_Before Competition Groups_47 | ENERGY STAR FREEZER | 0.1477% | 0 | 16.0608 | Commercial_2035_Achievable_GWh_Before Competition Groups_ENERGY STAR FREEZER
Commercial | Com ¦ Water Source Heat Pump (4 ton) | 2035 | Technical | GWh | Before Competition Groups | 31.0228 | 0 | 0 | 21307.3625 | 0.001456 | 57 | Commercial_2035_Technical_GWh_Before Competition Groups_57 | Water Source Heat Pump (4 ton) | 0.1456% | 0 | 31.0228 | Commercial_2035_Technical_GWh_Before Competition Groups_Water Source Heat Pump (4 ton)
Commercial | Com ¦ Outside Air Economizer | 2035 | Achievable | GWh | Before Competition Groups | 15.824 | 0 | 0 | 10871.5446 | 0.0014555 | 48 | Commercial_2035_Achievable_GWh_Before Competition Groups_48 | Outside Air Economizer | 0.1456% | 0 | 15.824 | Commercial_2035_Achievable_GWh_Before Competition Groups_Outside Air Economizer
Commercial | Com ¦ CO Sensors for parking garage exhaust fans | 2035 | Technical | GWh | Before Competition Groups | 29.7076 | 0 | 0 | 21307.3625 | 0.0013942 | 58 | Commercial_2035_Technical_GWh_Before Competition Groups_58 | CO Sensors for parking garage exhaust fans | 0.1394% | 0 | 29.7076 | Commercial_2035_Technical_GWh_Before Competition Groups_CO Sensors for parking garage exhaust fans
Commercial | Com ¦ Vertical Night Covers | 2035 | Economic | GWh | Before Competition Groups | 21.1396 | 0 | 0 | 16004.9226 | 0.0013208 | 49 | Commercial_2035_Economic_GWh_Before Competition Groups_49 | Vertical Night Covers | 0.1321% | 0 | 21.1396 | Commercial_2035_Economic_GWh_Before Competition Groups_Vertical Night Covers
Commercial | Com ¦ Temperature Adjustment in Commercial Freezers | 2035 | Technical | GWh | Before Competition Groups | 27.1261 | 0 | 0 | 21307.3625 | 0.0012731 | 59 | Commercial_2035_Technical_GWh_Before Competition Groups_59 | Temperature Adjustment in Commercial Freezers | 0.1273% | 0 | 27.1261 | Commercial_2035_Technical_GWh_Before Competition Groups_Temperature Adjustment in Commercial Freezers
Commercial | Com ¦ Anti-sweat heat (ASH) controls - Cooler/Freezer | 2035 | Technical | GWh | Before Competition Groups | 25.8967 | 0 | 0 | 21307.3625 | 0.0012154 | 60 | Commercial_2035_Technical_GWh_Before Competition Groups_60 | Anti-sweat heat (ASH) controls - Cooler/Freezer | 0.1215% | 0 | 25.8967 | Commercial_2035_Technical_GWh_Before Competition Groups_Anti-sweat heat (ASH) controls - Cooler/Freezer
Commercial | Com ¦ Duct Insulation, R8 | 2035 | Economic | GWh | Before Competition Groups | 18.624 | 0 | 0 | 16004.9226 | 0.0011636 | 50 | Commercial_2035_Economic_GWh_Before Competition Groups_50 | Duct Insulation, R8 | 0.1164% | 0 | 18.624 | Commercial_2035_Economic_GWh_Before Competition Groups_Duct Insulation, R8
Commercial | Com ¦ Energy Efficient Laboratory Fume Hood | 2035 | Technical | GWh | Before Competition Groups | 24.0347 | 0 | 0 | 21307.3625 | 0.001128 | 61 | Commercial_2035_Technical_GWh_Before Competition Groups_61 | Energy Efficient Laboratory Fume Hood | 0.1128% | 0 | 24.0347 | Commercial_2035_Technical_GWh_Before Competition Groups_Energy Efficient Laboratory Fume Hood
Commercial | Com ¦ Water Heating (DHW) Pipe Insulation (Add 3/4\ Foam)" | 2035 | Economic | GWh | Before Competition Groups | 17.9686 | 0 | 0 | 16004.9226 | 0.0011227 | 51 | Commercial_2035_Economic_GWh_Before Competition Groups_51 | Water Heating (DHW) Pipe Insulation (Add 3/4\ Foam)" | 0.1123% | 0 | 17.9686 | Commercial_2035_Economic_GWh_Before Competition Groups_Water Heating (DHW) Pipe Insulation (Add 3/4\ Foam)"
Commercial | Com ¦ Outside Air Economizer | 2035 | Economic | GWh | Before Competition Groups | 17.2159 | 0 | 0 | 16004.9226 | 0.0010757 | 52 | Commercial_2035_Economic_GWh_Before Competition Groups_52 | Outside Air Economizer | 0.1076% | 0 | 17.2159 | Commercial_2035_Economic_GWh_Before Competition Groups_Outside Air Economizer
Commercial | Com ¦ Super-High Efficiency Furnaces (Emerging Tech) | 2035 | Achievable | GWh | Before Competition Groups | 11.6902 | 0 | 0 | 10871.5446 | 0.0010753 | 49 | Commercial_2035_Achievable_GWh_Before Competition Groups_49 | Super-High Efficiency Furnaces (Emerging Tech) | 0.1075% | 0 | 11.6902 | Commercial_2035_Achievable_GWh_Before Competition Groups_Super-High Efficiency Furnaces (Emerging Tech)
Commercial | Com ¦ Suction Pipe Insulation Freezer/Refrigerator | 2035 | Achievable | GWh | Before Competition Groups | 11.3988 | 0 | 0 | 10871.5446 | 0.0010485 | 50 | Commercial_2035_Achievable_GWh_Before Competition Groups_50 | Suction Pipe Insulation Freezer/Refrigerator | 0.1048% | 0 | 11.3988 | Commercial_2035_Achievable_GWh_Before Competition Groups_Suction Pipe Insulation Freezer/Refrigerator
Commercial | Com ¦ Vertical Night Covers | 2035 | Technical | GWh | Before Competition Groups | 21.1396 | 0 | 0 | 21307.3625 | 0.00099213 | 62 | Commercial_2035_Technical_GWh_Before Competition Groups_62 | Vertical Night Covers | 0.09921% | 0 | 21.1396 | Commercial_2035_Technical_GWh_Before Competition Groups_Vertical Night Covers
Commercial | Com ¦ ENERGY STAR Fryer (84% eff) | 2035 | Economic | GWh | Before Competition Groups | 14.4748 | 0 | 0 | 16004.9226 | 0.0009044 | 53 | Commercial_2035_Economic_GWh_Before Competition Groups_53 | ENERGY STAR Fryer (84% eff) | 0.09044% | 0 | 14.4748 | Commercial_2035_Economic_GWh_Before Competition Groups_ENERGY STAR Fryer (84% eff)
Commercial | Com ¦ ENERGY STAR Fryer (84% eff) | 2035 | Achievable | GWh | Before Competition Groups | 9.5866 | 0 | 0 | 10871.5446 | 0.0008818 | 51 | Commercial_2035_Achievable_GWh_Before Competition Groups_51 | ENERGY STAR Fryer (84% eff) | 0.08818% | 0 | 9.5866 | Commercial_2035_Achievable_GWh_Before Competition Groups_ENERGY STAR Fryer (84% eff)
Commercial | Com ¦ Duct Insulation, R8 | 2035 | Technical | GWh | Before Competition Groups | 18.624 | 0 | 0 | 21307.3625 | 0.00087406 | 63 | Commercial_2035_Technical_GWh_Before Competition Groups_63 | Duct Insulation, R8 | 0.08741% | 0 | 18.624 | Commercial_2035_Technical_GWh_Before Competition Groups_Duct Insulation, R8
Commercial | Com ¦ Water Heating (DHW) Pipe Insulation (Add 3/4\ Foam)" | 2035 | Technical | GWh | Before Competition Groups | 17.9686 | 0 | 0 | 21307.3625 | 0.0008433 | 64 | Commercial_2035_Technical_GWh_Before Competition Groups_64 | Water Heating (DHW) Pipe Insulation (Add 3/4\ Foam)" | 0.08433% | 0 | 17.9686 | Commercial_2035_Technical_GWh_Before Competition Groups_Water Heating (DHW) Pipe Insulation (Add 3/4\ Foam)"
Commercial | Com ¦ Outside Air Economizer | 2035 | Technical | GWh | Before Competition Groups | 17.2159 | 0 | 0 | 21307.3625 | 0.00080798 | 65 | Commercial_2035_Technical_GWh_Before Competition Groups_65 | Outside Air Economizer | 0.0808% | 0 | 17.2159 | Commercial_2035_Technical_GWh_Before Competition Groups_Outside Air Economizer
Commercial | Com ¦ ENERGY STAR Dishwasher | 2035 | Economic | GWh | Before Competition Groups | 12.1368 | 0 | 0 | 16004.9226 | 0.00075832 | 54 | Commercial_2035_Economic_GWh_Before Competition Groups_54 | ENERGY STAR Dishwasher | 0.07583% | 0 | 12.1368 | Commercial_2035_Economic_GWh_Before Competition Groups_ENERGY STAR Dishwasher
Commercial | Com ¦ Suction Pipe Insulation Freezer/Refrigerator | 2035 | Economic | GWh | Before Competition Groups | 11.5139 | 0 | 0 | 16004.9226 | 0.00071939 | 55 | Commercial_2035_Economic_GWh_Before Competition Groups_55 | Suction Pipe Insulation Freezer/Refrigerator | 0.07194% | 0 | 11.5139 | Commercial_2035_Economic_GWh_Before Competition Groups_Suction Pipe Insulation Freezer/Refrigerator
Commercial | Com ¦ Super-High Efficiency Furnaces (Emerging Tech) | 2035 | Economic | GWh | Before Competition Groups | 10.9826 | 0 | 0 | 16004.9226 | 0.0006862 | 56 | Commercial_2035_Economic_GWh_Before Competition Groups_56 | Super-High Efficiency Furnaces (Emerging Tech) | 0.06862% | 0 | 10.9826 | Commercial_2035_Economic_GWh_Before Competition Groups_Super-High Efficiency Furnaces (Emerging Tech)
Commercial | Com ¦ ENERGY STAR Fryer (84% eff) | 2035 | Technical | GWh | Before Competition Groups | 14.4748 | 0 | 0 | 21307.3625 | 0.00067933 | 66 | Commercial_2035_Technical_GWh_Before Competition Groups_66 | ENERGY STAR Fryer (84% eff) | 0.06793% | 0 | 14.4748 | Commercial_2035_Technical_GWh_Before Competition Groups_ENERGY STAR Fryer (84% eff)
Commercial | Com ¦ Roof Insulation/Ceiling Insulation (R25 Code to R35) | 2035 | Technical | GWh | Before Competition Groups | 13.8236 | 0 | 0 | 21307.3625 | 0.00064877 | 67 | Commercial_2035_Technical_GWh_Before Competition Groups_67 | Roof Insulation/Ceiling Insulation (R25 Code to R35) | 0.06488% | 0 | 13.8236 | Commercial_2035_Technical_GWh_Before Competition Groups_Roof Insulation/Ceiling Insulation (R25 Code to R35)
Commercial | Com ¦ High Efficiency Small Instantaneous Water Heater | 2035 | Technical | GWh | Before Competition Groups | 12.8463 | 0 | 0 | 21307.3625 | 0.0006029 | 68 | Commercial_2035_Technical_GWh_Before Competition Groups_68 | High Efficiency Small Instantaneous Water Heater | 0.06029% | 0 | 12.8463 | Commercial_2035_Technical_GWh_Before Competition Groups_High Efficiency Small Instantaneous Water Heater
Commercial | Com ¦ ENERGY STAR Dishwasher | 2035 | Technical | GWh | Before Competition Groups | 12.1368 | 0 | 0 | 21307.3625 | 0.00056961 | 69 | Commercial_2035_Technical_GWh_Before Competition Groups_69 | ENERGY STAR Dishwasher | 0.05696% | 0 | 12.1368 | Commercial_2035_Technical_GWh_Before Competition Groups_ENERGY STAR Dishwasher
Commercial | Com ¦ Suction Pipe Insulation Freezer/Refrigerator | 2035 | Technical | GWh | Before Competition Groups | 11.5139 | 0 | 0 | 21307.3625 | 0.00054037 | 70 | Commercial_2035_Technical_GWh_Before Competition Groups_70 | Suction Pipe Insulation Freezer/Refrigerator | 0.05404% | 0 | 11.5139 | Commercial_2035_Technical_GWh_Before Competition Groups_Suction Pipe Insulation Freezer/Refrigerator
Commercial | Com ¦ Ozone Laundry Treatment | 2035 | Achievable | GWh | Before Competition Groups | 5.533 | 0 | 0 | 10871.5446 | 0.00050894 | 52 | Commercial_2035_Achievable_GWh_Before Competition Groups_52 | Ozone Laundry Treatment | 0.05089% | 0 | 5.533 | Commercial_2035_Achievable_GWh_Before Competition Groups_Ozone Laundry Treatment
Commercial | Com ¦ ENERGY STAR Dishwasher | 2035 | Achievable | GWh | Before Competition Groups | 5.4995 | 0 | 0 | 10871.5446 | 0.00050586 | 53 | Commercial_2035_Achievable_GWh_Before Competition Groups_53 | ENERGY STAR Dishwasher | 0.05059% | 0 | 5.4995 | Commercial_2035_Achievable_GWh_Before Competition Groups_ENERGY STAR Dishwasher
Commercial | Com ¦ LED RECESSED DOWNLIGHTS | 2035 | Technical | GWh | Before Competition Groups | 10.6665 | 0 | 0 | 21307.3625 | 0.0005006 | 71 | Commercial_2035_Technical_GWh_Before Competition Groups_71 | LED RECESSED DOWNLIGHTS | 0.05006% | 0 | 10.6665 | Commercial_2035_Technical_GWh_Before Competition Groups_LED RECESSED DOWNLIGHTS
Commercial | Com ¦ High Efficiency Small Instantaneous Water Heater | 2035 | Economic | GWh | Before Competition Groups | 7.309 | 0 | 0 | 16004.9226 | 0.00045667 | 57 | Commercial_2035_Economic_GWh_Before Competition Groups_57 | High Efficiency Small Instantaneous Water Heater | 0.04567% | 0 | 7.309 | Commercial_2035_Economic_GWh_Before Competition Groups_High Efficiency Small Instantaneous Water Heater
Commercial | Com ¦ Evaporator Coil Defrost (Cooler) | 2035 | Technical | GWh | Before Competition Groups | 9.4956 | 0 | 0 | 21307.3625 | 0.00044565 | 72 | Commercial_2035_Technical_GWh_Before Competition Groups_72 | Evaporator Coil Defrost (Cooler) | 0.04456% | 0 | 9.4956 | Commercial_2035_Technical_GWh_Before Competition Groups_Evaporator Coil Defrost (Cooler)
Commercial | Com ¦ ENERGY STAR Steam Cookers | 2035 | Economic | GWh | Before Competition Groups | 6.9062 | 0 | 0 | 16004.9226 | 0.0004315 | 58 | Commercial_2035_Economic_GWh_Before Competition Groups_58 | ENERGY STAR Steam Cookers | 0.04315% | 0 | 6.9062 | Commercial_2035_Economic_GWh_Before Competition Groups_ENERGY STAR Steam Cookers
Commercial | Com ¦ ENERGY STAR Steam Cookers | 2035 | Achievable | GWh | Before Competition Groups | 4.4512 | 0 | 0 | 10871.5446 | 0.00040944 | 54 | Commercial_2035_Achievable_GWh_Before Competition Groups_54 | ENERGY STAR Steam Cookers | 0.04094% | 0 | 4.4512 | Commercial_2035_Achievable_GWh_Before Competition Groups_ENERGY STAR Steam Cookers
Commercial | Com ¦ Ozone Laundry Treatment | 2035 | Economic | GWh | Before Competition Groups | 6.5 | 0 | 0 | 16004.9226 | 0.00040613 | 59 | Commercial_2035_Economic_GWh_Before Competition Groups_59 | Ozone Laundry Treatment | 0.04061% | 0 | 6.5 | Commercial_2035_Economic_GWh_Before Competition Groups_Ozone Laundry Treatment
Commercial | Com ¦ Demand controlled Circulating Systems | 2035 | Achievable | GWh | Before Competition Groups | 3.9688 | 0 | 0 | 10871.5446 | 0.00036507 | 55 | Commercial_2035_Achievable_GWh_Before Competition Groups_55 | Demand controlled Circulating Systems | 0.03651% | 0 | 3.9688 | Commercial_2035_Achievable_GWh_Before Competition Groups_Demand controlled Circulating Systems
Commercial | Com ¦ Door Gasket Freezer/Refrigerator | 2035 | Economic | GWh | Before Competition Groups | 5.6583 | 0 | 0 | 16004.9226 | 0.00035354 | 60 | Commercial_2035_Economic_GWh_Before Competition Groups_60 | Door Gasket Freezer/Refrigerator | 0.03535% | 0 | 5.6583 | Commercial_2035_Economic_GWh_Before Competition Groups_Door Gasket Freezer/Refrigerator
Commercial | Com ¦ ENERGY STAR Steam Cookers | 2035 | Technical | GWh | Before Competition Groups | 6.9062 | 0 | 0 | 21307.3625 | 0.00032412 | 73 | Commercial_2035_Technical_GWh_Before Competition Groups_73 | ENERGY STAR Steam Cookers | 0.03241% | 0 | 6.9062 | Commercial_2035_Technical_GWh_Before Competition Groups_ENERGY STAR Steam Cookers
Commercial | Com ¦ SYNCHRONOUS BELT | 2035 | Technical | GWh | Before Competition Groups | 6.5107 | 0 | 0 | 21307.3625 | 0.00030556 | 74 | Commercial_2035_Technical_GWh_Before Competition Groups_74 | SYNCHRONOUS BELT | 0.03056% | 0 | 6.5107 | Commercial_2035_Technical_GWh_Before Competition Groups_SYNCHRONOUS BELT
Commercial | Com ¦ Ozone Laundry Treatment | 2035 | Technical | GWh | Before Competition Groups | 6.5 | 0 | 0 | 21307.3625 | 0.00030506 | 75 | Commercial_2035_Technical_GWh_Before Competition Groups_75 | Ozone Laundry Treatment | 0.03051% | 0 | 6.5 | Commercial_2035_Technical_GWh_Before Competition Groups_Ozone Laundry Treatment
Commercial | Com ¦ Demand controlled Circulating Systems | 2035 | Economic | GWh | Before Competition Groups | 3.9734 | 0 | 0 | 16004.9226 | 0.00024826 | 61 | Commercial_2035_Economic_GWh_Before Competition Groups_61 | Demand controlled Circulating Systems | 0.02483% | 0 | 3.9734 | Commercial_2035_Economic_GWh_Before Competition Groups_Demand controlled Circulating Systems
Commercial | Com ¦ ECM MOTORS FOR HVAC APPLICATION (FAN-POWERED VAV BOX) | 2035 | Achievable | GWh | Before Competition Groups | 2.4069 | 0 | 0 | 10871.5446 | 0.0002214 | 56 | Commercial_2035_Achievable_GWh_Before Competition Groups_56 | ECM MOTORS FOR HVAC APPLICATION (FAN-POWERED VAV BOX) | 0.02214% | 0 | 2.4069 | Commercial_2035_Achievable_GWh_Before Competition Groups_ECM MOTORS FOR HVAC APPLICATION (FAN-POWERED VAV BOX)
Commercial | Com ¦ Solar Water Preheat (Pools/DHW) | 2035 | Economic | GWh | Before Competition Groups | 3.3834 | 0 | 0 | 16004.9226 | 0.0002114 | 62 | Commercial_2035_Economic_GWh_Before Competition Groups_62 | Solar Water Preheat (Pools/DHW) | 0.02114% | 0 | 3.3834 | Commercial_2035_Economic_GWh_Before Competition Groups_Solar Water Preheat (Pools/DHW)
Commercial | Com ¦ Thermostat Setback | 2035 | Achievable | GWh | Before Competition Groups | 2.2616 | 0 | 0 | 10871.5446 | 0.00020803 | 57 | Commercial_2035_Achievable_GWh_Before Competition Groups_57 | Thermostat Setback | 0.0208% | 0 | 2.2616 | Commercial_2035_Achievable_GWh_Before Competition Groups_Thermostat Setback
Commercial | Com ¦ Efficient compressor motor | 2035 | Technical | GWh | Before Competition Groups | 4.4248 | 0 | 0 | 21307.3625 | 0.00020767 | 76 | Commercial_2035_Technical_GWh_Before Competition Groups_76 | Efficient compressor motor | 0.02077% | 0 | 4.4248 | Commercial_2035_Technical_GWh_Before Competition Groups_Efficient compressor motor
Commercial | Com ¦ Demand controlled Circulating Systems | 2035 | Technical | GWh | Before Competition Groups | 3.9734 | 0 | 0 | 21307.3625 | 0.00018648 | 77 | Commercial_2035_Technical_GWh_Before Competition Groups_77 | Demand controlled Circulating Systems | 0.01865% | 0 | 3.9734 | Commercial_2035_Technical_GWh_Before Competition Groups_Demand controlled Circulating Systems
Commercial | Com ¦ ECM MOTORS FOR HVAC APPLICATION (FAN-POWERED VAV BOX) | 2035 | Economic | GWh | Before Competition Groups | 2.7246 | 0 | 0 | 16004.9226 | 0.00017024 | 63 | Commercial_2035_Economic_GWh_Before Competition Groups_63 | ECM MOTORS FOR HVAC APPLICATION (FAN-POWERED VAV BOX) | 0.01702% | 0 | 2.7246 | Commercial_2035_Economic_GWh_Before Competition Groups_ECM MOTORS FOR HVAC APPLICATION (FAN-POWERED VAV BOX)
Commercial | Com ¦ Thermostat Setback | 2035 | Economic | GWh | Before Competition Groups | 2.5544 | 0 | 0 | 16004.9226 | 0.0001596 | 64 | Commercial_2035_Economic_GWh_Before Competition Groups_64 | Thermostat Setback | 0.01596% | 0 | 2.5544 | Commercial_2035_Economic_GWh_Before Competition Groups_Thermostat Setback
Commercial | Com ¦ Solar Water Preheat (Pools/DHW) | 2035 | Technical | GWh | Before Competition Groups | 3.3834 | 0 | 0 | 21307.3625 | 0.00015879 | 78 | Commercial_2035_Technical_GWh_Before Competition Groups_78 | Solar Water Preheat (Pools/DHW) | 0.01588% | 0 | 3.3834 | Commercial_2035_Technical_GWh_Before Competition Groups_Solar Water Preheat (Pools/DHW)
Commercial | Com ¦ Efficient compressor motor | 2035 | Economic | GWh | Before Competition Groups | 2.5043 | 0 | 0 | 16004.9226 | 0.00015647 | 65 | Commercial_2035_Economic_GWh_Before Competition Groups_65 | Efficient compressor motor | 0.01565% | 0 | 2.5043 | Commercial_2035_Economic_GWh_Before Competition Groups_Efficient compressor motor
Commercial | Com ¦ Notched V belts for HVAC Systems | 2035 | Technical | GWh | Before Competition Groups | 3.2553 | 0 | 0 | 21307.3625 | 0.00015278 | 79 | Commercial_2035_Technical_GWh_Before Competition Groups_79 | Notched V belts for HVAC Systems | 0.01528% | 0 | 3.2553 | Commercial_2035_Technical_GWh_Before Competition Groups_Notched V belts for HVAC Systems
Commercial | Com ¦ Solar Water Preheat (Pools/DHW) | 2035 | Achievable | GWh | Before Competition Groups | 1.5557 | 0 | 0 | 10871.5446 | 0.0001431 | 58 | Commercial_2035_Achievable_GWh_Before Competition Groups_58 | Solar Water Preheat (Pools/DHW) | 0.01431% | 0 | 1.5557 | Commercial_2035_Achievable_GWh_Before Competition Groups_Solar Water Preheat (Pools/DHW)
Commercial | Com ¦ Heat Pump Water Heater (50 Gallons) | 2035 | Technical | GWh | Before Competition Groups | 2.8769 | 0 | 0 | 21307.3625 | 0.00013502 | 80 | Commercial_2035_Technical_GWh_Before Competition Groups_80 | Heat Pump Water Heater (50 Gallons) | 0.0135% | 0 | 2.8769 | Commercial_2035_Technical_GWh_Before Competition Groups_Heat Pump Water Heater (50 Gallons)
Commercial | Com ¦ ECM MOTORS FOR HVAC APPLICATION (FAN-POWERED VAV BOX) | 2035 | Technical | GWh | Before Competition Groups | 2.7311 | 0 | 0 | 21307.3625 | 0.00012818 | 81 | Commercial_2035_Technical_GWh_Before Competition Groups_81 | ECM MOTORS FOR HVAC APPLICATION (FAN-POWERED VAV BOX) | 0.01282% | 0 | 2.7311 | Commercial_2035_Technical_GWh_Before Competition Groups_ECM MOTORS FOR HVAC APPLICATION (FAN-POWERED VAV BOX)
Commercial | Com ¦ PTAC (12 EER/10,000 BTU) | 2035 | Economic | GWh | Before Competition Groups | 1.9709 | 0 | 0 | 16004.9226 | 0.00012314 | 66 | Commercial_2035_Economic_GWh_Before Competition Groups_66 | PTAC (12 EER/10,000 BTU) | 0.01231% | 0 | 1.9709 | Commercial_2035_Economic_GWh_Before Competition Groups_PTAC (12 EER/10,000 BTU)
Commercial | Com ¦ LED RECESSED DOWNLIGHTS | 2035 | Achievable | GWh | Before Competition Groups | 1.3051 | 0 | 0 | 10871.5446 | 0.00012005 | 59 | Commercial_2035_Achievable_GWh_Before Competition Groups_59 | LED RECESSED DOWNLIGHTS | 0.012% | 0 | 1.3051 | Commercial_2035_Achievable_GWh_Before Competition Groups_LED RECESSED DOWNLIGHTS
Commercial | Com ¦ Thermostat Setback | 2035 | Technical | GWh | Before Competition Groups | 2.5544 | 0 | 0 | 21307.3625 | 0.00011988 | 82 | Commercial_2035_Technical_GWh_Before Competition Groups_82 | Thermostat Setback | 0.01199% | 0 | 2.5544 | Commercial_2035_Technical_GWh_Before Competition Groups_Thermostat Setback
Commercial | Com ¦ Room AC (w/ louvered sides) 14 SEER from 12 SEER code | 2035 | Technical | GWh | Before Competition Groups | 2.4668 | 0 | 0 | 21307.3625 | 0.00011577 | 83 | Commercial_2035_Technical_GWh_Before Competition Groups_83 | Room AC (w/ louvered sides) 14 SEER from 12 SEER code | 0.01158% | 0 | 2.4668 | Commercial_2035_Technical_GWh_Before Competition Groups_Room AC (w/ louvered sides) 14 SEER from 12 SEER code
Commercial | Com ¦ Wall Insulation | 2035 | Technical | GWh | Before Competition Groups | 2.234 | 0 | 0 | 21307.3625 | 0.00010485 | 84 | Commercial_2035_Technical_GWh_Before Competition Groups_84 | Wall Insulation | 0.01048% | 0 | 2.234 | Commercial_2035_Technical_GWh_Before Competition Groups_Wall Insulation
Commercial | Com ¦ Notched V belts for HVAC Systems | 2035 | Economic | GWh | Before Competition Groups | 1.6721 | 0 | 0 | 16004.9226 | 0.00010447 | 67 | Commercial_2035_Economic_GWh_Before Competition Groups_67 | Notched V belts for HVAC Systems | 0.01045% | 0 | 1.6721 | Commercial_2035_Economic_GWh_Before Competition Groups_Notched V belts for HVAC Systems
Commercial | Com ¦ Solar Preheat Make up Air | 2035 | Technical | GWh | Before Competition Groups | 2.2103 | 0 | 0 | 21307.3625 | 0.00010374 | 85 | Commercial_2035_Technical_GWh_Before Competition Groups_85 | Solar Preheat Make up Air | 0.01037% | 0 | 2.2103 | Commercial_2035_Technical_GWh_Before Competition Groups_Solar Preheat Make up Air
Commercial | Com ¦ PTAC (12 EER/10,000 BTU) | 2035 | Technical | GWh | Before Competition Groups | 2.1871 | 0 | 0 | 21307.3625 | 0.00010264 | 86 | Commercial_2035_Technical_GWh_Before Competition Groups_86 | PTAC (12 EER/10,000 BTU) | 0.01026% | 0 | 2.1871 | Commercial_2035_Technical_GWh_Before Competition Groups_PTAC (12 EER/10,000 BTU)
Commercial | Com ¦ CEE Tier 2/Energy Star Clothes Washers | 2035 | Achievable | GWh | Before Competition Groups | 1.1007 | 0 | 0 | 10871.5446 | 0.00010124 | 60 | Commercial_2035_Achievable_GWh_Before Competition Groups_60 | CEE Tier 2/Energy Star Clothes Washers | 0.01012% | 0 | 1.1007 | Commercial_2035_Achievable_GWh_Before Competition Groups_CEE Tier 2/Energy Star Clothes Washers
Commercial | Com ¦ Auto Off Time Switch or Time Clock control | 2035 | Achievable | GWh | Before Competition Groups | 1.0984 | 0 | 0 | 10871.5446 | 0.00010104 | 61 | Commercial_2035_Achievable_GWh_Before Competition Groups_61 | Auto Off Time Switch or Time Clock control | 0.0101% | 0 | 1.0984 | Commercial_2035_Achievable_GWh_Before Competition Groups_Auto Off Time Switch or Time Clock control
Commercial | Com ¦ Commercial Hot Food Holding Cabinets | 2035 | Technical | GWh | Before Competition Groups | 2.0202 | 0 | 0 | 21307.3625 | 9.4812e-05 | 87 | Commercial_2035_Technical_GWh_Before Competition Groups_87 | Commercial Hot Food Holding Cabinets | 0.009481% | 0 | 2.0202 | Commercial_2035_Technical_GWh_Before Competition Groups_Commercial Hot Food Holding Cabinets
Commercial | Com ¦ PTAC (12 EER/10,000 BTU) | 2035 | Achievable | GWh | Before Competition Groups | 0.99705 | 0 | 0 | 10871.5446 | 9.1712e-05 | 62 | Commercial_2035_Achievable_GWh_Before Competition Groups_62 | PTAC (12 EER/10,000 BTU) | 0.009171% | 0 | 0.99705 | Commercial_2035_Achievable_GWh_Before Competition Groups_PTAC (12 EER/10,000 BTU)
Commercial | Com ¦ CEE Tier 2/Energy Star Clothes Washers | 2035 | Economic | GWh | Before Competition Groups | 1.4568 | 0 | 0 | 16004.9226 | 9.102e-05 | 68 | Commercial_2035_Economic_GWh_Before Competition Groups_68 | CEE Tier 2/Energy Star Clothes Washers | 0.009102% | 0 | 1.4568 | Commercial_2035_Economic_GWh_Before Competition Groups_CEE Tier 2/Energy Star Clothes Washers
Commercial | Com ¦ LED RECESSED DOWNLIGHTS | 2035 | Economic | GWh | Before Competition Groups | 1.4234 | 0 | 0 | 16004.9226 | 8.8935e-05 | 69 | Commercial_2035_Economic_GWh_Before Competition Groups_69 | LED RECESSED DOWNLIGHTS | 0.008893% | 0 | 1.4234 | Commercial_2035_Economic_GWh_Before Competition Groups_LED RECESSED DOWNLIGHTS
Commercial | Com ¦ Auto Off Time Switch or Time Clock control | 2035 | Economic | GWh | Before Competition Groups | 1.3496 | 0 | 0 | 16004.9226 | 8.4326e-05 | 70 | Commercial_2035_Economic_GWh_Before Competition Groups_70 | Auto Off Time Switch or Time Clock control | 0.008433% | 0 | 1.3496 | Commercial_2035_Economic_GWh_Before Competition Groups_Auto Off Time Switch or Time Clock control
Commercial | Com ¦ Efficient compressor motor | 2035 | Achievable | GWh | Before Competition Groups | 0.88938 | 0 | 0 | 10871.5446 | 8.1808e-05 | 63 | Commercial_2035_Achievable_GWh_Before Competition Groups_63 | Efficient compressor motor | 0.008181% | 0 | 0.88938 | Commercial_2035_Achievable_GWh_Before Competition Groups_Efficient compressor motor
Commercial | COM ¦ Ductless Mini-Split Heat Pumps | 2035 | Economic | GWh | Before Competition Groups | 1.2796 | 0 | 0 | 16004.9226 | 7.9952e-05 | 71 | Commercial_2035_Economic_GWh_Before Competition Groups_71 | Ductless Mini-Split Heat Pumps | 0.007995% | 0 | 1.2796 | Commercial_2035_Economic_GWh_Before Competition Groups_Ductless Mini-Split Heat Pumps
Commercial | COM ¦ Ductless Mini-Split Heat Pumps | 2035 | Achievable | GWh | Before Competition Groups | 0.76484 | 0 | 0 | 10871.5446 | 7.0352e-05 | 64 | Commercial_2035_Achievable_GWh_Before Competition Groups_64 | Ductless Mini-Split Heat Pumps | 0.007035% | 0 | 0.76484 | Commercial_2035_Achievable_GWh_Before Competition Groups_Ductless Mini-Split Heat Pumps
Commercial | Com ¦ CEE Tier 2/Energy Star Clothes Washers | 2035 | Technical | GWh | Before Competition Groups | 1.4568 | 0 | 0 | 21307.3625 | 6.8369e-05 | 88 | Commercial_2035_Technical_GWh_Before Competition Groups_88 | CEE Tier 2/Energy Star Clothes Washers | 0.006837% | 0 | 1.4568 | Commercial_2035_Technical_GWh_Before Competition Groups_CEE Tier 2/Energy Star Clothes Washers
Commercial | Com ¦ Auto Off Time Switch or Time Clock control | 2035 | Technical | GWh | Before Competition Groups | 1.3496 | 0 | 0 | 21307.3625 | 6.3341e-05 | 89 | Commercial_2035_Technical_GWh_Before Competition Groups_89 | Auto Off Time Switch or Time Clock control | 0.006334% | 0 | 1.3496 | Commercial_2035_Technical_GWh_Before Competition Groups_Auto Off Time Switch or Time Clock control
Commercial | Com ¦ Notched V belts for HVAC Systems | 2035 | Achievable | GWh | Before Competition Groups | 0.66432 | 0 | 0 | 10871.5446 | 6.1106e-05 | 65 | Commercial_2035_Achievable_GWh_Before Competition Groups_65 | Notched V belts for HVAC Systems | 0.006111% | 0 | 0.66432 | Commercial_2035_Achievable_GWh_Before Competition Groups_Notched V belts for HVAC Systems
Commercial | COM ¦ Ductless Mini-Split Heat Pumps | 2035 | Technical | GWh | Before Competition Groups | 1.2796 | 0 | 0 | 21307.3625 | 6.0055e-05 | 90 | Commercial_2035_Technical_GWh_Before Competition Groups_90 | Ductless Mini-Split Heat Pumps | 0.006006% | 0 | 1.2796 | Commercial_2035_Technical_GWh_Before Competition Groups_Ductless Mini-Split Heat Pumps
Commercial | Com ¦ Solar Electric Water Heater (50 Gallon) | 2035 | Technical | GWh | Before Competition Groups | 1.2134 | 0 | 0 | 21307.3625 | 5.6948e-05 | 91 | Commercial_2035_Technical_GWh_Before Competition Groups_91 | Solar Electric Water Heater (50 Gallon) | 0.005695% | 0 | 1.2134 | Commercial_2035_Technical_GWh_Before Competition Groups_Solar Electric Water Heater (50 Gallon)
Commercial | Com ¦ Low Flow Pre-Rinse Spray Nozzle | 2035 | Achievable | GWh | Before Competition Groups | 0.60493 | 0 | 0 | 10871.5446 | 5.5644e-05 | 66 | Commercial_2035_Achievable_GWh_Before Competition Groups_66 | Low Flow Pre-Rinse Spray Nozzle | 0.005564% | 0 | 0.60493 | Commercial_2035_Achievable_GWh_Before Competition Groups_Low Flow Pre-Rinse Spray Nozzle
Commercial | Com ¦ Low Flow Pre-Rinse Spray Nozzle | 2035 | Economic | GWh | Before Competition Groups | 0.86385 | 0 | 0 | 16004.9226 | 5.3974e-05 | 72 | Commercial_2035_Economic_GWh_Before Competition Groups_72 | Low Flow Pre-Rinse Spray Nozzle | 0.005397% | 0 | 0.86385 | Commercial_2035_Economic_GWh_Before Competition Groups_Low Flow Pre-Rinse Spray Nozzle
Commercial | Com ¦ Indoor Daylight Sensors/Photocell Dimming Control | 2035 | Achievable | GWh | Before Competition Groups | 0.52151 | 0 | 0 | 10871.5446 | 4.797e-05 | 67 | Commercial_2035_Achievable_GWh_Before Competition Groups_67 | Indoor Daylight Sensors/Photocell Dimming Control | 0.004797% | 0 | 0.52151 | Commercial_2035_Achievable_GWh_Before Competition Groups_Indoor Daylight Sensors/Photocell Dimming Control
Commercial | Com ¦ High Efficiency Small Instantaneous Water Heater | 2035 | Achievable | GWh | Before Competition Groups | 0.52017 | 0 | 0 | 10871.5446 | 4.7847e-05 | 68 | Commercial_2035_Achievable_GWh_Before Competition Groups_68 | High Efficiency Small Instantaneous Water Heater | 0.004785% | 0 | 0.52017 | Commercial_2035_Achievable_GWh_Before Competition Groups_High Efficiency Small Instantaneous Water Heater
Commercial | Com ¦ HVAC Optimization | 2035 | Technical | GWh | Before Competition Groups | 0.89222 | 0 | 0 | 21307.3625 | 4.1874e-05 | 92 | Commercial_2035_Technical_GWh_Before Competition Groups_92 | HVAC Optimization | 0.004187% | 0 | 0.89222 | Commercial_2035_Technical_GWh_Before Competition Groups_HVAC Optimization
Commercial | Com ¦ Low Flow Pre-Rinse Spray Nozzle | 2035 | Technical | GWh | Before Competition Groups | 0.86385 | 0 | 0 | 21307.3625 | 4.0542e-05 | 93 | Commercial_2035_Technical_GWh_Before Competition Groups_93 | Low Flow Pre-Rinse Spray Nozzle | 0.004054% | 0 | 0.86385 | Commercial_2035_Technical_GWh_Before Competition Groups_Low Flow Pre-Rinse Spray Nozzle
Commercial | Com ¦ Commercial Hot Food Holding Cabinets | 2035 | Economic | GWh | Before Competition Groups | 0.6001 | 0 | 0 | 16004.9226 | 3.7495e-05 | 73 | Commercial_2035_Economic_GWh_Before Competition Groups_73 | Commercial Hot Food Holding Cabinets | 0.003749% | 0 | 0.6001 | Commercial_2035_Economic_GWh_Before Competition Groups_Commercial Hot Food Holding Cabinets
Commercial | Com ¦ Wall Insulation | 2035 | Economic | GWh | Before Competition Groups | 0.57205 | 0 | 0 | 16004.9226 | 3.5742e-05 | 74 | Commercial_2035_Economic_GWh_Before Competition Groups_74 | Wall Insulation | 0.003574% | 0 | 0.57205 | Commercial_2035_Economic_GWh_Before Competition Groups_Wall Insulation
Commercial | Com ¦ HVAC Optimization | 2035 | Economic | GWh | Before Competition Groups | 0.53789 | 0 | 0 | 16004.9226 | 3.3608e-05 | 75 | Commercial_2035_Economic_GWh_Before Competition Groups_75 | HVAC Optimization | 0.003361% | 0 | 0.53789 | Commercial_2035_Economic_GWh_Before Competition Groups_HVAC Optimization
Commercial | Com ¦ HVAC Optimization | 2035 | Achievable | GWh | Before Competition Groups | 0.35606 | 0 | 0 | 10871.5446 | 3.2751e-05 | 69 | Commercial_2035_Achievable_GWh_Before Competition Groups_69 | HVAC Optimization | 0.003275% | 0 | 0.35606 | Commercial_2035_Achievable_GWh_Before Competition Groups_HVAC Optimization
Commercial | Com ¦ Commercial Hot Food Holding Cabinets | 2035 | Achievable | GWh | Before Competition Groups | 0.35334 | 0 | 0 | 10871.5446 | 3.2501e-05 | 70 | Commercial_2035_Achievable_GWh_Before Competition Groups_70 | Commercial Hot Food Holding Cabinets | 0.00325% | 0 | 0.35334 | Commercial_2035_Achievable_GWh_Before Competition Groups_Commercial Hot Food Holding Cabinets
Commercial | Com ¦ High Efficiency Chiller (avg of water and air cooled) | 2035 | Technical | GWh | Before Competition Groups | 0.56976 | 0 | 0 | 21307.3625 | 2.674e-05 | 94 | Commercial_2035_Technical_GWh_Before Competition Groups_94 | High Efficiency Chiller (avg of water and air cooled) | 0.002674% | 0 | 0.56976 | Commercial_2035_Technical_GWh_Before Competition Groups_High Efficiency Chiller (avg of water and air cooled)
Commercial | Com ¦ Wall Insulation | 2035 | Achievable | GWh | Before Competition Groups | 0.21669 | 0 | 0 | 10871.5446 | 1.9931e-05 | 71 | Commercial_2035_Achievable_GWh_Before Competition Groups_71 | Wall Insulation | 0.001993% | 0 | 0.21669 | Commercial_2035_Achievable_GWh_Before Competition Groups_Wall Insulation
Commercial | Com ¦ Energy Recovery Ventilation and Ventilation (Enhanced) | 2035 | Achievable | GWh | Before Competition Groups | 0.1715 | 0 | 0 | 10871.5446 | 1.5775e-05 | 72 | Commercial_2035_Achievable_GWh_Before Competition Groups_72 | Energy Recovery Ventilation and Ventilation (Enhanced) | 0.001578% | 0 | 0.1715 | Commercial_2035_Achievable_GWh_Before Competition Groups_Energy Recovery Ventilation and Ventilation (Enhanced)
Commercial | Com ¦ EC Plug Fan for Data Center (under cabinet) | 2035 | Economic | GWh | Before Competition Groups | 0.23169 | 0 | 0 | 16004.9226 | 1.4476e-05 | 76 | Commercial_2035_Economic_GWh_Before Competition Groups_76 | EC Plug Fan for Data Center (under cabinet) | 0.001448% | 0 | 0.23169 | Commercial_2035_Economic_GWh_Before Competition Groups_EC Plug Fan for Data Center (under cabinet)
Commercial | Com ¦ EC Plug Fan for Data Center (under cabinet) | 2035 | Technical | GWh | Before Competition Groups | 0.23169 | 0 | 0 | 21307.3625 | 1.0874e-05 | 95 | Commercial_2035_Technical_GWh_Before Competition Groups_95 | EC Plug Fan for Data Center (under cabinet) | 0.001087% | 0 | 0.23169 | Commercial_2035_Technical_GWh_Before Competition Groups_EC Plug Fan for Data Center (under cabinet)
Commercial | Com ¦ eCube | 2035 | Technical | GWh | Before Competition Groups | 0.22593 | 0 | 0 | 21307.3625 | 1.0603e-05 | 96 | Commercial_2035_Technical_GWh_Before Competition Groups_96 | eCube | 0.00106% | 0 | 0.22593 | Commercial_2035_Technical_GWh_Before Competition Groups_eCube
Commercial | Com ¦ EC Plug Fan for Data Center (under cabinet) | 2035 | Achievable | GWh | Before Competition Groups | 0.073167 | 0 | 0 | 10871.5446 | 6.7301e-06 | 73 | Commercial_2035_Achievable_GWh_Before Competition Groups_73 | EC Plug Fan for Data Center (under cabinet) | 0.000673% | 0 | 0.073167 | Commercial_2035_Achievable_GWh_Before Competition Groups_EC Plug Fan for Data Center (under cabinet)
Commercial | Com ¦ Room AC (w/ louvered sides) 14 SEER from 12 SEER code | 2035 | Achievable | GWh | Before Competition Groups | 0.06911 | 0 | 0 | 10871.5446 | 6.3569e-06 | 74 | Commercial_2035_Achievable_GWh_Before Competition Groups_74 | Room AC (w/ louvered sides) 14 SEER from 12 SEER code | 0.0006357% | 0 | 0.06911 | Commercial_2035_Achievable_GWh_Before Competition Groups_Room AC (w/ louvered sides) 14 SEER from 12 SEER code
Commercial | Com ¦ Room AC (w/ louvered sides) 14 SEER from 12 SEER code | 2035 | Economic | GWh | Before Competition Groups | 0.075886 | 0 | 0 | 16004.9226 | 4.7414e-06 | 77 | Commercial_2035_Economic_GWh_Before Competition Groups_77 | Room AC (w/ louvered sides) 14 SEER from 12 SEER code | 0.0004741% | 0 | 0.075886 | Commercial_2035_Economic_GWh_Before Competition Groups_Room AC (w/ louvered sides) 14 SEER from 12 SEER code
Commercial | Com ¦ Air Curtains | 2035 | Achievable | GWh | Before Competition Groups | 0.047312 | 0 | 0 | 10871.5446 | 4.3519e-06 | 75 | Commercial_2035_Achievable_GWh_Before Competition Groups_75 | Air Curtains | 0.0004352% | 0 | 0.047312 | Commercial_2035_Achievable_GWh_Before Competition Groups_Air Curtains
Commercial | Com ¦ Air Curtains | 2035 | Economic | GWh | Before Competition Groups | 0.055621 | 0 | 0 | 16004.9226 | 3.4753e-06 | 78 | Commercial_2035_Economic_GWh_Before Competition Groups_78 | Air Curtains | 0.0003475% | 0 | 0.055621 | Commercial_2035_Economic_GWh_Before Competition Groups_Air Curtains
Commercial | Com ¦ Exterior Photocell | 2035 | Technical | GWh | Before Competition Groups | 0.064564 | 0 | 0 | 21307.3625 | 3.0301e-06 | 97 | Commercial_2035_Technical_GWh_Before Competition Groups_97 | Exterior Photocell | 0.000303% | 0 | 0.064564 | Commercial_2035_Technical_GWh_Before Competition Groups_Exterior Photocell
Commercial | Com ¦ VSD Air Compressor | 2035 | Achievable | GWh | Before Competition Groups | 0.032706 | 0 | 0 | 10871.5446 | 3.0084e-06 | 76 | Commercial_2035_Achievable_GWh_Before Competition Groups_76 | VSD Air Compressor | 0.0003008% | 0 | 0.032706 | Commercial_2035_Achievable_GWh_Before Competition Groups_VSD Air Compressor
Commercial | Com ¦ VSD Air Compressor | 2035 | Economic | GWh | Before Competition Groups | 0.047476 | 0 | 0 | 16004.9226 | 2.9664e-06 | 79 | Commercial_2035_Economic_GWh_Before Competition Groups_79 | VSD Air Compressor | 0.0002966% | 0 | 0.047476 | Commercial_2035_Economic_GWh_Before Competition Groups_VSD Air Compressor
Commercial | Com ¦ High Efficiency Chiller (avg of water and air cooled) | 2035 | Achievable | GWh | Before Competition Groups | 0.028744 | 0 | 0 | 10871.5446 | 2.644e-06 | 77 | Commercial_2035_Achievable_GWh_Before Competition Groups_77 | High Efficiency Chiller (avg of water and air cooled) | 0.0002644% | 0 | 0.028744 | Commercial_2035_Achievable_GWh_Before Competition Groups_High Efficiency Chiller (avg of water and air cooled)
Commercial | Com ¦ Air Curtains | 2035 | Technical | GWh | Before Competition Groups | 0.055621 | 0 | 0 | 21307.3625 | 2.6104e-06 | 98 | Commercial_2035_Technical_GWh_Before Competition Groups_98 | Air Curtains | 0.000261% | 0 | 0.055621 | Commercial_2035_Technical_GWh_Before Competition Groups_Air Curtains
Commercial | Com ¦ High Efficiency Chiller (avg of water and air cooled) | 2035 | Economic | GWh | Before Competition Groups | 0.037548 | 0 | 0 | 16004.9226 | 2.346e-06 | 80 | Commercial_2035_Economic_GWh_Before Competition Groups_80 | High Efficiency Chiller (avg of water and air cooled) | 0.0002346% | 0 | 0.037548 | Commercial_2035_Economic_GWh_Before Competition Groups_High Efficiency Chiller (avg of water and air cooled)
Commercial | Com ¦ VSD Air Compressor | 2035 | Technical | GWh | Before Competition Groups | 0.047476 | 0 | 0 | 21307.3625 | 2.2282e-06 | 99 | Commercial_2035_Technical_GWh_Before Competition Groups_99 | VSD Air Compressor | 0.0002228% | 0 | 0.047476 | Commercial_2035_Technical_GWh_Before Competition Groups_VSD Air Compressor
Commercial | Com ¦ High Efficiency Induction Cooking | 2035 | Technical | GWh | Before Competition Groups | 0.0083921 | 0 | 0 | 21307.3625 | 3.9386e-07 | 100 | Commercial_2035_Technical_GWh_Before Competition Groups_100 | High Efficiency Induction Cooking | 3.939e-05% | 0 | 0.0083921 | Commercial_2035_Technical_GWh_Before Competition Groups_High Efficiency Induction Cooking
Commercial | Com ¦ Electric Convection Combination Ovens | 2035 | Achievable | GWh | Before Competition Groups | 0.0030739 | 0 | 0 | 10871.5446 | 2.8275e-07 | 78 | Commercial_2035_Achievable_GWh_Before Competition Groups_78 | Electric Convection Combination Ovens | 2.827e-05% | 0 | 0.0030739 | Commercial_2035_Achievable_GWh_Before Competition Groups_Electric Convection Combination Ovens
Commercial | Com ¦ Electric Convection Combination Ovens | 2035 | Economic | GWh | Before Competition Groups | 0.0038463 | 0 | 0 | 16004.9226 | 2.4032e-07 | 81 | Commercial_2035_Economic_GWh_Before Competition Groups_81 | Electric Convection Combination Ovens | 2.403e-05% | 0 | 0.0038463 | Commercial_2035_Economic_GWh_Before Competition Groups_Electric Convection Combination Ovens
Commercial | Com ¦ Electric Convection Combination Ovens | 2035 | Technical | GWh | Before Competition Groups | 0.0038463 | 0 | 0 | 21307.3625 | 1.8052e-07 | 101 | Commercial_2035_Technical_GWh_Before Competition Groups_101 | Electric Convection Combination Ovens | 1.805e-05% | 0 | 0.0038463 | Commercial_2035_Technical_GWh_Before Competition Groups_Electric Convection Combination Ovens
Commercial | Com ¦ LLLC - Low Impact Application | 2035 | Achievable | GWh | Before Competition Groups | 7.3843e-19 | 0 | 0 | 10871.5446 | 6.7923e-23 | 79 | Commercial_2035_Achievable_GWh_Before Competition Groups_79 | LLLC - Low Impact Application | 6.792e-21% | 0 | 7.3843e-19 | Commercial_2035_Achievable_GWh_Before Competition Groups_LLLC - Low Impact Application
Commercial | Com ¦ LLLC - High Impact Application | 2035 | Achievable | GWh | Before Competition Groups | 3.6462e-19 | 0 | 0 | 10871.5446 | 3.3539e-23 | 80 | Commercial_2035_Achievable_GWh_Before Competition Groups_80 | LLLC - High Impact Application | 3.354e-21% | 0 | 3.6462e-19 | Commercial_2035_Achievable_GWh_Before Competition Groups_LLLC - High Impact Application
Commercial | Com ¦ Networked/Connected - High Impact Application | 2035 | Achievable | GWh | Before Competition Groups | 7.2089e-21 | 0 | 0 | 10871.5446 | 6.631e-25 | 81 | Commercial_2035_Achievable_GWh_Before Competition Groups_81 | Networked/Connected - High Impact Application | 6.631e-23% | 0 | 7.2089e-21 | Commercial_2035_Achievable_GWh_Before Competition Groups_Networked/Connected - High Impact Application
Commercial | Com ¦ Networked/Connected - Low Impact Application | 2035 | Achievable | GWh | Before Competition Groups | 3.5301e-21 | 0 | 0 | 10871.5446 | 3.2471e-25 | 82 | Commercial_2035_Achievable_GWh_Before Competition Groups_82 | Networked/Connected - Low Impact Application | 3.247e-23% | 0 | 3.5301e-21 | Commercial_2035_Achievable_GWh_Before Competition Groups_Networked/Connected - Low Impact Application
Commercial | Com ¦ Ground Source Heat Pump | 2035 | Achievable | GWh | Before Competition Groups | 0 | 0 | 0 | 10871.5446 | 0 | 83 | Commercial_2035_Achievable_GWh_Before Competition Groups_83 | Ground Source Heat Pump | 0% | 0 | 0 | Commercial_2035_Achievable_GWh_Before Competition Groups_Ground Source Heat Pump
Commercial | Com ¦ Ground Source Heat Pump | 2035 | Economic | GWh | Before Competition Groups | 0 | 0 | 0 | 16004.9226 | 0 | 82 | Commercial_2035_Economic_GWh_Before Competition Groups_82 | Ground Source Heat Pump | 0% | 0 | 0 | Commercial_2035_Economic_GWh_Before Competition Groups_Ground Source Heat Pump
Commercial | Com ¦ High R-Value Glass Doors/no-heat glass door | 2035 | Achievable | GWh | Before Competition Groups | 0 | 0 | 0 | 10871.5446 | 0 | 84 | Commercial_2035_Achievable_GWh_Before Competition Groups_84 | High R-Value Glass Doors/no-heat glass door | 0% | 0 | 0 | Commercial_2035_Achievable_GWh_Before Competition Groups_High R-Value Glass Doors/no-heat glass door
Commercial | Com ¦ High R-Value Glass Doors/no-heat glass door | 2035 | Economic | GWh | Before Competition Groups | 0 | 0 | 0 | 16004.9226 | 0 | 83 | Commercial_2035_Economic_GWh_Before Competition Groups_83 | High R-Value Glass Doors/no-heat glass door | 0% | 0 | 0 | Commercial_2035_Economic_GWh_Before Competition Groups_High R-Value Glass Doors/no-heat glass door
Commercial | Com ¦ HOTEL OCCUPANCY CONTROLS (HVAC + LIGHTING) | 2035 | Achievable | GWh | Before Competition Groups | 0 | 0 | 0 | 10871.5446 | 0 | 85 | Commercial_2035_Achievable_GWh_Before Competition Groups_85 | HOTEL OCCUPANCY CONTROLS (HVAC + LIGHTING) | 0% | 0 | 0 | Commercial_2035_Achievable_GWh_Before Competition Groups_HOTEL OCCUPANCY CONTROLS (HVAC + LIGHTING)
Commercial | Com ¦ HOTEL OCCUPANCY CONTROLS (HVAC + LIGHTING) | 2035 | Economic | GWh | Before Competition Groups | 0 | 0 | 0 | 16004.9226 | 0 | 84 | Commercial_2035_Economic_GWh_Before Competition Groups_84 | HOTEL OCCUPANCY CONTROLS (HVAC + LIGHTING) | 0% | 0 | 0 | Commercial_2035_Economic_GWh_Before Competition Groups_HOTEL OCCUPANCY CONTROLS (HVAC + LIGHTING)
Commercial | Com ¦ Refrigeration Commissioning | 2035 | Achievable | GWh | Before Competition Groups | 0 | 0 | 0 | 10871.5446 | 0 | 86 | Commercial_2035_Achievable_GWh_Before Competition Groups_86 | Refrigeration Commissioning | 0% | 0 | 0 | Commercial_2035_Achievable_GWh_Before Competition Groups_Refrigeration Commissioning
Commercial | Com ¦ Refrigeration Commissioning | 2035 | Economic | GWh | Before Competition Groups | 0 | 0 | 0 | 16004.9226 | 0 | 85 | Commercial_2035_Economic_GWh_Before Competition Groups_85 | Refrigeration Commissioning | 0% | 0 | 0 | Commercial_2035_Economic_GWh_Before Competition Groups_Refrigeration Commissioning
Commercial | Com ¦ Roof Insulation/Ceiling Insulation (R25 Code to R35) | 2035 | Achievable | GWh | Before Competition Groups | 0 | 0 | 0 | 10871.5446 | 0 | 87 | Commercial_2035_Achievable_GWh_Before Competition Groups_87 | Roof Insulation/Ceiling Insulation (R25 Code to R35) | 0% | 0 | 0 | Commercial_2035_Achievable_GWh_Before Competition Groups_Roof Insulation/Ceiling Insulation (R25 Code to R35)
Commercial | Com ¦ Roof Insulation/Ceiling Insulation (R25 Code to R35) | 2035 | Economic | GWh | Before Competition Groups | 0 | 0 | 0 | 16004.9226 | 0 | 86 | Commercial_2035_Economic_GWh_Before Competition Groups_86 | Roof Insulation/Ceiling Insulation (R25 Code to R35) | 0% | 0 | 0 | Commercial_2035_Economic_GWh_Before Competition Groups_Roof Insulation/Ceiling Insulation (R25 Code to R35)
Commercial | Com ¦ SYNCHRONOUS BELT | 2035 | Achievable | GWh | Before Competition Groups | 0 | 0 | 0 | 10871.5446 | 0 | 88 | Commercial_2035_Achievable_GWh_Before Competition Groups_88 | SYNCHRONOUS BELT | 0% | 0 | 0 | Commercial_2035_Achievable_GWh_Before Competition Groups_SYNCHRONOUS BELT
Commercial | Com ¦ SYNCHRONOUS BELT | 2035 | Economic | GWh | Before Competition Groups | 0 | 0 | 0 | 16004.9226 | 0 | 87 | Commercial_2035_Economic_GWh_Before Competition Groups_87 | SYNCHRONOUS BELT | 0% | 0 | 0 | Commercial_2035_Economic_GWh_Before Competition Groups_SYNCHRONOUS BELT
Commercial | Com ¦ Building Recommissioning, Operations and Maintenance (O&M) Improvements | 2036 | Economic | GWh | Before Competition Groups | 2075.5418 | 0 | 0 | 16219.2929 | 0.12797 | 1 | Commercial_2036_Economic_GWh_Before Competition Groups_1 | Building Recommissioning, Operations and Maintenance (O&M) Improvements | 12.8% | 0 | 2075.5418 | Commercial_2036_Economic_GWh_Before Competition Groups_Building Recommissioning, Operations and Maintenance (O&M) Improvements
Commercial | Com ¦ LED Low/High Bay | 2036 | Achievable | GWh | Before Competition Groups | 1195.4429 | 0 | 0 | 11447.5617 | 0.10443 | 1 | Commercial_2036_Achievable_GWh_Before Competition Groups_1 | LED Low/High Bay | 10.44% | 0 | 1195.4429 | Commercial_2036_Achievable_GWh_Before Competition Groups_LED Low/High Bay
Commercial | Com ¦ Building Recommissioning, Operations and Maintenance (O&M) Improvements | 2036 | Technical | GWh | Before Competition Groups | 2075.5418 | 0 | 0 | 21407.7418 | 0.096953 | 1 | Commercial_2036_Technical_GWh_Before Competition Groups_1 | Building Recommissioning, Operations and Maintenance (O&M) Improvements | 9.695% | 0 | 2075.5418 | Commercial_2036_Technical_GWh_Before Competition Groups_Building Recommissioning, Operations and Maintenance (O&M) Improvements
Commercial | Com ¦ Building Recommissioning, Operations and Maintenance (O&M) Improvements | 2036 | Achievable | GWh | Before Competition Groups | 1084.618 | 0 | 0 | 11447.5617 | 0.094747 | 2 | Commercial_2036_Achievable_GWh_Before Competition Groups_2 | Building Recommissioning, Operations and Maintenance (O&M) Improvements | 9.475% | 0 | 1084.618 | Commercial_2036_Achievable_GWh_Before Competition Groups_Building Recommissioning, Operations and Maintenance (O&M) Improvements
Commercial | Com ¦ LED Troffer/Surface/Suspended | 2036 | Achievable | GWh | Before Competition Groups | 1026.6082 | 0 | 0 | 11447.5617 | 0.089679 | 3 | Commercial_2036_Achievable_GWh_Before Competition Groups_3 | LED Troffer/Surface/Suspended | 8.968% | 0 | 1026.6082 | Commercial_2036_Achievable_GWh_Before Competition Groups_LED Troffer/Surface/Suspended
Commercial | Com ¦ ENERGY STAR LED LAMPS (REFLECTOR LAMPs/MR16/PAR 16) | 2036 | Achievable | GWh | Before Competition Groups | 993.348 | 0 | 0 | 11447.5617 | 0.086774 | 4 | Commercial_2036_Achievable_GWh_Before Competition Groups_4 | ENERGY STAR LED LAMPS (REFLECTOR LAMPs/MR16/PAR 16) | 8.677% | 0 | 993.348 | Commercial_2036_Achievable_GWh_Before Competition Groups_ENERGY STAR LED LAMPS (REFLECTOR LAMPs/MR16/PAR 16)
Commercial | Com ¦ Central Lighting Control System | 2036 | Technical | GWh | Before Competition Groups | 1685.8086 | 0 | 0 | 21407.7418 | 0.078748 | 2 | Commercial_2036_Technical_GWh_Before Competition Groups_2 | Central Lighting Control System | 7.875% | 0 | 1685.8086 | Commercial_2036_Technical_GWh_Before Competition Groups_Central Lighting Control System
Commercial | Com ¦ LED Low/High Bay | 2036 | Economic | GWh | Before Competition Groups | 1252.5112 | 0 | 0 | 16219.2929 | 0.077224 | 2 | Commercial_2036_Economic_GWh_Before Competition Groups_2 | LED Low/High Bay | 7.722% | 0 | 1252.5112 | Commercial_2036_Economic_GWh_Before Competition Groups_LED Low/High Bay
Commercial | Com ¦ ENERGY STAR LED LAMPS (REFLECTOR LAMPs/MR16/PAR 16) | 2036 | Economic | GWh | Before Competition Groups | 1045.3231 | 0 | 0 | 16219.2929 | 0.064449 | 3 | Commercial_2036_Economic_GWh_Before Competition Groups_3 | ENERGY STAR LED LAMPS (REFLECTOR LAMPs/MR16/PAR 16) | 6.445% | 0 | 1045.3231 | Commercial_2036_Economic_GWh_Before Competition Groups_ENERGY STAR LED LAMPS (REFLECTOR LAMPs/MR16/PAR 16)
Commercial | Com ¦ LED Troffer/Surface/Suspended | 2036 | Economic | GWh | Before Competition Groups | 1004.492 | 0 | 0 | 16219.2929 | 0.061932 | 4 | Commercial_2036_Economic_GWh_Before Competition Groups_4 | LED Troffer/Surface/Suspended | 6.193% | 0 | 1004.492 | Commercial_2036_Economic_GWh_Before Competition Groups_LED Troffer/Surface/Suspended
Commercial | Com ¦ Education and Capacity Building/Energy Behavior | 2036 | Achievable | GWh | Before Competition Groups | 680.6878 | 0 | 0 | 11447.5617 | 0.059461 | 5 | Commercial_2036_Achievable_GWh_Before Competition Groups_5 | Education and Capacity Building/Energy Behavior | 5.946% | 0 | 680.6878 | Commercial_2036_Achievable_GWh_Before Competition Groups_Education and Capacity Building/Energy Behavior
Commercial | Com ¦ LED Low/High Bay | 2036 | Technical | GWh | Before Competition Groups | 1252.5112 | 0 | 0 | 21407.7418 | 0.058507 | 3 | Commercial_2036_Technical_GWh_Before Competition Groups_3 | LED Low/High Bay | 5.851% | 0 | 1252.5112 | Commercial_2036_Technical_GWh_Before Competition Groups_LED Low/High Bay
Commercial | Com ¦ LLLC - High Impact Application | 2036 | Economic | GWh | Before Competition Groups | 860.0444 | 0 | 0 | 16219.2929 | 0.053026 | 5 | Commercial_2036_Economic_GWh_Before Competition Groups_5 | LLLC - High Impact Application | 5.303% | 0 | 860.0444 | Commercial_2036_Economic_GWh_Before Competition Groups_LLLC - High Impact Application
Commercial | Com ¦ LED EXTERIOR AREA LIGHTS - LED fixture (200W) | 2036 | Achievable | GWh | Before Competition Groups | 605.3638 | 0 | 0 | 11447.5617 | 0.052881 | 6 | Commercial_2036_Achievable_GWh_Before Competition Groups_6 | LED EXTERIOR AREA LIGHTS - LED fixture (200W) | 5.288% | 0 | 605.3638 | Commercial_2036_Achievable_GWh_Before Competition Groups_LED EXTERIOR AREA LIGHTS - LED fixture (200W)
Commercial | Com ¦ LED parking lot fixture | 2036 | Achievable | GWh | Before Competition Groups | 574.7201 | 0 | 0 | 11447.5617 | 0.050205 | 7 | Commercial_2036_Achievable_GWh_Before Competition Groups_7 | LED parking lot fixture | 5.02% | 0 | 574.7201 | Commercial_2036_Achievable_GWh_Before Competition Groups_LED parking lot fixture
Commercial | Com ¦ Furnace Tune-Up | 2036 | Achievable | GWh | Before Competition Groups | 573.0343 | 0 | 0 | 11447.5617 | 0.050057 | 8 | Commercial_2036_Achievable_GWh_Before Competition Groups_8 | Furnace Tune-Up | 5.006% | 0 | 573.0343 | Commercial_2036_Achievable_GWh_Before Competition Groups_Furnace Tune-Up
Commercial | Com ¦ ENERGY STAR LED LAMPS (REFLECTOR LAMPs/MR16/PAR 16) | 2036 | Technical | GWh | Before Competition Groups | 1058.1378 | 0 | 0 | 21407.7418 | 0.049428 | 4 | Commercial_2036_Technical_GWh_Before Competition Groups_4 | ENERGY STAR LED LAMPS (REFLECTOR LAMPs/MR16/PAR 16) | 4.943% | 0 | 1058.1378 | Commercial_2036_Technical_GWh_Before Competition Groups_ENERGY STAR LED LAMPS (REFLECTOR LAMPs/MR16/PAR 16)
Commercial | Com ¦ Education and Capacity Building/Energy Behavior | 2036 | Economic | GWh | Before Competition Groups | 774.4354 | 0 | 0 | 16219.2929 | 0.047748 | 6 | Commercial_2036_Economic_GWh_Before Competition Groups_6 | Education and Capacity Building/Energy Behavior | 4.775% | 0 | 774.4354 | Commercial_2036_Economic_GWh_Before Competition Groups_Education and Capacity Building/Energy Behavior
Commercial | Com ¦ LED Replacement Lamp (Tube) | 2036 | Achievable | GWh | Before Competition Groups | 543.1575 | 0 | 0 | 11447.5617 | 0.047447 | 9 | Commercial_2036_Achievable_GWh_Before Competition Groups_9 | LED Replacement Lamp (Tube) | 4.745% | 0 | 543.1575 | Commercial_2036_Achievable_GWh_Before Competition Groups_LED Replacement Lamp (Tube)
Commercial | Com ¦ LED Troffer/Surface/Suspended | 2036 | Technical | GWh | Before Competition Groups | 1004.492 | 0 | 0 | 21407.7418 | 0.046922 | 5 | Commercial_2036_Technical_GWh_Before Competition Groups_5 | LED Troffer/Surface/Suspended | 4.692% | 0 | 1004.492 | Commercial_2036_Technical_GWh_Before Competition Groups_LED Troffer/Surface/Suspended
Commercial | Com ¦ LLLC - Low Impact Application | 2036 | Technical | GWh | Before Competition Groups | 865.4208 | 0 | 0 | 21407.7418 | 0.040426 | 6 | Commercial_2036_Technical_GWh_Before Competition Groups_6 | LLLC - Low Impact Application | 4.043% | 0 | 865.4208 | Commercial_2036_Technical_GWh_Before Competition Groups_LLLC - Low Impact Application
Commercial | Com ¦ LED Replacement Lamp (Tube) | 2036 | Economic | GWh | Before Competition Groups | 653.799 | 0 | 0 | 16219.2929 | 0.04031 | 7 | Commercial_2036_Economic_GWh_Before Competition Groups_7 | LED Replacement Lamp (Tube) | 4.031% | 0 | 653.799 | Commercial_2036_Economic_GWh_Before Competition Groups_LED Replacement Lamp (Tube)
Commercial | Com ¦ LED EXTERIOR AREA LIGHTS - LED fixture (200W) | 2036 | Economic | GWh | Before Competition Groups | 652.3642 | 0 | 0 | 16219.2929 | 0.040221 | 8 | Commercial_2036_Economic_GWh_Before Competition Groups_8 | LED EXTERIOR AREA LIGHTS - LED fixture (200W) | 4.022% | 0 | 652.3642 | Commercial_2036_Economic_GWh_Before Competition Groups_LED EXTERIOR AREA LIGHTS - LED fixture (200W)
Commercial | Com ¦ LLLC - High Impact Application | 2036 | Technical | GWh | Before Competition Groups | 860.0444 | 0 | 0 | 21407.7418 | 0.040174 | 7 | Commercial_2036_Technical_GWh_Before Competition Groups_7 | LLLC - High Impact Application | 4.017% | 0 | 860.0444 | Commercial_2036_Technical_GWh_Before Competition Groups_LLLC - High Impact Application
Commercial | Com ¦ LED parking lot fixture | 2036 | Economic | GWh | Before Competition Groups | 616.8486 | 0 | 0 | 16219.2929 | 0.038032 | 9 | Commercial_2036_Economic_GWh_Before Competition Groups_9 | LED parking lot fixture | 3.803% | 0 | 616.8486 | Commercial_2036_Economic_GWh_Before Competition Groups_LED parking lot fixture
Commercial | Com ¦ High Efficiency Air Source Heat Pump | 2036 | Economic | GWh | Before Competition Groups | 607.1749 | 0 | 0 | 16219.2929 | 0.037435 | 10 | Commercial_2036_Economic_GWh_Before Competition Groups_10 | High Efficiency Air Source Heat Pump | 3.744% | 0 | 607.1749 | Commercial_2036_Economic_GWh_Before Competition Groups_High Efficiency Air Source Heat Pump
Commercial | Com ¦ Networked/Connected - High Impact Application | 2036 | Technical | GWh | Before Competition Groups | 777.3519 | 0 | 0 | 21407.7418 | 0.036312 | 8 | Commercial_2036_Technical_GWh_Before Competition Groups_8 | Networked/Connected - High Impact Application | 3.631% | 0 | 777.3519 | Commercial_2036_Technical_GWh_Before Competition Groups_Networked/Connected - High Impact Application
Commercial | Com ¦ LLLC - Low Impact Application | 2036 | Economic | GWh | Before Competition Groups | 588.4993 | 0 | 0 | 16219.2929 | 0.036284 | 11 | Commercial_2036_Economic_GWh_Before Competition Groups_11 | LLLC - Low Impact Application | 3.628% | 0 | 588.4993 | Commercial_2036_Economic_GWh_Before Competition Groups_LLLC - Low Impact Application
Commercial | Com ¦ Education and Capacity Building/Energy Behavior | 2036 | Technical | GWh | Before Competition Groups | 774.4354 | 0 | 0 | 21407.7418 | 0.036175 | 9 | Commercial_2036_Technical_GWh_Before Competition Groups_9 | Education and Capacity Building/Energy Behavior | 3.618% | 0 | 774.4354 | Commercial_2036_Technical_GWh_Before Competition Groups_Education and Capacity Building/Energy Behavior
Commercial | Com ¦ Networked/Connected - High Impact Application | 2036 | Economic | GWh | Before Competition Groups | 584.8888 | 0 | 0 | 16219.2929 | 0.036061 | 12 | Commercial_2036_Economic_GWh_Before Competition Groups_12 | Networked/Connected - High Impact Application | 3.606% | 0 | 584.8888 | Commercial_2036_Economic_GWh_Before Competition Groups_Networked/Connected - High Impact Application
Commercial | Com ¦ Networked/Connected - Low Impact Application | 2036 | Technical | GWh | Before Competition Groups | 744.0819 | 0 | 0 | 21407.7418 | 0.034758 | 10 | Commercial_2036_Technical_GWh_Before Competition Groups_10 | Networked/Connected - Low Impact Application | 3.476% | 0 | 744.0819 | Commercial_2036_Technical_GWh_Before Competition Groups_Networked/Connected - Low Impact Application
Commercial | Com ¦ Furnace Tune-Up | 2036 | Economic | GWh | Before Competition Groups | 549.2467 | 0 | 0 | 16219.2929 | 0.033864 | 13 | Commercial_2036_Economic_GWh_Before Competition Groups_13 | Furnace Tune-Up | 3.386% | 0 | 549.2467 | Commercial_2036_Economic_GWh_Before Competition Groups_Furnace Tune-Up
Commercial | Com ¦ LED street light fixture | 2036 | Achievable | GWh | Before Competition Groups | 377.3805 | 0 | 0 | 11447.5617 | 0.032966 | 10 | Commercial_2036_Achievable_GWh_Before Competition Groups_10 | LED street light fixture | 3.297% | 0 | 377.3805 | Commercial_2036_Achievable_GWh_Before Competition Groups_LED street light fixture
Commercial | Com ¦ LED Replacement Lamp (Tube) | 2036 | Technical | GWh | Before Competition Groups | 653.799 | 0 | 0 | 21407.7418 | 0.03054 | 11 | Commercial_2036_Technical_GWh_Before Competition Groups_11 | LED Replacement Lamp (Tube) | 3.054% | 0 | 653.799 | Commercial_2036_Technical_GWh_Before Competition Groups_LED Replacement Lamp (Tube)
Commercial | Com ¦ LED EXTERIOR AREA LIGHTS - LED fixture (200W) | 2036 | Technical | GWh | Before Competition Groups | 652.3642 | 0 | 0 | 21407.7418 | 0.030473 | 12 | Commercial_2036_Technical_GWh_Before Competition Groups_12 | LED EXTERIOR AREA LIGHTS - LED fixture (200W) | 3.047% | 0 | 652.3642 | Commercial_2036_Technical_GWh_Before Competition Groups_LED EXTERIOR AREA LIGHTS - LED fixture (200W)
Commercial | Com ¦ LED parking lot fixture | 2036 | Technical | GWh | Before Competition Groups | 616.8486 | 0 | 0 | 21407.7418 | 0.028814 | 13 | Commercial_2036_Technical_GWh_Before Competition Groups_13 | LED parking lot fixture | 2.881% | 0 | 616.8486 | Commercial_2036_Technical_GWh_Before Competition Groups_LED parking lot fixture
Commercial | Com ¦ High Efficiency Air Source Heat Pump | 2036 | Technical | GWh | Before Competition Groups | 607.1749 | 0 | 0 | 21407.7418 | 0.028362 | 14 | Commercial_2036_Technical_GWh_Before Competition Groups_14 | High Efficiency Air Source Heat Pump | 2.836% | 0 | 607.1749 | Commercial_2036_Technical_GWh_Before Competition Groups_High Efficiency Air Source Heat Pump
Commercial | Com ¦ Smart Strip Plug Outlets | 2036 | Technical | GWh | Before Competition Groups | 576.2058 | 0 | 0 | 21407.7418 | 0.026916 | 15 | Commercial_2036_Technical_GWh_Before Competition Groups_15 | Smart Strip Plug Outlets | 2.692% | 0 | 576.2058 | Commercial_2036_Technical_GWh_Before Competition Groups_Smart Strip Plug Outlets
Commercial | Com ¦ Furnace Tune-Up | 2036 | Technical | GWh | Before Competition Groups | 549.2467 | 0 | 0 | 21407.7418 | 0.025656 | 16 | Commercial_2036_Technical_GWh_Before Competition Groups_16 | Furnace Tune-Up | 2.566% | 0 | 549.2467 | Commercial_2036_Technical_GWh_Before Competition Groups_Furnace Tune-Up
Commercial | Com ¦ LED street light fixture | 2036 | Economic | GWh | Before Competition Groups | 409.6947 | 0 | 0 | 16219.2929 | 0.02526 | 14 | Commercial_2036_Economic_GWh_Before Competition Groups_14 | LED street light fixture | 2.526% | 0 | 409.6947 | Commercial_2036_Economic_GWh_Before Competition Groups_LED street light fixture
Commercial | Com ¦ Variable Refrigerant Flow Heat Pump | 2036 | Technical | GWh | Before Competition Groups | 488.9275 | 0 | 0 | 21407.7418 | 0.022839 | 17 | Commercial_2036_Technical_GWh_Before Competition Groups_17 | Variable Refrigerant Flow Heat Pump | 2.284% | 0 | 488.9275 | Commercial_2036_Technical_GWh_Before Competition Groups_Variable Refrigerant Flow Heat Pump
Commercial | Com ¦ Refrigerated Display Case Doors | 2036 | Achievable | GWh | Before Competition Groups | 260.8768 | 0 | 0 | 11447.5617 | 0.022789 | 11 | Commercial_2036_Achievable_GWh_Before Competition Groups_11 | Refrigerated Display Case Doors | 2.279% | 0 | 260.8768 | Commercial_2036_Achievable_GWh_Before Competition Groups_Refrigerated Display Case Doors
Commercial | Com ¦ Data Center Storage/Server Virtualization | 2036 | Achievable | GWh | Before Competition Groups | 243.6694 | 0 | 0 | 11447.5617 | 0.021286 | 12 | Commercial_2036_Achievable_GWh_Before Competition Groups_12 | Data Center Storage/Server Virtualization | 2.129% | 0 | 243.6694 | Commercial_2036_Achievable_GWh_Before Competition Groups_Data Center Storage/Server Virtualization
Commercial | Com ¦ Advanced BAS/Controllers | 2036 | Economic | GWh | Before Competition Groups | 341.6336 | 0 | 0 | 16219.2929 | 0.021063 | 15 | Commercial_2036_Economic_GWh_Before Competition Groups_15 | Advanced BAS/Controllers | 2.106% | 0 | 341.6336 | Commercial_2036_Economic_GWh_Before Competition Groups_Advanced BAS/Controllers
Commercial | Com ¦ Strip Curtains | 2036 | Achievable | GWh | Before Competition Groups | 239.2801 | 0 | 0 | 11447.5617 | 0.020902 | 13 | Commercial_2036_Achievable_GWh_Before Competition Groups_13 | Strip Curtains | 2.09% | 0 | 239.2801 | Commercial_2036_Achievable_GWh_Before Competition Groups_Strip Curtains
Commercial | Com ¦ Reach-in Shaded Pole to ECM/PSC Evaporator Fan Motor | 2036 | Achievable | GWh | Before Competition Groups | 237.7393 | 0 | 0 | 11447.5617 | 0.020768 | 14 | Commercial_2036_Achievable_GWh_Before Competition Groups_14 | Reach-in Shaded Pole to ECM/PSC Evaporator Fan Motor | 2.077% | 0 | 237.7393 | Commercial_2036_Achievable_GWh_Before Competition Groups_Reach-in Shaded Pole to ECM/PSC Evaporator Fan Motor
Commercial | Com ¦ Refrigerated Display Case Doors | 2036 | Economic | GWh | Before Competition Groups | 333.49 | 0 | 0 | 16219.2929 | 0.020561 | 16 | Commercial_2036_Economic_GWh_Before Competition Groups_16 | Refrigerated Display Case Doors | 2.056% | 0 | 333.49 | Commercial_2036_Economic_GWh_Before Competition Groups_Refrigerated Display Case Doors
Commercial | Com ¦ Demand Control Ventilation | 2036 | Achievable | GWh | Before Competition Groups | 226.8167 | 0 | 0 | 11447.5617 | 0.019814 | 15 | Commercial_2036_Achievable_GWh_Before Competition Groups_15 | Demand Control Ventilation | 1.981% | 0 | 226.8167 | Commercial_2036_Achievable_GWh_Before Competition Groups_Demand Control Ventilation
Commercial | Com ¦ Demand Control Ventilation | 2036 | Economic | GWh | Before Competition Groups | 319.7167 | 0 | 0 | 16219.2929 | 0.019712 | 17 | Commercial_2036_Economic_GWh_Before Competition Groups_17 | Demand Control Ventilation | 1.971% | 0 | 319.7167 | Commercial_2036_Economic_GWh_Before Competition Groups_Demand Control Ventilation
Commercial | Com ¦ Refrigerated Display Case Doors | 2036 | Technical | GWh | Before Competition Groups | 419.4679 | 0 | 0 | 21407.7418 | 0.019594 | 18 | Commercial_2036_Technical_GWh_Before Competition Groups_18 | Refrigerated Display Case Doors | 1.959% | 0 | 419.4679 | Commercial_2036_Technical_GWh_Before Competition Groups_Refrigerated Display Case Doors
Commercial | Com ¦ High Efficiency Air Source Heat Pump | 2036 | Achievable | GWh | Before Competition Groups | 223.8323 | 0 | 0 | 11447.5617 | 0.019553 | 16 | Commercial_2036_Achievable_GWh_Before Competition Groups_16 | High Efficiency Air Source Heat Pump | 1.955% | 0 | 223.8323 | Commercial_2036_Achievable_GWh_Before Competition Groups_High Efficiency Air Source Heat Pump
Commercial | Com ¦ Data Center Storage/Server Virtualization | 2036 | Economic | GWh | Before Competition Groups | 313.4201 | 0 | 0 | 16219.2929 | 0.019324 | 18 | Commercial_2036_Economic_GWh_Before Competition Groups_18 | Data Center Storage/Server Virtualization | 1.932% | 0 | 313.4201 | Commercial_2036_Economic_GWh_Before Competition Groups_Data Center Storage/Server Virtualization
Commercial | Com ¦ Reach-in Shaded Pole to ECM/PSC Evaporator Fan Motor | 2036 | Economic | GWh | Before Competition Groups | 310.4376 | 0 | 0 | 16219.2929 | 0.01914 | 19 | Commercial_2036_Economic_GWh_Before Competition Groups_19 | Reach-in Shaded Pole to ECM/PSC Evaporator Fan Motor | 1.914% | 0 | 310.4376 | Commercial_2036_Economic_GWh_Before Competition Groups_Reach-in Shaded Pole to ECM/PSC Evaporator Fan Motor
Commercial | Com ¦ LED street light fixture | 2036 | Technical | GWh | Before Competition Groups | 409.6947 | 0 | 0 | 21407.7418 | 0.019138 | 19 | Commercial_2036_Technical_GWh_Before Competition Groups_19 | LED street light fixture | 1.914% | 0 | 409.6947 | Commercial_2036_Technical_GWh_Before Competition Groups_LED street light fixture
Commercial | Com ¦ Advanced BAS/Controllers | 2036 | Achievable | GWh | Before Competition Groups | 199.846 | 0 | 0 | 11447.5617 | 0.017458 | 17 | Commercial_2036_Achievable_GWh_Before Competition Groups_17 | Advanced BAS/Controllers | 1.746% | 0 | 199.846 | Commercial_2036_Achievable_GWh_Before Competition Groups_Advanced BAS/Controllers
Commercial | Com ¦ Variable Frequency Drive (VFD) | 2036 | Achievable | GWh | Before Competition Groups | 192.2683 | 0 | 0 | 11447.5617 | 0.016796 | 18 | Commercial_2036_Achievable_GWh_Before Competition Groups_18 | Variable Frequency Drive (VFD) | 1.68% | 0 | 192.2683 | Commercial_2036_Achievable_GWh_Before Competition Groups_Variable Frequency Drive (VFD)
Commercial | Com ¦ Advanced BAS/Controllers | 2036 | Technical | GWh | Before Competition Groups | 341.6336 | 0 | 0 | 21407.7418 | 0.015958 | 20 | Commercial_2036_Technical_GWh_Before Competition Groups_20 | Advanced BAS/Controllers | 1.596% | 0 | 341.6336 | Commercial_2036_Technical_GWh_Before Competition Groups_Advanced BAS/Controllers
Commercial | Com ¦ VFD on Pumps | 2036 | Achievable | GWh | Before Competition Groups | 180.6265 | 0 | 0 | 11447.5617 | 0.015779 | 19 | Commercial_2036_Achievable_GWh_Before Competition Groups_19 | VFD on Pumps | 1.578% | 0 | 180.6265 | Commercial_2036_Achievable_GWh_Before Competition Groups_VFD on Pumps
Commercial | Com ¦ Strip Curtains | 2036 | Economic | GWh | Before Competition Groups | 252.8277 | 0 | 0 | 16219.2929 | 0.015588 | 20 | Commercial_2036_Economic_GWh_Before Competition Groups_20 | Strip Curtains | 1.559% | 0 | 252.8277 | Commercial_2036_Economic_GWh_Before Competition Groups_Strip Curtains
Commercial | Com ¦ Demand Control Ventilation | 2036 | Technical | GWh | Before Competition Groups | 325.1274 | 0 | 0 | 21407.7418 | 0.015187 | 21 | Commercial_2036_Technical_GWh_Before Competition Groups_21 | Demand Control Ventilation | 1.519% | 0 | 325.1274 | Commercial_2036_Technical_GWh_Before Competition Groups_Demand Control Ventilation
Commercial | Com ¦ Centrally controlled desktop PC/NETWORK PC POWER MANAGEMENT SOFTWARE | 2036 | Achievable | GWh | Before Competition Groups | 172.8946 | 0 | 0 | 11447.5617 | 0.015103 | 20 | Commercial_2036_Achievable_GWh_Before Competition Groups_20 | Centrally controlled desktop PC/NETWORK PC POWER MANAGEMENT SOFTWARE | 1.51% | 0 | 172.8946 | Commercial_2036_Achievable_GWh_Before Competition Groups_Centrally controlled desktop PC/NETWORK PC POWER MANAGEMENT SOFTWARE
Commercial | Com ¦ Data Center Storage/Server Virtualization | 2036 | Technical | GWh | Before Competition Groups | 313.4201 | 0 | 0 | 21407.7418 | 0.014641 | 22 | Commercial_2036_Technical_GWh_Before Competition Groups_22 | Data Center Storage/Server Virtualization | 1.464% | 0 | 313.4201 | Commercial_2036_Technical_GWh_Before Competition Groups_Data Center Storage/Server Virtualization
Commercial | Com ¦ Reach-in Shaded Pole to ECM/PSC Evaporator Fan Motor | 2036 | Technical | GWh | Before Competition Groups | 310.4376 | 0 | 0 | 21407.7418 | 0.014501 | 23 | Commercial_2036_Technical_GWh_Before Competition Groups_23 | Reach-in Shaded Pole to ECM/PSC Evaporator Fan Motor | 1.45% | 0 | 310.4376 | Commercial_2036_Technical_GWh_Before Competition Groups_Reach-in Shaded Pole to ECM/PSC Evaporator Fan Motor
Commercial | Com ¦ LED or Equivalent Sign Lighting | 2036 | Achievable | GWh | Before Competition Groups | 161.7211 | 0 | 0 | 11447.5617 | 0.014127 | 21 | Commercial_2036_Achievable_GWh_Before Competition Groups_21 | LED or Equivalent Sign Lighting | 1.413% | 0 | 161.7211 | Commercial_2036_Achievable_GWh_Before Competition Groups_LED or Equivalent Sign Lighting
Commercial | Com ¦ Centrally controlled desktop PC/NETWORK PC POWER MANAGEMENT SOFTWARE | 2036 | Economic | GWh | Before Competition Groups | 206.4829 | 0 | 0 | 16219.2929 | 0.012731 | 21 | Commercial_2036_Economic_GWh_Before Competition Groups_21 | Centrally controlled desktop PC/NETWORK PC POWER MANAGEMENT SOFTWARE | 1.273% | 0 | 206.4829 | Commercial_2036_Economic_GWh_Before Competition Groups_Centrally controlled desktop PC/NETWORK PC POWER MANAGEMENT SOFTWARE
Commercial | Com ¦ Strip Curtains | 2036 | Technical | GWh | Before Competition Groups | 252.8277 | 0 | 0 | 21407.7418 | 0.01181 | 24 | Commercial_2036_Technical_GWh_Before Competition Groups_24 | Strip Curtains | 1.181% | 0 | 252.8277 | Commercial_2036_Technical_GWh_Before Competition Groups_Strip Curtains
Commercial | Com ¦ Adaptive Thermostats | 2036 | Achievable | GWh | Before Competition Groups | 132.2643 | 0 | 0 | 11447.5617 | 0.011554 | 22 | Commercial_2036_Achievable_GWh_Before Competition Groups_22 | Adaptive Thermostats | 1.155% | 0 | 132.2643 | Commercial_2036_Achievable_GWh_Before Competition Groups_Adaptive Thermostats
Commercial | Com ¦ Variable Frequency Drive (VFD) | 2036 | Economic | GWh | Before Competition Groups | 183.9716 | 0 | 0 | 16219.2929 | 0.011343 | 22 | Commercial_2036_Economic_GWh_Before Competition Groups_22 | Variable Frequency Drive (VFD) | 1.134% | 0 | 183.9716 | Commercial_2036_Economic_GWh_Before Competition Groups_Variable Frequency Drive (VFD)
Commercial | Com ¦ LED or Equivalent Sign Lighting | 2036 | Economic | GWh | Before Competition Groups | 175.6335 | 0 | 0 | 16219.2929 | 0.010829 | 23 | Commercial_2036_Economic_GWh_Before Competition Groups_23 | LED or Equivalent Sign Lighting | 1.083% | 0 | 175.6335 | Commercial_2036_Economic_GWh_Before Competition Groups_LED or Equivalent Sign Lighting
Commercial | Com ¦ VFD on Pumps | 2036 | Economic | GWh | Before Competition Groups | 172.9586 | 0 | 0 | 16219.2929 | 0.010664 | 24 | Commercial_2036_Economic_GWh_Before Competition Groups_24 | VFD on Pumps | 1.066% | 0 | 172.9586 | Commercial_2036_Economic_GWh_Before Competition Groups_VFD on Pumps
Commercial | Com ¦ Air Handler with Dedicated Outdoor Air Systems | 2036 | Achievable | GWh | Before Competition Groups | 118.1291 | 0 | 0 | 11447.5617 | 0.010319 | 23 | Commercial_2036_Achievable_GWh_Before Competition Groups_23 | Air Handler with Dedicated Outdoor Air Systems | 1.032% | 0 | 118.1291 | Commercial_2036_Achievable_GWh_Before Competition Groups_Air Handler with Dedicated Outdoor Air Systems
Commercial | Com ¦ Door Gasket Freezer/Refrigerator | 2036 | Technical | GWh | Before Competition Groups | 207.9519 | 0 | 0 | 21407.7418 | 0.0097139 | 25 | Commercial_2036_Technical_GWh_Before Competition Groups_25 | Door Gasket Freezer/Refrigerator | 0.9714% | 0 | 207.9519 | Commercial_2036_Technical_GWh_Before Competition Groups_Door Gasket Freezer/Refrigerator
Commercial | Com ¦ Centrally controlled desktop PC/NETWORK PC POWER MANAGEMENT SOFTWARE | 2036 | Technical | GWh | Before Competition Groups | 206.4829 | 0 | 0 | 21407.7418 | 0.0096452 | 26 | Commercial_2036_Technical_GWh_Before Competition Groups_26 | Centrally controlled desktop PC/NETWORK PC POWER MANAGEMENT SOFTWARE | 0.9645% | 0 | 206.4829 | Commercial_2036_Technical_GWh_Before Competition Groups_Centrally controlled desktop PC/NETWORK PC POWER MANAGEMENT SOFTWARE
Commercial | Com ¦ Adaptive Thermostats | 2036 | Economic | GWh | Before Competition Groups | 146.5115 | 0 | 0 | 16219.2929 | 0.0090332 | 25 | Commercial_2036_Economic_GWh_Before Competition Groups_25 | Adaptive Thermostats | 0.9033% | 0 | 146.5115 | Commercial_2036_Economic_GWh_Before Competition Groups_Adaptive Thermostats
Commercial | Com ¦ Air Handler with Dedicated Outdoor Air Systems | 2036 | Economic | GWh | Before Competition Groups | 143.5773 | 0 | 0 | 16219.2929 | 0.0088523 | 26 | Commercial_2036_Economic_GWh_Before Competition Groups_26 | Air Handler with Dedicated Outdoor Air Systems | 0.8852% | 0 | 143.5773 | Commercial_2036_Economic_GWh_Before Competition Groups_Air Handler with Dedicated Outdoor Air Systems
Commercial | Com ¦ Variable Frequency Drive (VFD) | 2036 | Technical | GWh | Before Competition Groups | 183.9716 | 0 | 0 | 21407.7418 | 0.0085937 | 27 | Commercial_2036_Technical_GWh_Before Competition Groups_27 | Variable Frequency Drive (VFD) | 0.8594% | 0 | 183.9716 | Commercial_2036_Technical_GWh_Before Competition Groups_Variable Frequency Drive (VFD)
Commercial | Com ¦ Unitary Air-Conditioning Unit | 2036 | Technical | GWh | Before Competition Groups | 182.1895 | 0 | 0 | 21407.7418 | 0.0085104 | 28 | Commercial_2036_Technical_GWh_Before Competition Groups_28 | Unitary Air-Conditioning Unit | 0.851% | 0 | 182.1895 | Commercial_2036_Technical_GWh_Before Competition Groups_Unitary Air-Conditioning Unit
Commercial | Com ¦ LED or Equivalent Sign Lighting | 2036 | Technical | GWh | Before Competition Groups | 175.6335 | 0 | 0 | 21407.7418 | 0.0082042 | 29 | Commercial_2036_Technical_GWh_Before Competition Groups_29 | LED or Equivalent Sign Lighting | 0.8204% | 0 | 175.6335 | Commercial_2036_Technical_GWh_Before Competition Groups_LED or Equivalent Sign Lighting
Commercial | Com ¦ VFD on Pumps | 2036 | Technical | GWh | Before Competition Groups | 172.9586 | 0 | 0 | 21407.7418 | 0.0080793 | 30 | Commercial_2036_Technical_GWh_Before Competition Groups_30 | VFD on Pumps | 0.8079% | 0 | 172.9586 | Commercial_2036_Technical_GWh_Before Competition Groups_VFD on Pumps
Commercial | Com ¦ ECM MOTORS FOR EVAPORATOR FANS for refrigeration (WALK-IN) | 2036 | Achievable | GWh | Before Competition Groups | 89.9013 | 0 | 0 | 11447.5617 | 0.0078533 | 24 | Commercial_2036_Achievable_GWh_Before Competition Groups_24 | ECM MOTORS FOR EVAPORATOR FANS for refrigeration (WALK-IN) | 0.7853% | 0 | 89.9013 | Commercial_2036_Achievable_GWh_Before Competition Groups_ECM MOTORS FOR EVAPORATOR FANS for refrigeration (WALK-IN)
Commercial | Com ¦ Condensing Unit Heaters or other Efficient Unit Heating System | 2036 | Achievable | GWh | Before Competition Groups | 86.9343 | 0 | 0 | 11447.5617 | 0.0075941 | 25 | Commercial_2036_Achievable_GWh_Before Competition Groups_25 | Condensing Unit Heaters or other Efficient Unit Heating System | 0.7594% | 0 | 86.9343 | Commercial_2036_Achievable_GWh_Before Competition Groups_Condensing Unit Heaters or other Efficient Unit Heating System
Commercial | Com ¦ Unitary Air-Conditioning Unit | 2036 | Achievable | GWh | Before Competition Groups | 86.565 | 0 | 0 | 11447.5617 | 0.0075619 | 26 | Commercial_2036_Achievable_GWh_Before Competition Groups_26 | Unitary Air-Conditioning Unit | 0.7562% | 0 | 86.565 | Commercial_2036_Achievable_GWh_Before Competition Groups_Unitary Air-Conditioning Unit
Commercial | Com ¦ Networked/Connected - Low Impact Application | 2036 | Economic | GWh | Before Competition Groups | 119.9179 | 0 | 0 | 16219.2929 | 0.0073935 | 27 | Commercial_2036_Economic_GWh_Before Competition Groups_27 | Networked/Connected - Low Impact Application | 0.7394% | 0 | 119.9179 | Commercial_2036_Economic_GWh_Before Competition Groups_Networked/Connected - Low Impact Application
Commercial | Com ¦ Refrigeration Optimization | 2036 | Technical | GWh | Before Competition Groups | 158.0989 | 0 | 0 | 21407.7418 | 0.0073851 | 31 | Commercial_2036_Technical_GWh_Before Competition Groups_31 | Refrigeration Optimization | 0.7385% | 0 | 158.0989 | Commercial_2036_Technical_GWh_Before Competition Groups_Refrigeration Optimization
Commercial | Com ¦ Demand Control Kitchen Ventilation | 2036 | Achievable | GWh | Before Competition Groups | 81.9603 | 0 | 0 | 11447.5617 | 0.0071596 | 27 | Commercial_2036_Achievable_GWh_Before Competition Groups_27 | Demand Control Kitchen Ventilation | 0.716% | 0 | 81.9603 | Commercial_2036_Achievable_GWh_Before Competition Groups_Demand Control Kitchen Ventilation
Commercial | Com ¦ Demand Control Kitchen Ventilation | 2036 | Economic | GWh | Before Competition Groups | 113.5594 | 0 | 0 | 16219.2929 | 0.0070015 | 28 | Commercial_2036_Economic_GWh_Before Competition Groups_28 | Demand Control Kitchen Ventilation | 0.7002% | 0 | 113.5594 | Commercial_2036_Economic_GWh_Before Competition Groups_Demand Control Kitchen Ventilation
Commercial | Com ¦ Adaptive Thermostats | 2036 | Technical | GWh | Before Competition Groups | 147.518 | 0 | 0 | 21407.7418 | 0.0068909 | 32 | Commercial_2036_Technical_GWh_Before Competition Groups_32 | Adaptive Thermostats | 0.6891% | 0 | 147.518 | Commercial_2036_Technical_GWh_Before Competition Groups_Adaptive Thermostats
Commercial | Com ¦ ENERGY STAR LED LAMPS (General Service Lamps) | 2036 | Achievable | GWh | Before Competition Groups | 77.3545 | 0 | 0 | 11447.5617 | 0.0067573 | 28 | Commercial_2036_Achievable_GWh_Before Competition Groups_28 | ENERGY STAR LED LAMPS (General Service Lamps) | 0.6757% | 0 | 77.3545 | Commercial_2036_Achievable_GWh_Before Competition Groups_ENERGY STAR LED LAMPS (General Service Lamps)
Commercial | Com ¦ Air Handler with Dedicated Outdoor Air Systems | 2036 | Technical | GWh | Before Competition Groups | 143.5773 | 0 | 0 | 21407.7418 | 0.0067068 | 33 | Commercial_2036_Technical_GWh_Before Competition Groups_33 | Air Handler with Dedicated Outdoor Air Systems | 0.6707% | 0 | 143.5773 | Commercial_2036_Technical_GWh_Before Competition Groups_Air Handler with Dedicated Outdoor Air Systems
Commercial | Com ¦ Evaporator Fan Controls | 2036 | Achievable | GWh | Before Competition Groups | 72.319 | 0 | 0 | 11447.5617 | 0.0063174 | 29 | Commercial_2036_Achievable_GWh_Before Competition Groups_29 | Evaporator Fan Controls | 0.6317% | 0 | 72.319 | Commercial_2036_Achievable_GWh_Before Competition Groups_Evaporator Fan Controls
Commercial | Com ¦ Variable Refrigerant Flow Heat Pump | 2036 | Achievable | GWh | Before Competition Groups | 71.9842 | 0 | 0 | 11447.5617 | 0.0062882 | 30 | Commercial_2036_Achievable_GWh_Before Competition Groups_30 | Variable Refrigerant Flow Heat Pump | 0.6288% | 0 | 71.9842 | Commercial_2036_Achievable_GWh_Before Competition Groups_Variable Refrigerant Flow Heat Pump
Commercial | Com ¦ Unitary Air-Conditioning Unit | 2036 | Economic | GWh | Before Competition Groups | 98.6459 | 0 | 0 | 16219.2929 | 0.006082 | 29 | Commercial_2036_Economic_GWh_Before Competition Groups_29 | Unitary Air-Conditioning Unit | 0.6082% | 0 | 98.6459 | Commercial_2036_Economic_GWh_Before Competition Groups_Unitary Air-Conditioning Unit
Commercial | Com ¦ Freezer Case Light Sensor | 2036 | Achievable | GWh | Before Competition Groups | 69.4075 | 0 | 0 | 11447.5617 | 0.0060631 | 31 | Commercial_2036_Achievable_GWh_Before Competition Groups_31 | Freezer Case Light Sensor | 0.6063% | 0 | 69.4075 | Commercial_2036_Achievable_GWh_Before Competition Groups_Freezer Case Light Sensor
Commercial | Com ¦ Condensing Make Up Air Unit | 2036 | Economic | GWh | Before Competition Groups | 97.4076 | 0 | 0 | 16219.2929 | 0.0060057 | 30 | Commercial_2036_Economic_GWh_Before Competition Groups_30 | Condensing Make Up Air Unit | 0.6006% | 0 | 97.4076 | Commercial_2036_Economic_GWh_Before Competition Groups_Condensing Make Up Air Unit
Commercial | Com ¦ Condensing Make Up Air Unit | 2036 | Achievable | GWh | Before Competition Groups | 68.4785 | 0 | 0 | 11447.5617 | 0.0059819 | 32 | Commercial_2036_Achievable_GWh_Before Competition Groups_32 | Condensing Make Up Air Unit | 0.5982% | 0 | 68.4785 | Commercial_2036_Achievable_GWh_Before Competition Groups_Condensing Make Up Air Unit
Commercial | Com ¦ ENERGY STAR FREEZER | 2036 | Technical | GWh | Before Competition Groups | 127.911 | 0 | 0 | 21407.7418 | 0.005975 | 34 | Commercial_2036_Technical_GWh_Before Competition Groups_34 | ENERGY STAR FREEZER | 0.5975% | 0 | 127.911 | Commercial_2036_Technical_GWh_Before Competition Groups_ENERGY STAR FREEZER
Commercial | Com ¦ Refrigerated Display Case LED | 2036 | Economic | GWh | Before Competition Groups | 95.9092 | 0 | 0 | 16219.2929 | 0.0059133 | 31 | Commercial_2036_Economic_GWh_Before Competition Groups_31 | Refrigerated Display Case LED | 0.5913% | 0 | 95.9092 | Commercial_2036_Economic_GWh_Before Competition Groups_Refrigerated Display Case LED
Commercial | Com ¦ Condensing Make Up Air Unit | 2036 | Technical | GWh | Before Competition Groups | 119.4793 | 0 | 0 | 21407.7418 | 0.0055811 | 35 | Commercial_2036_Technical_GWh_Before Competition Groups_35 | Condensing Make Up Air Unit | 0.5581% | 0 | 119.4793 | Commercial_2036_Technical_GWh_Before Competition Groups_Condensing Make Up Air Unit
Commercial | Com ¦ ECM MOTORS FOR EVAPORATOR FANS for refrigeration (WALK-IN) | 2036 | Economic | GWh | Before Competition Groups | 86.4725 | 0 | 0 | 16219.2929 | 0.0053315 | 32 | Commercial_2036_Economic_GWh_Before Competition Groups_32 | ECM MOTORS FOR EVAPORATOR FANS for refrigeration (WALK-IN) | 0.5331% | 0 | 86.4725 | Commercial_2036_Economic_GWh_Before Competition Groups_ECM MOTORS FOR EVAPORATOR FANS for refrigeration (WALK-IN)
Commercial | Com ¦ ENERGY STAR ICE MACHINES - Ice Making Head | 2036 | Technical | GWh | Before Competition Groups | 113.6341 | 0 | 0 | 21407.7418 | 0.0053081 | 36 | Commercial_2036_Technical_GWh_Before Competition Groups_36 | ENERGY STAR ICE MACHINES - Ice Making Head | 0.5308% | 0 | 113.6341 | Commercial_2036_Technical_GWh_Before Competition Groups_ENERGY STAR ICE MACHINES - Ice Making Head
Commercial | Com ¦ Demand Control Kitchen Ventilation | 2036 | Technical | GWh | Before Competition Groups | 113.5594 | 0 | 0 | 21407.7418 | 0.0053046 | 37 | Commercial_2036_Technical_GWh_Before Competition Groups_37 | Demand Control Kitchen Ventilation | 0.5305% | 0 | 113.5594 | Commercial_2036_Technical_GWh_Before Competition Groups_Demand Control Kitchen Ventilation
Commercial | Com ¦ ENERGY STAR LED LAMPS (General Service Lamps) | 2036 | Economic | GWh | Before Competition Groups | 84.8748 | 0 | 0 | 16219.2929 | 0.005233 | 33 | Commercial_2036_Economic_GWh_Before Competition Groups_33 | ENERGY STAR LED LAMPS (General Service Lamps) | 0.5233% | 0 | 84.8748 | Commercial_2036_Economic_GWh_Before Competition Groups_ENERGY STAR LED LAMPS (General Service Lamps)
Commercial | Com ¦ Condensing Unit Heaters or other Efficient Unit Heating System | 2036 | Economic | GWh | Before Competition Groups | 83.3479 | 0 | 0 | 16219.2929 | 0.0051388 | 34 | Commercial_2036_Economic_GWh_Before Competition Groups_34 | Condensing Unit Heaters or other Efficient Unit Heating System | 0.5139% | 0 | 83.3479 | Commercial_2036_Economic_GWh_Before Competition Groups_Condensing Unit Heaters or other Efficient Unit Heating System
Commercial | Com ¦ Refrigerated Display Case LED | 2036 | Technical | GWh | Before Competition Groups | 107.5026 | 0 | 0 | 21407.7418 | 0.0050217 | 38 | Commercial_2036_Technical_GWh_Before Competition Groups_38 | Refrigerated Display Case LED | 0.5022% | 0 | 107.5026 | Commercial_2036_Technical_GWh_Before Competition Groups_Refrigerated Display Case LED
Commercial | Com ¦ Super-High Efficiency Furnaces (Emerging Tech) | 2036 | Technical | GWh | Before Competition Groups | 105.4957 | 0 | 0 | 21407.7418 | 0.0049279 | 39 | Commercial_2036_Technical_GWh_Before Competition Groups_39 | Super-High Efficiency Furnaces (Emerging Tech) | 0.4928% | 0 | 105.4957 | Commercial_2036_Technical_GWh_Before Competition Groups_Super-High Efficiency Furnaces (Emerging Tech)
Commercial | Com ¦ Occupancy Sensors | 2036 | Economic | GWh | Before Competition Groups | 75.9564 | 0 | 0 | 16219.2929 | 0.0046831 | 35 | Commercial_2036_Economic_GWh_Before Competition Groups_35 | Occupancy Sensors | 0.4683% | 0 | 75.9564 | Commercial_2036_Economic_GWh_Before Competition Groups_Occupancy Sensors
Commercial | Com ¦ Indoor Daylight Sensors/Photocell Dimming Control | 2036 | Technical | GWh | Before Competition Groups | 99.6784 | 0 | 0 | 21407.7418 | 0.0046562 | 40 | Commercial_2036_Technical_GWh_Before Competition Groups_40 | Indoor Daylight Sensors/Photocell Dimming Control | 0.4656% | 0 | 99.6784 | Commercial_2036_Technical_GWh_Before Competition Groups_Indoor Daylight Sensors/Photocell Dimming Control
Commercial | Com ¦ ENERGY STAR LED LAMPS (General Service Lamps) | 2036 | Technical | GWh | Before Competition Groups | 97.3272 | 0 | 0 | 21407.7418 | 0.0045464 | 41 | Commercial_2036_Technical_GWh_Before Competition Groups_41 | ENERGY STAR LED LAMPS (General Service Lamps) | 0.4546% | 0 | 97.3272 | Commercial_2036_Technical_GWh_Before Competition Groups_ENERGY STAR LED LAMPS (General Service Lamps)
Commercial | Com ¦ Freezer Case Light Sensor | 2036 | Economic | GWh | Before Competition Groups | 71.4035 | 0 | 0 | 16219.2929 | 0.0044024 | 36 | Commercial_2036_Economic_GWh_Before Competition Groups_36 | Freezer Case Light Sensor | 0.4402% | 0 | 71.4035 | Commercial_2036_Economic_GWh_Before Competition Groups_Freezer Case Light Sensor
Commercial | Com ¦ Evaporator Fan Controls | 2036 | Economic | GWh | Before Competition Groups | 69.6384 | 0 | 0 | 16219.2929 | 0.0042936 | 37 | Commercial_2036_Economic_GWh_Before Competition Groups_37 | Evaporator Fan Controls | 0.4294% | 0 | 69.6384 | Commercial_2036_Economic_GWh_Before Competition Groups_Evaporator Fan Controls
Commercial | Com ¦ ENERGY STAR FREEZER | 2036 | Economic | GWh | Before Competition Groups | 68.6326 | 0 | 0 | 16219.2929 | 0.0042315 | 38 | Commercial_2036_Economic_GWh_Before Competition Groups_38 | ENERGY STAR FREEZER | 0.4232% | 0 | 68.6326 | Commercial_2036_Economic_GWh_Before Competition Groups_ENERGY STAR FREEZER
Commercial | Com ¦ Adding reflective (White) roof treatment or a green roof | 2036 | Technical | GWh | Before Competition Groups | 87.2562 | 0 | 0 | 21407.7418 | 0.0040759 | 42 | Commercial_2036_Technical_GWh_Before Competition Groups_42 | Adding reflective (White) roof treatment or a green roof | 0.4076% | 0 | 87.2562 | Commercial_2036_Technical_GWh_Before Competition Groups_Adding reflective (White) roof treatment or a green roof
Commercial | Com ¦ ECM MOTORS FOR EVAPORATOR FANS for refrigeration (WALK-IN) | 2036 | Technical | GWh | Before Competition Groups | 86.4725 | 0 | 0 | 21407.7418 | 0.0040393 | 43 | Commercial_2036_Technical_GWh_Before Competition Groups_43 | ECM MOTORS FOR EVAPORATOR FANS for refrigeration (WALK-IN) | 0.4039% | 0 | 86.4725 | Commercial_2036_Technical_GWh_Before Competition Groups_ECM MOTORS FOR EVAPORATOR FANS for refrigeration (WALK-IN)
Commercial | Com ¦ Variable Refrigerant Flow Heat Pump | 2036 | Economic | GWh | Before Competition Groups | 64.9659 | 0 | 0 | 16219.2929 | 0.0040055 | 39 | Commercial_2036_Economic_GWh_Before Competition Groups_39 | Variable Refrigerant Flow Heat Pump | 0.4005% | 0 | 64.9659 | Commercial_2036_Economic_GWh_Before Competition Groups_Variable Refrigerant Flow Heat Pump
Commercial | Com ¦ Condensing Unit Heaters or other Efficient Unit Heating System | 2036 | Technical | GWh | Before Competition Groups | 83.3479 | 0 | 0 | 21407.7418 | 0.0038934 | 44 | Commercial_2036_Technical_GWh_Before Competition Groups_44 | Condensing Unit Heaters or other Efficient Unit Heating System | 0.3893% | 0 | 83.3479 | Commercial_2036_Technical_GWh_Before Competition Groups_Condensing Unit Heaters or other Efficient Unit Heating System
Commercial | Com ¦ Refrigerated Display Case LED | 2036 | Achievable | GWh | Before Competition Groups | 42.2541 | 0 | 0 | 11447.5617 | 0.0036911 | 33 | Commercial_2036_Achievable_GWh_Before Competition Groups_33 | Refrigerated Display Case LED | 0.3691% | 0 | 42.2541 | Commercial_2036_Achievable_GWh_Before Competition Groups_Refrigerated Display Case LED
Commercial | Com ¦ High R-Value Glass Doors/no-heat glass door | 2036 | Technical | GWh | Before Competition Groups | 76.932 | 0 | 0 | 21407.7418 | 0.0035937 | 45 | Commercial_2036_Technical_GWh_Before Competition Groups_45 | High R-Value Glass Doors/no-heat glass door | 0.3594% | 0 | 76.932 | Commercial_2036_Technical_GWh_Before Competition Groups_High R-Value Glass Doors/no-heat glass door
Commercial | Com ¦ Occupancy Sensors | 2036 | Technical | GWh | Before Competition Groups | 75.9564 | 0 | 0 | 21407.7418 | 0.0035481 | 46 | Commercial_2036_Technical_GWh_Before Competition Groups_46 | Occupancy Sensors | 0.3548% | 0 | 75.9564 | Commercial_2036_Technical_GWh_Before Competition Groups_Occupancy Sensors
Commercial | Com ¦ Door Gasket Freezer/Refrigerator | 2036 | Achievable | GWh | Before Competition Groups | 38.1855 | 0 | 0 | 11447.5617 | 0.0033357 | 34 | Commercial_2036_Achievable_GWh_Before Competition Groups_34 | Door Gasket Freezer/Refrigerator | 0.3336% | 0 | 38.1855 | Commercial_2036_Achievable_GWh_Before Competition Groups_Door Gasket Freezer/Refrigerator
Commercial | Com ¦ Freezer Case Light Sensor | 2036 | Technical | GWh | Before Competition Groups | 71.4035 | 0 | 0 | 21407.7418 | 0.0033354 | 47 | Commercial_2036_Technical_GWh_Before Competition Groups_47 | Freezer Case Light Sensor | 0.3335% | 0 | 71.4035 | Commercial_2036_Technical_GWh_Before Competition Groups_Freezer Case Light Sensor
Commercial | Com ¦ Evaporator Fan Controls | 2036 | Technical | GWh | Before Competition Groups | 69.6384 | 0 | 0 | 21407.7418 | 0.003253 | 48 | Commercial_2036_Technical_GWh_Before Competition Groups_48 | Evaporator Fan Controls | 0.3253% | 0 | 69.6384 | Commercial_2036_Technical_GWh_Before Competition Groups_Evaporator Fan Controls
Commercial | Com ¦ HOTEL OCCUPANCY CONTROLS (HVAC + LIGHTING) | 2036 | Technical | GWh | Before Competition Groups | 67.7378 | 0 | 0 | 21407.7418 | 0.0031642 | 49 | Commercial_2036_Technical_GWh_Before Competition Groups_49 | HOTEL OCCUPANCY CONTROLS (HVAC + LIGHTING) | 0.3164% | 0 | 67.7378 | Commercial_2036_Technical_GWh_Before Competition Groups_HOTEL OCCUPANCY CONTROLS (HVAC + LIGHTING)
Commercial | Com ¦ ENERGY STAR Refrigerator | 2036 | Technical | GWh | Before Competition Groups | 63.1927 | 0 | 0 | 21407.7418 | 0.0029519 | 50 | Commercial_2036_Technical_GWh_Before Competition Groups_50 | ENERGY STAR Refrigerator | 0.2952% | 0 | 63.1927 | Commercial_2036_Technical_GWh_Before Competition Groups_ENERGY STAR Refrigerator
Commercial | Com ¦ Elec Storage WH 2.30 Et | 2036 | Economic | GWh | Before Competition Groups | 47.1533 | 0 | 0 | 16219.2929 | 0.0029072 | 40 | Commercial_2036_Economic_GWh_Before Competition Groups_40 | Elec Storage WH 2.30 Et | 0.2907% | 0 | 47.1533 | Commercial_2036_Economic_GWh_Before Competition Groups_Elec Storage WH 2.30 Et
Commercial | Com ¦ Ground Source Heat Pump | 2036 | Technical | GWh | Before Competition Groups | 61.9551 | 0 | 0 | 21407.7418 | 0.0028941 | 51 | Commercial_2036_Technical_GWh_Before Competition Groups_51 | Ground Source Heat Pump | 0.2894% | 0 | 61.9551 | Commercial_2036_Technical_GWh_Before Competition Groups_Ground Source Heat Pump
Commercial | Com ¦ BEVERAGE VENDING MACHINE CONTROLS | 2036 | Achievable | GWh | Before Competition Groups | 32.8465 | 0 | 0 | 11447.5617 | 0.0028693 | 35 | Commercial_2036_Achievable_GWh_Before Competition Groups_35 | BEVERAGE VENDING MACHINE CONTROLS | 0.2869% | 0 | 32.8465 | Commercial_2036_Achievable_GWh_Before Competition Groups_BEVERAGE VENDING MACHINE CONTROLS
Commercial | Com ¦ Chilled Water Optimization | 2036 | Economic | GWh | Before Competition Groups | 44.3468 | 0 | 0 | 16219.2929 | 0.0027342 | 41 | Commercial_2036_Economic_GWh_Before Competition Groups_41 | Chilled Water Optimization | 0.2734% | 0 | 44.3468 | Commercial_2036_Economic_GWh_Before Competition Groups_Chilled Water Optimization
Commercial | Com ¦ Elec Storage WH 2.30 Et | 2036 | Achievable | GWh | Before Competition Groups | 30.0007 | 0 | 0 | 11447.5617 | 0.0026207 | 36 | Commercial_2036_Achievable_GWh_Before Competition Groups_36 | Elec Storage WH 2.30 Et | 0.2621% | 0 | 30.0007 | Commercial_2036_Achievable_GWh_Before Competition Groups_Elec Storage WH 2.30 Et
Commercial | Com ¦ BEVERAGE VENDING MACHINE CONTROLS | 2036 | Economic | GWh | Before Competition Groups | 42.1163 | 0 | 0 | 16219.2929 | 0.0025967 | 42 | Commercial_2036_Economic_GWh_Before Competition Groups_42 | BEVERAGE VENDING MACHINE CONTROLS | 0.2597% | 0 | 42.1163 | Commercial_2036_Economic_GWh_Before Competition Groups_BEVERAGE VENDING MACHINE CONTROLS
Commercial | Com ¦ ENERGY STAR Griddle (74% eff) | 2036 | Economic | GWh | Before Competition Groups | 41.9517 | 0 | 0 | 16219.2929 | 0.0025865 | 43 | Commercial_2036_Economic_GWh_Before Competition Groups_43 | ENERGY STAR Griddle (74% eff) | 0.2587% | 0 | 41.9517 | Commercial_2036_Economic_GWh_Before Competition Groups_ENERGY STAR Griddle (74% eff)
Commercial | Com ¦ ENERGY STAR Griddle (74% eff) | 2036 | Achievable | GWh | Before Competition Groups | 27.6665 | 0 | 0 | 11447.5617 | 0.0024168 | 37 | Commercial_2036_Achievable_GWh_Before Competition Groups_37 | ENERGY STAR Griddle (74% eff) | 0.2417% | 0 | 27.6665 | Commercial_2036_Achievable_GWh_Before Competition Groups_ENERGY STAR Griddle (74% eff)
Commercial | Com ¦ Temperature Adjustment in Commercial Freezers | 2036 | Achievable | GWh | Before Competition Groups | 27.6142 | 0 | 0 | 11447.5617 | 0.0024122 | 38 | Commercial_2036_Achievable_GWh_Before Competition Groups_38 | Temperature Adjustment in Commercial Freezers | 0.2412% | 0 | 27.6142 | Commercial_2036_Achievable_GWh_Before Competition Groups_Temperature Adjustment in Commercial Freezers
Commercial | Com ¦ Occupancy Sensors | 2036 | Achievable | GWh | Before Competition Groups | 27.1847 | 0 | 0 | 11447.5617 | 0.0023747 | 39 | Commercial_2036_Achievable_GWh_Before Competition Groups_39 | Occupancy Sensors | 0.2375% | 0 | 27.1847 | Commercial_2036_Achievable_GWh_Before Competition Groups_Occupancy Sensors
Commercial | Com ¦ CO Sensors for parking garage exhaust fans | 2036 | Achievable | GWh | Before Competition Groups | 26.004 | 0 | 0 | 11447.5617 | 0.0022716 | 40 | Commercial_2036_Achievable_GWh_Before Competition Groups_40 | CO Sensors for parking garage exhaust fans | 0.2272% | 0 | 26.004 | Commercial_2036_Achievable_GWh_Before Competition Groups_CO Sensors for parking garage exhaust fans
Commercial | Com ¦ Chilled Water Optimization | 2036 | Achievable | GWh | Before Competition Groups | 25.658 | 0 | 0 | 11447.5617 | 0.0022414 | 41 | Commercial_2036_Achievable_GWh_Before Competition Groups_41 | Chilled Water Optimization | 0.2241% | 0 | 25.658 | Commercial_2036_Achievable_GWh_Before Competition Groups_Chilled Water Optimization
Commercial | Com ¦ Refrigeration Commissioning | 2036 | Technical | GWh | Before Competition Groups | 47.8699 | 0 | 0 | 21407.7418 | 0.0022361 | 52 | Commercial_2036_Technical_GWh_Before Competition Groups_52 | Refrigeration Commissioning | 0.2236% | 0 | 47.8699 | Commercial_2036_Technical_GWh_Before Competition Groups_Refrigeration Commissioning
Commercial | Com ¦ Elec Storage WH 2.30 Et | 2036 | Technical | GWh | Before Competition Groups | 47.1533 | 0 | 0 | 21407.7418 | 0.0022026 | 53 | Commercial_2036_Technical_GWh_Before Competition Groups_53 | Elec Storage WH 2.30 Et | 0.2203% | 0 | 47.1533 | Commercial_2036_Technical_GWh_Before Competition Groups_Elec Storage WH 2.30 Et
Commercial | Com ¦ Energy Efficient Laboratory Fume Hood | 2036 | Achievable | GWh | Before Competition Groups | 24.6061 | 0 | 0 | 11447.5617 | 0.0021495 | 42 | Commercial_2036_Achievable_GWh_Before Competition Groups_42 | Energy Efficient Laboratory Fume Hood | 0.2149% | 0 | 24.6061 | Commercial_2036_Achievable_GWh_Before Competition Groups_Energy Efficient Laboratory Fume Hood
Commercial | Com ¦ Chilled Water Optimization | 2036 | Technical | GWh | Before Competition Groups | 44.3468 | 0 | 0 | 21407.7418 | 0.0020715 | 54 | Commercial_2036_Technical_GWh_Before Competition Groups_54 | Chilled Water Optimization | 0.2072% | 0 | 44.3468 | Commercial_2036_Technical_GWh_Before Competition Groups_Chilled Water Optimization
Commercial | Com ¦ BEVERAGE VENDING MACHINE CONTROLS | 2036 | Technical | GWh | Before Competition Groups | 42.1163 | 0 | 0 | 21407.7418 | 0.0019673 | 55 | Commercial_2036_Technical_GWh_Before Competition Groups_55 | BEVERAGE VENDING MACHINE CONTROLS | 0.1967% | 0 | 42.1163 | Commercial_2036_Technical_GWh_Before Competition Groups_BEVERAGE VENDING MACHINE CONTROLS
Commercial | Com ¦ ENERGY STAR Griddle (74% eff) | 2036 | Technical | GWh | Before Competition Groups | 41.9517 | 0 | 0 | 21407.7418 | 0.0019596 | 56 | Commercial_2036_Technical_GWh_Before Competition Groups_56 | ENERGY STAR Griddle (74% eff) | 0.196% | 0 | 41.9517 | Commercial_2036_Technical_GWh_Before Competition Groups_ENERGY STAR Griddle (74% eff)
Commercial | Com ¦ ENERGY STAR FREEZER | 2036 | Achievable | GWh | Before Competition Groups | 21.5486 | 0 | 0 | 11447.5617 | 0.0018824 | 43 | Commercial_2036_Achievable_GWh_Before Competition Groups_43 | ENERGY STAR FREEZER | 0.1882% | 0 | 21.5486 | Commercial_2036_Achievable_GWh_Before Competition Groups_ENERGY STAR FREEZER
Commercial | Com ¦ Vertical Night Covers | 2036 | Achievable | GWh | Before Competition Groups | 21.512 | 0 | 0 | 11447.5617 | 0.0018792 | 44 | Commercial_2036_Achievable_GWh_Before Competition Groups_44 | Vertical Night Covers | 0.1879% | 0 | 21.512 | Commercial_2036_Achievable_GWh_Before Competition Groups_Vertical Night Covers
Commercial | Com ¦ CO Sensors for parking garage exhaust fans | 2036 | Economic | GWh | Before Competition Groups | 29.9448 | 0 | 0 | 16219.2929 | 0.0018462 | 44 | Commercial_2036_Economic_GWh_Before Competition Groups_44 | CO Sensors for parking garage exhaust fans | 0.1846% | 0 | 29.9448 | Commercial_2036_Economic_GWh_Before Competition Groups_CO Sensors for parking garage exhaust fans
Commercial | Com ¦ Indoor Daylight Sensors/Photocell Dimming Control | 2036 | Economic | GWh | Before Competition Groups | 28.5073 | 0 | 0 | 16219.2929 | 0.0017576 | 45 | Commercial_2036_Economic_GWh_Before Competition Groups_45 | Indoor Daylight Sensors/Photocell Dimming Control | 0.1758% | 0 | 28.5073 | Commercial_2036_Economic_GWh_Before Competition Groups_Indoor Daylight Sensors/Photocell Dimming Control
Commercial | Com ¦ Water Source Heat Pump (4 ton) | 2036 | Economic | GWh | Before Competition Groups | 27.899 | 0 | 0 | 16219.2929 | 0.0017201 | 46 | Commercial_2036_Economic_GWh_Before Competition Groups_46 | Water Source Heat Pump (4 ton) | 0.172% | 0 | 27.899 | Commercial_2036_Economic_GWh_Before Competition Groups_Water Source Heat Pump (4 ton)
Commercial | Com ¦ Super-High Efficiency Furnaces (Emerging Tech) | 2036 | Achievable | GWh | Before Competition Groups | 19.4067 | 0 | 0 | 11447.5617 | 0.0016953 | 45 | Commercial_2036_Achievable_GWh_Before Competition Groups_45 | Super-High Efficiency Furnaces (Emerging Tech) | 0.1695% | 0 | 19.4067 | Commercial_2036_Achievable_GWh_Before Competition Groups_Super-High Efficiency Furnaces (Emerging Tech)
Commercial | Com ¦ Duct Insulation, R8 | 2036 | Achievable | GWh | Before Competition Groups | 19.0697 | 0 | 0 | 11447.5617 | 0.0016658 | 46 | Commercial_2036_Achievable_GWh_Before Competition Groups_46 | Duct Insulation, R8 | 0.1666% | 0 | 19.0697 | Commercial_2036_Achievable_GWh_Before Competition Groups_Duct Insulation, R8
Commercial | Com ¦ Temperature Adjustment in Commercial Freezers | 2036 | Economic | GWh | Before Competition Groups | 26.5809 | 0 | 0 | 16219.2929 | 0.0016388 | 47 | Commercial_2036_Economic_GWh_Before Competition Groups_47 | Temperature Adjustment in Commercial Freezers | 0.1639% | 0 | 26.5809 | Commercial_2036_Economic_GWh_Before Competition Groups_Temperature Adjustment in Commercial Freezers
Commercial | Com ¦ Water Source Heat Pump (4 ton) | 2036 | Achievable | GWh | Before Competition Groups | 18.3926 | 0 | 0 | 11447.5617 | 0.0016067 | 47 | Commercial_2036_Achievable_GWh_Before Competition Groups_47 | Water Source Heat Pump (4 ton) | 0.1607% | 0 | 18.3926 | Commercial_2036_Achievable_GWh_Before Competition Groups_Water Source Heat Pump (4 ton)
Commercial | Com ¦ Water Heating (DHW) Pipe Insulation (Add 3/4\ Foam)" | 2036 | Achievable | GWh | Before Competition Groups | 18.3202 | 0 | 0 | 11447.5617 | 0.0016004 | 48 | Commercial_2036_Achievable_GWh_Before Competition Groups_48 | Water Heating (DHW) Pipe Insulation (Add 3/4\ Foam)" | 0.16% | 0 | 18.3202 | Commercial_2036_Achievable_GWh_Before Competition Groups_Water Heating (DHW) Pipe Insulation (Add 3/4\ Foam)"
Commercial | Com ¦ Water Source Heat Pump (4 ton) | 2036 | Technical | GWh | Before Competition Groups | 32.7088 | 0 | 0 | 21407.7418 | 0.0015279 | 57 | Commercial_2036_Technical_GWh_Before Competition Groups_57 | Water Source Heat Pump (4 ton) | 0.1528% | 0 | 32.7088 | Commercial_2036_Technical_GWh_Before Competition Groups_Water Source Heat Pump (4 ton)
Commercial | Com ¦ Energy Efficient Laboratory Fume Hood | 2036 | Economic | GWh | Before Competition Groups | 23.5516 | 0 | 0 | 16219.2929 | 0.0014521 | 48 | Commercial_2036_Economic_GWh_Before Competition Groups_48 | Energy Efficient Laboratory Fume Hood | 0.1452% | 0 | 23.5516 | Commercial_2036_Economic_GWh_Before Competition Groups_Energy Efficient Laboratory Fume Hood
Commercial | Com ¦ Outside Air Economizer | 2036 | Achievable | GWh | Before Competition Groups | 16.4919 | 0 | 0 | 11447.5617 | 0.0014406 | 49 | Commercial_2036_Achievable_GWh_Before Competition Groups_49 | Outside Air Economizer | 0.1441% | 0 | 16.4919 | Commercial_2036_Achievable_GWh_Before Competition Groups_Outside Air Economizer
Commercial | Com ¦ CO Sensors for parking garage exhaust fans | 2036 | Technical | GWh | Before Competition Groups | 29.9448 | 0 | 0 | 21407.7418 | 0.0013988 | 58 | Commercial_2036_Technical_GWh_Before Competition Groups_58 | CO Sensors for parking garage exhaust fans | 0.1399% | 0 | 29.9448 | Commercial_2036_Technical_GWh_Before Competition Groups_CO Sensors for parking garage exhaust fans
Commercial | Com ¦ Vertical Night Covers | 2036 | Economic | GWh | Before Competition Groups | 20.7147 | 0 | 0 | 16219.2929 | 0.0012772 | 49 | Commercial_2036_Economic_GWh_Before Competition Groups_49 | Vertical Night Covers | 0.1277% | 0 | 20.7147 | Commercial_2036_Economic_GWh_Before Competition Groups_Vertical Night Covers
Commercial | Com ¦ Temperature Adjustment in Commercial Freezers | 2036 | Technical | GWh | Before Competition Groups | 26.5809 | 0 | 0 | 21407.7418 | 0.0012416 | 59 | Commercial_2036_Technical_GWh_Before Competition Groups_59 | Temperature Adjustment in Commercial Freezers | 0.1242% | 0 | 26.5809 | Commercial_2036_Technical_GWh_Before Competition Groups_Temperature Adjustment in Commercial Freezers
Commercial | Com ¦ Anti-sweat heat (ASH) controls - Cooler/Freezer | 2036 | Technical | GWh | Before Competition Groups | 26.0682 | 0 | 0 | 21407.7418 | 0.0012177 | 60 | Commercial_2036_Technical_GWh_Before Competition Groups_60 | Anti-sweat heat (ASH) controls - Cooler/Freezer | 0.1218% | 0 | 26.0682 | Commercial_2036_Technical_GWh_Before Competition Groups_Anti-sweat heat (ASH) controls - Cooler/Freezer
Commercial | Com ¦ Duct Insulation, R8 | 2036 | Economic | GWh | Before Competition Groups | 18.2496 | 0 | 0 | 16219.2929 | 0.0011252 | 50 | Commercial_2036_Economic_GWh_Before Competition Groups_50 | Duct Insulation, R8 | 0.1125% | 0 | 18.2496 | Commercial_2036_Economic_GWh_Before Competition Groups_Duct Insulation, R8
Commercial | Com ¦ Energy Efficient Laboratory Fume Hood | 2036 | Technical | GWh | Before Competition Groups | 23.5516 | 0 | 0 | 21407.7418 | 0.0011001 | 61 | Commercial_2036_Technical_GWh_Before Competition Groups_61 | Energy Efficient Laboratory Fume Hood | 0.11% | 0 | 23.5516 | Commercial_2036_Technical_GWh_Before Competition Groups_Energy Efficient Laboratory Fume Hood
Commercial | Com ¦ Water Heating (DHW) Pipe Insulation (Add 3/4\ Foam)" | 2036 | Economic | GWh | Before Competition Groups | 17.6074 | 0 | 0 | 16219.2929 | 0.0010856 | 51 | Commercial_2036_Economic_GWh_Before Competition Groups_51 | Water Heating (DHW) Pipe Insulation (Add 3/4\ Foam)" | 0.1086% | 0 | 17.6074 | Commercial_2036_Economic_GWh_Before Competition Groups_Water Heating (DHW) Pipe Insulation (Add 3/4\ Foam)"
Commercial | Com ¦ Outside Air Economizer | 2036 | Economic | GWh | Before Competition Groups | 17.3432 | 0 | 0 | 16219.2929 | 0.0010693 | 52 | Commercial_2036_Economic_GWh_Before Competition Groups_52 | Outside Air Economizer | 0.1069% | 0 | 17.3432 | Commercial_2036_Economic_GWh_Before Competition Groups_Outside Air Economizer
Commercial | Com ¦ Super-High Efficiency Furnaces (Emerging Tech) | 2036 | Economic | GWh | Before Competition Groups | 16.81 | 0 | 0 | 16219.2929 | 0.0010364 | 53 | Commercial_2036_Economic_GWh_Before Competition Groups_53 | Super-High Efficiency Furnaces (Emerging Tech) | 0.1036% | 0 | 16.81 | Commercial_2036_Economic_GWh_Before Competition Groups_Super-High Efficiency Furnaces (Emerging Tech)
Commercial | Com ¦ Suction Pipe Insulation Freezer/Refrigerator | 2036 | Achievable | GWh | Before Competition Groups | 11.7236 | 0 | 0 | 11447.5617 | 0.0010241 | 50 | Commercial_2036_Achievable_GWh_Before Competition Groups_50 | Suction Pipe Insulation Freezer/Refrigerator | 0.1024% | 0 | 11.7236 | Commercial_2036_Achievable_GWh_Before Competition Groups_Suction Pipe Insulation Freezer/Refrigerator
Commercial | Com ¦ Vertical Night Covers | 2036 | Technical | GWh | Before Competition Groups | 20.7147 | 0 | 0 | 21407.7418 | 0.00096762 | 62 | Commercial_2036_Technical_GWh_Before Competition Groups_62 | Vertical Night Covers | 0.09676% | 0 | 20.7147 | Commercial_2036_Technical_GWh_Before Competition Groups_Vertical Night Covers
Commercial | Com ¦ ENERGY STAR Fryer (84% eff) | 2036 | Economic | GWh | Before Competition Groups | 15.2086 | 0 | 0 | 16219.2929 | 0.00093769 | 54 | Commercial_2036_Economic_GWh_Before Competition Groups_54 | ENERGY STAR Fryer (84% eff) | 0.09377% | 0 | 15.2086 | Commercial_2036_Economic_GWh_Before Competition Groups_ENERGY STAR Fryer (84% eff)
Commercial | Com ¦ ENERGY STAR Fryer (84% eff) | 2036 | Achievable | GWh | Before Competition Groups | 10.2708 | 0 | 0 | 11447.5617 | 0.00089721 | 51 | Commercial_2036_Achievable_GWh_Before Competition Groups_51 | ENERGY STAR Fryer (84% eff) | 0.08972% | 0 | 10.2708 | Commercial_2036_Achievable_GWh_Before Competition Groups_ENERGY STAR Fryer (84% eff)
Commercial | Com ¦ Duct Insulation, R8 | 2036 | Technical | GWh | Before Competition Groups | 18.2496 | 0 | 0 | 21407.7418 | 0.00085248 | 63 | Commercial_2036_Technical_GWh_Before Competition Groups_63 | Duct Insulation, R8 | 0.08525% | 0 | 18.2496 | Commercial_2036_Technical_GWh_Before Competition Groups_Duct Insulation, R8
Commercial | Com ¦ Water Heating (DHW) Pipe Insulation (Add 3/4\ Foam)" | 2036 | Technical | GWh | Before Competition Groups | 17.6074 | 0 | 0 | 21407.7418 | 0.00082248 | 64 | Commercial_2036_Technical_GWh_Before Competition Groups_64 | Water Heating (DHW) Pipe Insulation (Add 3/4\ Foam)" | 0.08225% | 0 | 17.6074 | Commercial_2036_Technical_GWh_Before Competition Groups_Water Heating (DHW) Pipe Insulation (Add 3/4\ Foam)"
Commercial | Com ¦ Outside Air Economizer | 2036 | Technical | GWh | Before Competition Groups | 17.3432 | 0 | 0 | 21407.7418 | 0.00081014 | 65 | Commercial_2036_Technical_GWh_Before Competition Groups_65 | Outside Air Economizer | 0.08101% | 0 | 17.3432 | Commercial_2036_Technical_GWh_Before Competition Groups_Outside Air Economizer
Commercial | Com ¦ HOTEL OCCUPANCY CONTROLS (HVAC + LIGHTING) | 2036 | Economic | GWh | Before Competition Groups | 12.6111 | 0 | 0 | 16219.2929 | 0.00077754 | 55 | Commercial_2036_Economic_GWh_Before Competition Groups_55 | HOTEL OCCUPANCY CONTROLS (HVAC + LIGHTING) | 0.07775% | 0 | 12.6111 | Commercial_2036_Economic_GWh_Before Competition Groups_HOTEL OCCUPANCY CONTROLS (HVAC + LIGHTING)
Commercial | Com ¦ ENERGY STAR Dishwasher | 2036 | Economic | GWh | Before Competition Groups | 12.3942 | 0 | 0 | 16219.2929 | 0.00076416 | 56 | Commercial_2036_Economic_GWh_Before Competition Groups_56 | ENERGY STAR Dishwasher | 0.07642% | 0 | 12.3942 | Commercial_2036_Economic_GWh_Before Competition Groups_ENERGY STAR Dishwasher
Commercial | Com ¦ ENERGY STAR Fryer (84% eff) | 2036 | Technical | GWh | Before Competition Groups | 15.2086 | 0 | 0 | 21407.7418 | 0.00071043 | 66 | Commercial_2036_Technical_GWh_Before Competition Groups_66 | ENERGY STAR Fryer (84% eff) | 0.07104% | 0 | 15.2086 | Commercial_2036_Technical_GWh_Before Competition Groups_ENERGY STAR Fryer (84% eff)
Commercial | Com ¦ Suction Pipe Insulation Freezer/Refrigerator | 2036 | Economic | GWh | Before Competition Groups | 11.2824 | 0 | 0 | 16219.2929 | 0.00069562 | 57 | Commercial_2036_Economic_GWh_Before Competition Groups_57 | Suction Pipe Insulation Freezer/Refrigerator | 0.06956% | 0 | 11.2824 | Commercial_2036_Economic_GWh_Before Competition Groups_Suction Pipe Insulation Freezer/Refrigerator
Commercial | Com ¦ Roof Insulation/Ceiling Insulation (R25 Code to R35) | 2036 | Technical | GWh | Before Competition Groups | 13.9339 | 0 | 0 | 21407.7418 | 0.00065088 | 67 | Commercial_2036_Technical_GWh_Before Competition Groups_67 | Roof Insulation/Ceiling Insulation (R25 Code to R35) | 0.06509% | 0 | 13.9339 | Commercial_2036_Technical_GWh_Before Competition Groups_Roof Insulation/Ceiling Insulation (R25 Code to R35)
Commercial | Com ¦ High Efficiency Small Instantaneous Water Heater | 2036 | Technical | GWh | Before Competition Groups | 13.1031 | 0 | 0 | 21407.7418 | 0.00061207 | 68 | Commercial_2036_Technical_GWh_Before Competition Groups_68 | High Efficiency Small Instantaneous Water Heater | 0.06121% | 0 | 13.1031 | Commercial_2036_Technical_GWh_Before Competition Groups_High Efficiency Small Instantaneous Water Heater
Commercial | Com ¦ ENERGY STAR Dishwasher | 2036 | Technical | GWh | Before Competition Groups | 12.3942 | 0 | 0 | 21407.7418 | 0.00057896 | 69 | Commercial_2036_Technical_GWh_Before Competition Groups_69 | ENERGY STAR Dishwasher | 0.0579% | 0 | 12.3942 | Commercial_2036_Technical_GWh_Before Competition Groups_ENERGY STAR Dishwasher
Commercial | Com ¦ Suction Pipe Insulation Freezer/Refrigerator | 2036 | Technical | GWh | Before Competition Groups | 11.2824 | 0 | 0 | 21407.7418 | 0.00052703 | 70 | Commercial_2036_Technical_GWh_Before Competition Groups_70 | Suction Pipe Insulation Freezer/Refrigerator | 0.0527% | 0 | 11.2824 | Commercial_2036_Technical_GWh_Before Competition Groups_Suction Pipe Insulation Freezer/Refrigerator
Commercial | Com ¦ ENERGY STAR Dishwasher | 2036 | Achievable | GWh | Before Competition Groups | 5.9637 | 0 | 0 | 11447.5617 | 0.00052096 | 52 | Commercial_2036_Achievable_GWh_Before Competition Groups_52 | ENERGY STAR Dishwasher | 0.0521% | 0 | 5.9637 | Commercial_2036_Achievable_GWh_Before Competition Groups_ENERGY STAR Dishwasher
Commercial | Com ¦ Ozone Laundry Treatment | 2036 | Achievable | GWh | Before Competition Groups | 5.773 | 0 | 0 | 11447.5617 | 0.0005043 | 53 | Commercial_2036_Achievable_GWh_Before Competition Groups_53 | Ozone Laundry Treatment | 0.05043% | 0 | 5.773 | Commercial_2036_Achievable_GWh_Before Competition Groups_Ozone Laundry Treatment
Commercial | Com ¦ LED RECESSED DOWNLIGHTS | 2036 | Technical | GWh | Before Competition Groups | 10.7589 | 0 | 0 | 21407.7418 | 0.00050257 | 71 | Commercial_2036_Technical_GWh_Before Competition Groups_71 | LED RECESSED DOWNLIGHTS | 0.05026% | 0 | 10.7589 | Commercial_2036_Technical_GWh_Before Competition Groups_LED RECESSED DOWNLIGHTS
Commercial | Com ¦ High Efficiency Small Instantaneous Water Heater | 2036 | Economic | GWh | Before Competition Groups | 7.6771 | 0 | 0 | 16219.2929 | 0.00047333 | 58 | Commercial_2036_Economic_GWh_Before Competition Groups_58 | High Efficiency Small Instantaneous Water Heater | 0.04733% | 0 | 7.6771 | Commercial_2036_Economic_GWh_Before Competition Groups_High Efficiency Small Instantaneous Water Heater
Commercial | Com ¦ ENERGY STAR Steam Cookers | 2036 | Economic | GWh | Before Competition Groups | 7.2481 | 0 | 0 | 16219.2929 | 0.00044688 | 59 | Commercial_2036_Economic_GWh_Before Competition Groups_59 | ENERGY STAR Steam Cookers | 0.04469% | 0 | 7.2481 | Commercial_2036_Economic_GWh_Before Competition Groups_ENERGY STAR Steam Cookers
Commercial | Com ¦ Evaporator Coil Defrost (Cooler) | 2036 | Technical | GWh | Before Competition Groups | 9.3048 | 0 | 0 | 21407.7418 | 0.00043464 | 72 | Commercial_2036_Technical_GWh_Before Competition Groups_72 | Evaporator Coil Defrost (Cooler) | 0.04346% | 0 | 9.3048 | Commercial_2036_Technical_GWh_Before Competition Groups_Evaporator Coil Defrost (Cooler)
Commercial | Com ¦ ENERGY STAR Steam Cookers | 2036 | Achievable | GWh | Before Competition Groups | 4.7636 | 0 | 0 | 11447.5617 | 0.00041613 | 54 | Commercial_2036_Achievable_GWh_Before Competition Groups_54 | ENERGY STAR Steam Cookers | 0.04161% | 0 | 4.7636 | Commercial_2036_Achievable_GWh_Before Competition Groups_ENERGY STAR Steam Cookers
Commercial | Com ¦ Door Gasket Freezer/Refrigerator | 2036 | Economic | GWh | Before Competition Groups | 6.6906 | 0 | 0 | 16219.2929 | 0.00041251 | 60 | Commercial_2036_Economic_GWh_Before Competition Groups_60 | Door Gasket Freezer/Refrigerator | 0.04125% | 0 | 6.6906 | Commercial_2036_Economic_GWh_Before Competition Groups_Door Gasket Freezer/Refrigerator
Commercial | Com ¦ Ozone Laundry Treatment | 2036 | Economic | GWh | Before Competition Groups | 6.5408 | 0 | 0 | 16219.2929 | 0.00040327 | 61 | Commercial_2036_Economic_GWh_Before Competition Groups_61 | Ozone Laundry Treatment | 0.04033% | 0 | 6.5408 | Commercial_2036_Economic_GWh_Before Competition Groups_Ozone Laundry Treatment
Commercial | Com ¦ Demand controlled Circulating Systems | 2036 | Achievable | GWh | Before Competition Groups | 4.0761 | 0 | 0 | 11447.5617 | 0.00035606 | 55 | Commercial_2036_Achievable_GWh_Before Competition Groups_55 | Demand controlled Circulating Systems | 0.03561% | 0 | 4.0761 | Commercial_2036_Achievable_GWh_Before Competition Groups_Demand controlled Circulating Systems
Commercial | Com ¦ ENERGY STAR Steam Cookers | 2036 | Technical | GWh | Before Competition Groups | 7.2481 | 0 | 0 | 21407.7418 | 0.00033857 | 73 | Commercial_2036_Technical_GWh_Before Competition Groups_73 | ENERGY STAR Steam Cookers | 0.03386% | 0 | 7.2481 | Commercial_2036_Technical_GWh_Before Competition Groups_ENERGY STAR Steam Cookers
Commercial | Com ¦ SYNCHRONOUS BELT | 2036 | Technical | GWh | Before Competition Groups | 6.5887 | 0 | 0 | 21407.7418 | 0.00030777 | 74 | Commercial_2036_Technical_GWh_Before Competition Groups_74 | SYNCHRONOUS BELT | 0.03078% | 0 | 6.5887 | Commercial_2036_Technical_GWh_Before Competition Groups_SYNCHRONOUS BELT
Commercial | Com ¦ Ozone Laundry Treatment | 2036 | Technical | GWh | Before Competition Groups | 6.5408 | 0 | 0 | 21407.7418 | 0.00030553 | 75 | Commercial_2036_Technical_GWh_Before Competition Groups_75 | Ozone Laundry Treatment | 0.03055% | 0 | 6.5408 | Commercial_2036_Technical_GWh_Before Competition Groups_Ozone Laundry Treatment
Commercial | Com ¦ Demand controlled Circulating Systems | 2036 | Economic | GWh | Before Competition Groups | 3.8935 | 0 | 0 | 16219.2929 | 0.00024006 | 62 | Commercial_2036_Economic_GWh_Before Competition Groups_62 | Demand controlled Circulating Systems | 0.02401% | 0 | 3.8935 | Commercial_2036_Economic_GWh_Before Competition Groups_Demand controlled Circulating Systems
Commercial | Com ¦ Solar Water Preheat (Pools/DHW) | 2036 | Economic | GWh | Before Competition Groups | 3.5692 | 0 | 0 | 16219.2929 | 0.00022006 | 63 | Commercial_2036_Economic_GWh_Before Competition Groups_63 | Solar Water Preheat (Pools/DHW) | 0.02201% | 0 | 3.5692 | Commercial_2036_Economic_GWh_Before Competition Groups_Solar Water Preheat (Pools/DHW)
Commercial | Com ¦ ECM MOTORS FOR HVAC APPLICATION (FAN-POWERED VAV BOX) | 2036 | Achievable | GWh | Before Competition Groups | 2.5124 | 0 | 0 | 11447.5617 | 0.00021947 | 56 | Commercial_2036_Achievable_GWh_Before Competition Groups_56 | ECM MOTORS FOR HVAC APPLICATION (FAN-POWERED VAV BOX) | 0.02195% | 0 | 2.5124 | Commercial_2036_Achievable_GWh_Before Competition Groups_ECM MOTORS FOR HVAC APPLICATION (FAN-POWERED VAV BOX)
Commercial | Com ¦ Thermostat Setback | 2036 | Achievable | GWh | Before Competition Groups | 2.3192 | 0 | 0 | 11447.5617 | 0.00020259 | 57 | Commercial_2036_Achievable_GWh_Before Competition Groups_57 | Thermostat Setback | 0.02026% | 0 | 2.3192 | Commercial_2036_Achievable_GWh_Before Competition Groups_Thermostat Setback
Commercial | Com ¦ Efficient compressor motor | 2036 | Technical | GWh | Before Competition Groups | 4.3359 | 0 | 0 | 21407.7418 | 0.00020254 | 76 | Commercial_2036_Technical_GWh_Before Competition Groups_76 | Efficient compressor motor | 0.02025% | 0 | 4.3359 | Commercial_2036_Technical_GWh_Before Competition Groups_Efficient compressor motor
Commercial | Com ¦ Demand controlled Circulating Systems | 2036 | Technical | GWh | Before Competition Groups | 3.8935 | 0 | 0 | 21407.7418 | 0.00018188 | 77 | Commercial_2036_Technical_GWh_Before Competition Groups_77 | Demand controlled Circulating Systems | 0.01819% | 0 | 3.8935 | Commercial_2036_Technical_GWh_Before Competition Groups_Demand controlled Circulating Systems
Commercial | Com ¦ ECM MOTORS FOR HVAC APPLICATION (FAN-POWERED VAV BOX) | 2036 | Economic | GWh | Before Competition Groups | 2.7436 | 0 | 0 | 16219.2929 | 0.00016916 | 64 | Commercial_2036_Economic_GWh_Before Competition Groups_64 | ECM MOTORS FOR HVAC APPLICATION (FAN-POWERED VAV BOX) | 0.01692% | 0 | 2.7436 | Commercial_2036_Economic_GWh_Before Competition Groups_ECM MOTORS FOR HVAC APPLICATION (FAN-POWERED VAV BOX)
Commercial | Com ¦ LED RECESSED DOWNLIGHTS | 2036 | Achievable | GWh | Before Competition Groups | 1.9318 | 0 | 0 | 11447.5617 | 0.00016875 | 58 | Commercial_2036_Achievable_GWh_Before Competition Groups_58 | LED RECESSED DOWNLIGHTS | 0.01688% | 0 | 1.9318 | Commercial_2036_Achievable_GWh_Before Competition Groups_LED RECESSED DOWNLIGHTS
Commercial | Com ¦ Solar Water Preheat (Pools/DHW) | 2036 | Technical | GWh | Before Competition Groups | 3.5692 | 0 | 0 | 21407.7418 | 0.00016673 | 78 | Commercial_2036_Technical_GWh_Before Competition Groups_78 | Solar Water Preheat (Pools/DHW) | 0.01667% | 0 | 3.5692 | Commercial_2036_Technical_GWh_Before Competition Groups_Solar Water Preheat (Pools/DHW)
Commercial | Com ¦ Thermostat Setback | 2036 | Economic | GWh | Before Competition Groups | 2.6131 | 0 | 0 | 16219.2929 | 0.00016111 | 65 | Commercial_2036_Economic_GWh_Before Competition Groups_65 | Thermostat Setback | 0.01611% | 0 | 2.6131 | Commercial_2036_Economic_GWh_Before Competition Groups_Thermostat Setback
Commercial | Com ¦ SYNCHRONOUS BELT | 2036 | Economic | GWh | Before Competition Groups | 2.5746 | 0 | 0 | 16219.2929 | 0.00015873 | 66 | Commercial_2036_Economic_GWh_Before Competition Groups_66 | SYNCHRONOUS BELT | 0.01587% | 0 | 2.5746 | Commercial_2036_Economic_GWh_Before Competition Groups_SYNCHRONOUS BELT
Commercial | Com ¦ Solar Water Preheat (Pools/DHW) | 2036 | Achievable | GWh | Before Competition Groups | 1.767 | 0 | 0 | 11447.5617 | 0.00015436 | 59 | Commercial_2036_Achievable_GWh_Before Competition Groups_59 | Solar Water Preheat (Pools/DHW) | 0.01544% | 0 | 1.767 | Commercial_2036_Achievable_GWh_Before Competition Groups_Solar Water Preheat (Pools/DHW)
Commercial | Com ¦ Notched V belts for HVAC Systems | 2036 | Technical | GWh | Before Competition Groups | 3.2943 | 0 | 0 | 21407.7418 | 0.00015389 | 79 | Commercial_2036_Technical_GWh_Before Competition Groups_79 | Notched V belts for HVAC Systems | 0.01539% | 0 | 3.2943 | Commercial_2036_Technical_GWh_Before Competition Groups_Notched V belts for HVAC Systems
Commercial | Com ¦ Efficient compressor motor | 2036 | Economic | GWh | Before Competition Groups | 2.454 | 0 | 0 | 16219.2929 | 0.0001513 | 67 | Commercial_2036_Economic_GWh_Before Competition Groups_67 | Efficient compressor motor | 0.01513% | 0 | 2.454 | Commercial_2036_Economic_GWh_Before Competition Groups_Efficient compressor motor
Commercial | Com ¦ Heat Pump Water Heater (50 Gallons) | 2036 | Technical | GWh | Before Competition Groups | 3.0234 | 0 | 0 | 21407.7418 | 0.00014123 | 80 | Commercial_2036_Technical_GWh_Before Competition Groups_80 | Heat Pump Water Heater (50 Gallons) | 0.01412% | 0 | 3.0234 | Commercial_2036_Technical_GWh_Before Competition Groups_Heat Pump Water Heater (50 Gallons)
Commercial | Com ¦ ECM MOTORS FOR HVAC APPLICATION (FAN-POWERED VAV BOX) | 2036 | Technical | GWh | Before Competition Groups | 2.7501 | 0 | 0 | 21407.7418 | 0.00012846 | 81 | Commercial_2036_Technical_GWh_Before Competition Groups_81 | ECM MOTORS FOR HVAC APPLICATION (FAN-POWERED VAV BOX) | 0.01285% | 0 | 2.7501 | Commercial_2036_Technical_GWh_Before Competition Groups_ECM MOTORS FOR HVAC APPLICATION (FAN-POWERED VAV BOX)
Commercial | Com ¦ Indoor Daylight Sensors/Photocell Dimming Control | 2036 | Achievable | GWh | Before Competition Groups | 1.4438 | 0 | 0 | 11447.5617 | 0.00012612 | 60 | Commercial_2036_Achievable_GWh_Before Competition Groups_60 | Indoor Daylight Sensors/Photocell Dimming Control | 0.01261% | 0 | 1.4438 | Commercial_2036_Achievable_GWh_Before Competition Groups_Indoor Daylight Sensors/Photocell Dimming Control
Commercial | Com ¦ PTAC (12 EER/10,000 BTU) | 2036 | Economic | GWh | Before Competition Groups | 2.0294 | 0 | 0 | 16219.2929 | 0.00012512 | 68 | Commercial_2036_Economic_GWh_Before Competition Groups_68 | PTAC (12 EER/10,000 BTU) | 0.01251% | 0 | 2.0294 | Commercial_2036_Economic_GWh_Before Competition Groups_PTAC (12 EER/10,000 BTU)
Commercial | Com ¦ Thermostat Setback | 2036 | Technical | GWh | Before Competition Groups | 2.6131 | 0 | 0 | 21407.7418 | 0.00012206 | 82 | Commercial_2036_Technical_GWh_Before Competition Groups_82 | Thermostat Setback | 0.01221% | 0 | 2.6131 | Commercial_2036_Technical_GWh_Before Competition Groups_Thermostat Setback
Commercial | Com ¦ Room AC (w/ louvered sides) 14 SEER from 12 SEER code | 2036 | Technical | GWh | Before Competition Groups | 2.5707 | 0 | 0 | 21407.7418 | 0.00012008 | 83 | Commercial_2036_Technical_GWh_Before Competition Groups_83 | Room AC (w/ louvered sides) 14 SEER from 12 SEER code | 0.01201% | 0 | 2.5707 | Commercial_2036_Technical_GWh_Before Competition Groups_Room AC (w/ louvered sides) 14 SEER from 12 SEER code
Commercial | Com ¦ Notched V belts for HVAC Systems | 2036 | Economic | GWh | Before Competition Groups | 1.7111 | 0 | 0 | 16219.2929 | 0.0001055 | 69 | Commercial_2036_Economic_GWh_Before Competition Groups_69 | Notched V belts for HVAC Systems | 0.01055% | 0 | 1.7111 | Commercial_2036_Economic_GWh_Before Competition Groups_Notched V belts for HVAC Systems
Commercial | Com ¦ PTAC (12 EER/10,000 BTU) | 2036 | Technical | GWh | Before Competition Groups | 2.2456 | 0 | 0 | 21407.7418 | 0.00010489 | 84 | Commercial_2036_Technical_GWh_Before Competition Groups_84 | PTAC (12 EER/10,000 BTU) | 0.01049% | 0 | 2.2456 | Commercial_2036_Technical_GWh_Before Competition Groups_PTAC (12 EER/10,000 BTU)
Commercial | Com ¦ Wall Insulation | 2036 | Technical | GWh | Before Competition Groups | 2.1891 | 0 | 0 | 21407.7418 | 0.00010226 | 85 | Commercial_2036_Technical_GWh_Before Competition Groups_85 | Wall Insulation | 0.01023% | 0 | 2.1891 | Commercial_2036_Technical_GWh_Before Competition Groups_Wall Insulation
Commercial | Com ¦ CEE Tier 2/Energy Star Clothes Washers | 2036 | Achievable | GWh | Before Competition Groups | 1.1637 | 0 | 0 | 11447.5617 | 0.00010166 | 61 | Commercial_2036_Achievable_GWh_Before Competition Groups_61 | CEE Tier 2/Energy Star Clothes Washers | 0.01017% | 0 | 1.1637 | Commercial_2036_Achievable_GWh_Before Competition Groups_CEE Tier 2/Energy Star Clothes Washers
Commercial | Com ¦ Solar Preheat Make up Air | 2036 | Technical | GWh | Before Competition Groups | 2.1659 | 0 | 0 | 21407.7418 | 0.00010117 | 86 | Commercial_2036_Technical_GWh_Before Competition Groups_86 | Solar Preheat Make up Air | 0.01012% | 0 | 2.1659 | Commercial_2036_Technical_GWh_Before Competition Groups_Solar Preheat Make up Air
Commercial | Com ¦ Auto Off Time Switch or Time Clock control | 2036 | Achievable | GWh | Before Competition Groups | 1.1486 | 0 | 0 | 11447.5617 | 0.00010034 | 62 | Commercial_2036_Achievable_GWh_Before Competition Groups_62 | Auto Off Time Switch or Time Clock control | 0.01003% | 0 | 1.1486 | Commercial_2036_Achievable_GWh_Before Competition Groups_Auto Off Time Switch or Time Clock control
Commercial | Com ¦ Commercial Hot Food Holding Cabinets | 2036 | Technical | GWh | Before Competition Groups | 2.1209 | 0 | 0 | 21407.7418 | 9.9069e-05 | 87 | Commercial_2036_Technical_GWh_Before Competition Groups_87 | Commercial Hot Food Holding Cabinets | 0.009907% | 0 | 2.1209 | Commercial_2036_Technical_GWh_Before Competition Groups_Commercial Hot Food Holding Cabinets
Commercial | Com ¦ LED RECESSED DOWNLIGHTS | 2036 | Economic | GWh | Before Competition Groups | 1.592 | 0 | 0 | 16219.2929 | 9.8154e-05 | 70 | Commercial_2036_Economic_GWh_Before Competition Groups_70 | LED RECESSED DOWNLIGHTS | 0.009815% | 0 | 1.592 | Commercial_2036_Economic_GWh_Before Competition Groups_LED RECESSED DOWNLIGHTS
Commercial | Com ¦ PTAC (12 EER/10,000 BTU) | 2036 | Achievable | GWh | Before Competition Groups | 1.1002 | 0 | 0 | 11447.5617 | 9.6105e-05 | 63 | Commercial_2036_Achievable_GWh_Before Competition Groups_63 | PTAC (12 EER/10,000 BTU) | 0.00961% | 0 | 1.1002 | Commercial_2036_Achievable_GWh_Before Competition Groups_PTAC (12 EER/10,000 BTU)
Commercial | Com ¦ Efficient compressor motor | 2036 | Achievable | GWh | Before Competition Groups | 1.0994 | 0 | 0 | 11447.5617 | 9.6037e-05 | 64 | Commercial_2036_Achievable_GWh_Before Competition Groups_64 | Efficient compressor motor | 0.009604% | 0 | 1.0994 | Commercial_2036_Achievable_GWh_Before Competition Groups_Efficient compressor motor
Commercial | Com ¦ CEE Tier 2/Energy Star Clothes Washers | 2036 | Economic | GWh | Before Competition Groups | 1.5095 | 0 | 0 | 16219.2929 | 9.3067e-05 | 71 | Commercial_2036_Economic_GWh_Before Competition Groups_71 | CEE Tier 2/Energy Star Clothes Washers | 0.009307% | 0 | 1.5095 | Commercial_2036_Economic_GWh_Before Competition Groups_CEE Tier 2/Energy Star Clothes Washers
Commercial | Com ¦ Auto Off Time Switch or Time Clock control | 2036 | Economic | GWh | Before Competition Groups | 1.3587 | 0 | 0 | 16219.2929 | 8.3774e-05 | 72 | Commercial_2036_Economic_GWh_Before Competition Groups_72 | Auto Off Time Switch or Time Clock control | 0.008377% | 0 | 1.3587 | Commercial_2036_Economic_GWh_Before Competition Groups_Auto Off Time Switch or Time Clock control
Commercial | COM ¦ Ductless Mini-Split Heat Pumps | 2036 | Economic | GWh | Before Competition Groups | 1.3495 | 0 | 0 | 16219.2929 | 8.3201e-05 | 73 | Commercial_2036_Economic_GWh_Before Competition Groups_73 | Ductless Mini-Split Heat Pumps | 0.00832% | 0 | 1.3495 | Commercial_2036_Economic_GWh_Before Competition Groups_Ductless Mini-Split Heat Pumps
Commercial | COM ¦ Ductless Mini-Split Heat Pumps | 2036 | Achievable | GWh | Before Competition Groups | 0.8386 | 0 | 0 | 11447.5617 | 7.3256e-05 | 65 | Commercial_2036_Achievable_GWh_Before Competition Groups_65 | Ductless Mini-Split Heat Pumps | 0.007326% | 0 | 0.8386 | Commercial_2036_Achievable_GWh_Before Competition Groups_Ductless Mini-Split Heat Pumps
Commercial | Com ¦ CEE Tier 2/Energy Star Clothes Washers | 2036 | Technical | GWh | Before Competition Groups | 1.5095 | 0 | 0 | 21407.7418 | 7.0511e-05 | 88 | Commercial_2036_Technical_GWh_Before Competition Groups_88 | CEE Tier 2/Energy Star Clothes Washers | 0.007051% | 0 | 1.5095 | Commercial_2036_Technical_GWh_Before Competition Groups_CEE Tier 2/Energy Star Clothes Washers
Commercial | Com ¦ Notched V belts for HVAC Systems | 2036 | Achievable | GWh | Before Competition Groups | 0.76254 | 0 | 0 | 11447.5617 | 6.6612e-05 | 66 | Commercial_2036_Achievable_GWh_Before Competition Groups_66 | Notched V belts for HVAC Systems | 0.006661% | 0 | 0.76254 | Commercial_2036_Achievable_GWh_Before Competition Groups_Notched V belts for HVAC Systems
Commercial | Com ¦ Auto Off Time Switch or Time Clock control | 2036 | Technical | GWh | Before Competition Groups | 1.3587 | 0 | 0 | 21407.7418 | 6.347e-05 | 89 | Commercial_2036_Technical_GWh_Before Competition Groups_89 | Auto Off Time Switch or Time Clock control | 0.006347% | 0 | 1.3587 | Commercial_2036_Technical_GWh_Before Competition Groups_Auto Off Time Switch or Time Clock control
Commercial | COM ¦ Ductless Mini-Split Heat Pumps | 2036 | Technical | GWh | Before Competition Groups | 1.3495 | 0 | 0 | 21407.7418 | 6.3036e-05 | 90 | Commercial_2036_Technical_GWh_Before Competition Groups_90 | Ductless Mini-Split Heat Pumps | 0.006304% | 0 | 1.3495 | Commercial_2036_Technical_GWh_Before Competition Groups_Ductless Mini-Split Heat Pumps
Commercial | Com ¦ Solar Electric Water Heater (50 Gallon) | 2036 | Technical | GWh | Before Competition Groups | 1.2747 | 0 | 0 | 21407.7418 | 5.9544e-05 | 91 | Commercial_2036_Technical_GWh_Before Competition Groups_91 | Solar Electric Water Heater (50 Gallon) | 0.005954% | 0 | 1.2747 | Commercial_2036_Technical_GWh_Before Competition Groups_Solar Electric Water Heater (50 Gallon)
Commercial | Com ¦ Low Flow Pre-Rinse Spray Nozzle | 2036 | Achievable | GWh | Before Competition Groups | 0.62707 | 0 | 0 | 11447.5617 | 5.4778e-05 | 67 | Commercial_2036_Achievable_GWh_Before Competition Groups_67 | Low Flow Pre-Rinse Spray Nozzle | 0.005478% | 0 | 0.62707 | Commercial_2036_Achievable_GWh_Before Competition Groups_Low Flow Pre-Rinse Spray Nozzle
Commercial | Com ¦ Low Flow Pre-Rinse Spray Nozzle | 2036 | Economic | GWh | Before Competition Groups | 0.8739 | 0 | 0 | 16219.2929 | 5.388e-05 | 74 | Commercial_2036_Economic_GWh_Before Competition Groups_74 | Low Flow Pre-Rinse Spray Nozzle | 0.005388% | 0 | 0.8739 | Commercial_2036_Economic_GWh_Before Competition Groups_Low Flow Pre-Rinse Spray Nozzle
Commercial | Com ¦ High Efficiency Small Instantaneous Water Heater | 2036 | Achievable | GWh | Before Competition Groups | 0.60293 | 0 | 0 | 11447.5617 | 5.2669e-05 | 68 | Commercial_2036_Achievable_GWh_Before Competition Groups_68 | High Efficiency Small Instantaneous Water Heater | 0.005267% | 0 | 0.60293 | Commercial_2036_Achievable_GWh_Before Competition Groups_High Efficiency Small Instantaneous Water Heater
Commercial | Com ¦ HVAC Optimization | 2036 | Technical | GWh | Before Competition Groups | 0.90815 | 0 | 0 | 21407.7418 | 4.2422e-05 | 92 | Commercial_2036_Technical_GWh_Before Competition Groups_92 | HVAC Optimization | 0.004242% | 0 | 0.90815 | Commercial_2036_Technical_GWh_Before Competition Groups_HVAC Optimization
Commercial | Com ¦ Low Flow Pre-Rinse Spray Nozzle | 2036 | Technical | GWh | Before Competition Groups | 0.8739 | 0 | 0 | 21407.7418 | 4.0822e-05 | 93 | Commercial_2036_Technical_GWh_Before Competition Groups_93 | Low Flow Pre-Rinse Spray Nozzle | 0.004082% | 0 | 0.8739 | Commercial_2036_Technical_GWh_Before Competition Groups_Low Flow Pre-Rinse Spray Nozzle
Commercial | Com ¦ Commercial Hot Food Holding Cabinets | 2036 | Economic | GWh | Before Competition Groups | 0.62976 | 0 | 0 | 16219.2929 | 3.8828e-05 | 75 | Commercial_2036_Economic_GWh_Before Competition Groups_75 | Commercial Hot Food Holding Cabinets | 0.003883% | 0 | 0.62976 | Commercial_2036_Economic_GWh_Before Competition Groups_Commercial Hot Food Holding Cabinets
Commercial | Com ¦ Wall Insulation | 2036 | Economic | GWh | Before Competition Groups | 0.57519 | 0 | 0 | 16219.2929 | 3.5463e-05 | 76 | Commercial_2036_Economic_GWh_Before Competition Groups_76 | Wall Insulation | 0.003546% | 0 | 0.57519 | Commercial_2036_Economic_GWh_Before Competition Groups_Wall Insulation
Commercial | Com ¦ Commercial Hot Food Holding Cabinets | 2036 | Achievable | GWh | Before Competition Groups | 0.38682 | 0 | 0 | 11447.5617 | 3.379e-05 | 69 | Commercial_2036_Achievable_GWh_Before Competition Groups_69 | Commercial Hot Food Holding Cabinets | 0.003379% | 0 | 0.38682 | Commercial_2036_Achievable_GWh_Before Competition Groups_Commercial Hot Food Holding Cabinets
Commercial | Com ¦ HVAC Optimization | 2036 | Economic | GWh | Before Competition Groups | 0.54711 | 0 | 0 | 16219.2929 | 3.3732e-05 | 77 | Commercial_2036_Economic_GWh_Before Competition Groups_77 | HVAC Optimization | 0.003373% | 0 | 0.54711 | Commercial_2036_Economic_GWh_Before Competition Groups_HVAC Optimization
Commercial | Com ¦ HVAC Optimization | 2036 | Achievable | GWh | Before Competition Groups | 0.37333 | 0 | 0 | 11447.5617 | 3.2613e-05 | 70 | Commercial_2036_Achievable_GWh_Before Competition Groups_70 | HVAC Optimization | 0.003261% | 0 | 0.37333 | Commercial_2036_Achievable_GWh_Before Competition Groups_HVAC Optimization
Commercial | Com ¦ High Efficiency Chiller (avg of water and air cooled) | 2036 | Technical | GWh | Before Competition Groups | 0.60452 | 0 | 0 | 21407.7418 | 2.8238e-05 | 94 | Commercial_2036_Technical_GWh_Before Competition Groups_94 | High Efficiency Chiller (avg of water and air cooled) | 0.002824% | 0 | 0.60452 | Commercial_2036_Technical_GWh_Before Competition Groups_High Efficiency Chiller (avg of water and air cooled)
Commercial | Com ¦ Wall Insulation | 2036 | Achievable | GWh | Before Competition Groups | 0.24929 | 0 | 0 | 11447.5617 | 2.1777e-05 | 71 | Commercial_2036_Achievable_GWh_Before Competition Groups_71 | Wall Insulation | 0.002178% | 0 | 0.24929 | Commercial_2036_Achievable_GWh_Before Competition Groups_Wall Insulation
Commercial | Com ¦ Energy Recovery Ventilation and Ventilation (Enhanced) | 2036 | Achievable | GWh | Before Competition Groups | 0.19497 | 0 | 0 | 11447.5617 | 1.7032e-05 | 72 | Commercial_2036_Achievable_GWh_Before Competition Groups_72 | Energy Recovery Ventilation and Ventilation (Enhanced) | 0.001703% | 0 | 0.19497 | Commercial_2036_Achievable_GWh_Before Competition Groups_Energy Recovery Ventilation and Ventilation (Enhanced)
Commercial | Com ¦ EC Plug Fan for Data Center (under cabinet) | 2036 | Economic | GWh | Before Competition Groups | 0.23274 | 0 | 0 | 16219.2929 | 1.4349e-05 | 78 | Commercial_2036_Economic_GWh_Before Competition Groups_78 | EC Plug Fan for Data Center (under cabinet) | 0.001435% | 0 | 0.23274 | Commercial_2036_Economic_GWh_Before Competition Groups_EC Plug Fan for Data Center (under cabinet)
Commercial | Com ¦ HOTEL OCCUPANCY CONTROLS (HVAC + LIGHTING) | 2036 | Achievable | GWh | Before Competition Groups | 0.13561 | 0 | 0 | 11447.5617 | 1.1846e-05 | 73 | Commercial_2036_Achievable_GWh_Before Competition Groups_73 | HOTEL OCCUPANCY CONTROLS (HVAC + LIGHTING) | 0.001185% | 0 | 0.13561 | Commercial_2036_Achievable_GWh_Before Competition Groups_HOTEL OCCUPANCY CONTROLS (HVAC + LIGHTING)
Commercial | Com ¦ eCube | 2036 | Technical | GWh | Before Competition Groups | 0.24169 | 0 | 0 | 21407.7418 | 1.129e-05 | 95 | Commercial_2036_Technical_GWh_Before Competition Groups_95 | eCube | 0.001129% | 0 | 0.24169 | Commercial_2036_Technical_GWh_Before Competition Groups_eCube
Commercial | Com ¦ EC Plug Fan for Data Center (under cabinet) | 2036 | Technical | GWh | Before Competition Groups | 0.23274 | 0 | 0 | 21407.7418 | 1.0872e-05 | 96 | Commercial_2036_Technical_GWh_Before Competition Groups_96 | EC Plug Fan for Data Center (under cabinet) | 0.001087% | 0 | 0.23274 | Commercial_2036_Technical_GWh_Before Competition Groups_EC Plug Fan for Data Center (under cabinet)
Commercial | Com ¦ EC Plug Fan for Data Center (under cabinet) | 2036 | Achievable | GWh | Before Competition Groups | 0.090075 | 0 | 0 | 11447.5617 | 7.8685e-06 | 74 | Commercial_2036_Achievable_GWh_Before Competition Groups_74 | EC Plug Fan for Data Center (under cabinet) | 0.0007868% | 0 | 0.090075 | Commercial_2036_Achievable_GWh_Before Competition Groups_EC Plug Fan for Data Center (under cabinet)
Commercial | Com ¦ Roof Insulation/Ceiling Insulation (R25 Code to R35) | 2036 | Economic | GWh | Before Competition Groups | 0.11413 | 0 | 0 | 16219.2929 | 7.0364e-06 | 79 | Commercial_2036_Economic_GWh_Before Competition Groups_79 | Roof Insulation/Ceiling Insulation (R25 Code to R35) | 0.0007036% | 0 | 0.11413 | Commercial_2036_Economic_GWh_Before Competition Groups_Roof Insulation/Ceiling Insulation (R25 Code to R35)
Commercial | Com ¦ Room AC (w/ louvered sides) 14 SEER from 12 SEER code | 2036 | Achievable | GWh | Before Competition Groups | 0.078593 | 0 | 0 | 11447.5617 | 6.8655e-06 | 75 | Commercial_2036_Achievable_GWh_Before Competition Groups_75 | Room AC (w/ louvered sides) 14 SEER from 12 SEER code | 0.0006866% | 0 | 0.078593 | Commercial_2036_Achievable_GWh_Before Competition Groups_Room AC (w/ louvered sides) 14 SEER from 12 SEER code
Commercial | Com ¦ Room AC (w/ louvered sides) 14 SEER from 12 SEER code | 2036 | Economic | GWh | Before Competition Groups | 0.082418 | 0 | 0 | 16219.2929 | 5.0815e-06 | 80 | Commercial_2036_Economic_GWh_Before Competition Groups_80 | Room AC (w/ louvered sides) 14 SEER from 12 SEER code | 0.0005081% | 0 | 0.082418 | Commercial_2036_Economic_GWh_Before Competition Groups_Room AC (w/ louvered sides) 14 SEER from 12 SEER code
Commercial | Com ¦ Air Curtains | 2036 | Achievable | GWh | Before Competition Groups | 0.049608 | 0 | 0 | 11447.5617 | 4.3335e-06 | 76 | Commercial_2036_Achievable_GWh_Before Competition Groups_76 | Air Curtains | 0.0004333% | 0 | 0.049608 | Commercial_2036_Achievable_GWh_Before Competition Groups_Air Curtains
Commercial | Com ¦ SYNCHRONOUS BELT | 2036 | Achievable | GWh | Before Competition Groups | 0.045852 | 0 | 0 | 11447.5617 | 4.0054e-06 | 77 | Commercial_2036_Achievable_GWh_Before Competition Groups_77 | SYNCHRONOUS BELT | 0.0004005% | 0 | 0.045852 | Commercial_2036_Achievable_GWh_Before Competition Groups_SYNCHRONOUS BELT
Commercial | Com ¦ Air Curtains | 2036 | Economic | GWh | Before Competition Groups | 0.056326 | 0 | 0 | 16219.2929 | 3.4728e-06 | 81 | Commercial_2036_Economic_GWh_Before Competition Groups_81 | Air Curtains | 0.0003473% | 0 | 0.056326 | Commercial_2036_Economic_GWh_Before Competition Groups_Air Curtains
Commercial | Com ¦ VSD Air Compressor | 2036 | Economic | GWh | Before Competition Groups | 0.04991 | 0 | 0 | 16219.2929 | 3.0772e-06 | 82 | Commercial_2036_Economic_GWh_Before Competition Groups_82 | VSD Air Compressor | 0.0003077% | 0 | 0.04991 | Commercial_2036_Economic_GWh_Before Competition Groups_VSD Air Compressor
Commercial | Com ¦ VSD Air Compressor | 2036 | Achievable | GWh | Before Competition Groups | 0.035181 | 0 | 0 | 11447.5617 | 3.0732e-06 | 78 | Commercial_2036_Achievable_GWh_Before Competition Groups_78 | VSD Air Compressor | 0.0003073% | 0 | 0.035181 | Commercial_2036_Achievable_GWh_Before Competition Groups_VSD Air Compressor
Commercial | Com ¦ Exterior Photocell | 2036 | Technical | GWh | Before Competition Groups | 0.063267 | 0 | 0 | 21407.7418 | 2.9553e-06 | 97 | Commercial_2036_Technical_GWh_Before Competition Groups_97 | Exterior Photocell | 0.0002955% | 0 | 0.063267 | Commercial_2036_Technical_GWh_Before Competition Groups_Exterior Photocell
Commercial | Com ¦ High Efficiency Chiller (avg of water and air cooled) | 2036 | Achievable | GWh | Before Competition Groups | 0.033124 | 0 | 0 | 11447.5617 | 2.8935e-06 | 79 | Commercial_2036_Achievable_GWh_Before Competition Groups_79 | High Efficiency Chiller (avg of water and air cooled) | 0.0002894% | 0 | 0.033124 | Commercial_2036_Achievable_GWh_Before Competition Groups_High Efficiency Chiller (avg of water and air cooled)
Commercial | Com ¦ Air Curtains | 2036 | Technical | GWh | Before Competition Groups | 0.056326 | 0 | 0 | 21407.7418 | 2.6311e-06 | 98 | Commercial_2036_Technical_GWh_Before Competition Groups_98 | Air Curtains | 0.0002631% | 0 | 0.056326 | Commercial_2036_Technical_GWh_Before Competition Groups_Air Curtains
Commercial | Com ¦ High Efficiency Chiller (avg of water and air cooled) | 2036 | Economic | GWh | Before Competition Groups | 0.042113 | 0 | 0 | 16219.2929 | 2.5965e-06 | 83 | Commercial_2036_Economic_GWh_Before Competition Groups_83 | High Efficiency Chiller (avg of water and air cooled) | 0.0002597% | 0 | 0.042113 | Commercial_2036_Economic_GWh_Before Competition Groups_High Efficiency Chiller (avg of water and air cooled)
Commercial | Com ¦ VSD Air Compressor | 2036 | Technical | GWh | Before Competition Groups | 0.04991 | 0 | 0 | 21407.7418 | 2.3314e-06 | 99 | Commercial_2036_Technical_GWh_Before Competition Groups_99 | VSD Air Compressor | 0.0002331% | 0 | 0.04991 | Commercial_2036_Technical_GWh_Before Competition Groups_VSD Air Compressor
Commercial | Com ¦ Roof Insulation/Ceiling Insulation (R25 Code to R35) | 2036 | Achievable | GWh | Before Competition Groups | 0.005589 | 0 | 0 | 11447.5617 | 4.8823e-07 | 80 | Commercial_2036_Achievable_GWh_Before Competition Groups_80 | Roof Insulation/Ceiling Insulation (R25 Code to R35) | 4.882e-05% | 0 | 0.005589 | Commercial_2036_Achievable_GWh_Before Competition Groups_Roof Insulation/Ceiling Insulation (R25 Code to R35)
Commercial | Com ¦ High Efficiency Induction Cooking | 2036 | Technical | GWh | Before Competition Groups | 0.0085565 | 0 | 0 | 21407.7418 | 3.9969e-07 | 100 | Commercial_2036_Technical_GWh_Before Competition Groups_100 | High Efficiency Induction Cooking | 3.997e-05% | 0 | 0.0085565 | Commercial_2036_Technical_GWh_Before Competition Groups_High Efficiency Induction Cooking
Commercial | Com ¦ Electric Convection Combination Ovens | 2036 | Achievable | GWh | Before Competition Groups | 0.0032663 | 0 | 0 | 11447.5617 | 2.8532e-07 | 81 | Commercial_2036_Achievable_GWh_Before Competition Groups_81 | Electric Convection Combination Ovens | 2.853e-05% | 0 | 0.0032663 | Commercial_2036_Achievable_GWh_Before Competition Groups_Electric Convection Combination Ovens
Commercial | Com ¦ Electric Convection Combination Ovens | 2036 | Economic | GWh | Before Competition Groups | 0.0040425 | 0 | 0 | 16219.2929 | 2.4924e-07 | 84 | Commercial_2036_Economic_GWh_Before Competition Groups_84 | Electric Convection Combination Ovens | 2.492e-05% | 0 | 0.0040425 | Commercial_2036_Economic_GWh_Before Competition Groups_Electric Convection Combination Ovens
Commercial | Com ¦ Electric Convection Combination Ovens | 2036 | Technical | GWh | Before Competition Groups | 0.0040425 | 0 | 0 | 21407.7418 | 1.8883e-07 | 101 | Commercial_2036_Technical_GWh_Before Competition Groups_101 | Electric Convection Combination Ovens | 1.888e-05% | 0 | 0.0040425 | Commercial_2036_Technical_GWh_Before Competition Groups_Electric Convection Combination Ovens
Commercial | Com ¦ LLLC - Low Impact Application | 2036 | Achievable | GWh | Before Competition Groups | 7.551e-19 | 0 | 0 | 11447.5617 | 6.5962e-23 | 82 | Commercial_2036_Achievable_GWh_Before Competition Groups_82 | LLLC - Low Impact Application | 6.596e-21% | 0 | 7.551e-19 | Commercial_2036_Achievable_GWh_Before Competition Groups_LLLC - Low Impact Application
Commercial | Com ¦ LLLC - High Impact Application | 2036 | Achievable | GWh | Before Competition Groups | 3.7572e-19 | 0 | 0 | 11447.5617 | 3.2821e-23 | 83 | Commercial_2036_Achievable_GWh_Before Competition Groups_83 | LLLC - High Impact Application | 3.282e-21% | 0 | 3.7572e-19 | Commercial_2036_Achievable_GWh_Before Competition Groups_LLLC - High Impact Application
Commercial | Com ¦ Networked/Connected - High Impact Application | 2036 | Achievable | GWh | Before Competition Groups | 8.0022e-21 | 0 | 0 | 11447.5617 | 6.9903e-25 | 84 | Commercial_2036_Achievable_GWh_Before Competition Groups_84 | Networked/Connected - High Impact Application | 6.99e-23% | 0 | 8.0022e-21 | Commercial_2036_Achievable_GWh_Before Competition Groups_Networked/Connected - High Impact Application
Commercial | Com ¦ Networked/Connected - Low Impact Application | 2036 | Achievable | GWh | Before Competition Groups | 3.7409e-21 | 0 | 0 | 11447.5617 | 3.2679e-25 | 85 | Commercial_2036_Achievable_GWh_Before Competition Groups_85 | Networked/Connected - Low Impact Application | 3.268e-23% | 0 | 3.7409e-21 | Commercial_2036_Achievable_GWh_Before Competition Groups_Networked/Connected - Low Impact Application
Commercial | Com ¦ Ground Source Heat Pump | 2036 | Achievable | GWh | Before Competition Groups | 0 | 0 | 0 | 11447.5617 | 0 | 86 | Commercial_2036_Achievable_GWh_Before Competition Groups_86 | Ground Source Heat Pump | 0% | 0 | 0 | Commercial_2036_Achievable_GWh_Before Competition Groups_Ground Source Heat Pump
Commercial | Com ¦ Ground Source Heat Pump | 2036 | Economic | GWh | Before Competition Groups | 0 | 0 | 0 | 16219.2929 | 0 | 85 | Commercial_2036_Economic_GWh_Before Competition Groups_85 | Ground Source Heat Pump | 0% | 0 | 0 | Commercial_2036_Economic_GWh_Before Competition Groups_Ground Source Heat Pump
Commercial | Com ¦ High R-Value Glass Doors/no-heat glass door | 2036 | Achievable | GWh | Before Competition Groups | 0 | 0 | 0 | 11447.5617 | 0 | 87 | Commercial_2036_Achievable_GWh_Before Competition Groups_87 | High R-Value Glass Doors/no-heat glass door | 0% | 0 | 0 | Commercial_2036_Achievable_GWh_Before Competition Groups_High R-Value Glass Doors/no-heat glass door
Commercial | Com ¦ High R-Value Glass Doors/no-heat glass door | 2036 | Economic | GWh | Before Competition Groups | 0 | 0 | 0 | 16219.2929 | 0 | 86 | Commercial_2036_Economic_GWh_Before Competition Groups_86 | High R-Value Glass Doors/no-heat glass door | 0% | 0 | 0 | Commercial_2036_Economic_GWh_Before Competition Groups_High R-Value Glass Doors/no-heat glass door
Commercial | Com ¦ Refrigeration Commissioning | 2036 | Achievable | GWh | Before Competition Groups | 0 | 0 | 0 | 11447.5617 | 0 | 88 | Commercial_2036_Achievable_GWh_Before Competition Groups_88 | Refrigeration Commissioning | 0% | 0 | 0 | Commercial_2036_Achievable_GWh_Before Competition Groups_Refrigeration Commissioning
Commercial | Com ¦ Refrigeration Commissioning | 2036 | Economic | GWh | Before Competition Groups | 0 | 0 | 0 | 16219.2929 | 0 | 87 | Commercial_2036_Economic_GWh_Before Competition Groups_87 | Refrigeration Commissioning | 0% | 0 | 0 | Commercial_2036_Economic_GWh_Before Competition Groups_Refrigeration Commissioning
Commercial | Com ¦ Building Recommissioning, Operations and Maintenance (O&M) Improvements | 2037 | Economic | GWh | Before Competition Groups | 2033.8234 | 0 | 0 | 16268.6484 | 0.12501 | 1 | Commercial_2037_Economic_GWh_Before Competition Groups_1 | Building Recommissioning, Operations and Maintenance (O&M) Improvements | 12.5% | 0 | 2033.8234 | Commercial_2037_Economic_GWh_Before Competition Groups_Building Recommissioning, Operations and Maintenance (O&M) Improvements
Commercial | Com ¦ LED Low/High Bay | 2037 | Achievable | GWh | Before Competition Groups | 1236.3179 | 0 | 0 | 11963.7026 | 0.10334 | 1 | Commercial_2037_Achievable_GWh_Before Competition Groups_1 | LED Low/High Bay | 10.33% | 0 | 1236.3179 | Commercial_2037_Achievable_GWh_Before Competition Groups_LED Low/High Bay
Commercial | Com ¦ Building Recommissioning, Operations and Maintenance (O&M) Improvements | 2037 | Achievable | GWh | Before Competition Groups | 1214.6462 | 0 | 0 | 11963.7026 | 0.10153 | 2 | Commercial_2037_Achievable_GWh_Before Competition Groups_2 | Building Recommissioning, Operations and Maintenance (O&M) Improvements | 10.15% | 0 | 1214.6462 | Commercial_2037_Achievable_GWh_Before Competition Groups_Building Recommissioning, Operations and Maintenance (O&M) Improvements
Commercial | Com ¦ Building Recommissioning, Operations and Maintenance (O&M) Improvements | 2037 | Technical | GWh | Before Competition Groups | 2033.8234 | 0 | 0 | 21499.3983 | 0.094599 | 1 | Commercial_2037_Technical_GWh_Before Competition Groups_1 | Building Recommissioning, Operations and Maintenance (O&M) Improvements | 9.46% | 0 | 2033.8234 | Commercial_2037_Technical_GWh_Before Competition Groups_Building Recommissioning, Operations and Maintenance (O&M) Improvements
Commercial | Com ¦ LED Troffer/Surface/Suspended | 2037 | Achievable | GWh | Before Competition Groups | 1050.4935 | 0 | 0 | 11963.7026 | 0.087807 | 3 | Commercial_2037_Achievable_GWh_Before Competition Groups_3 | LED Troffer/Surface/Suspended | 8.781% | 0 | 1050.4935 | Commercial_2037_Achievable_GWh_Before Competition Groups_LED Troffer/Surface/Suspended
Commercial | Com ¦ ENERGY STAR LED LAMPS (REFLECTOR LAMPs/MR16/PAR 16) | 2037 | Achievable | GWh | Before Competition Groups | 1013.2892 | 0 | 0 | 11963.7026 | 0.084697 | 4 | Commercial_2037_Achievable_GWh_Before Competition Groups_4 | ENERGY STAR LED LAMPS (REFLECTOR LAMPs/MR16/PAR 16) | 8.47% | 0 | 1013.2892 | Commercial_2037_Achievable_GWh_Before Competition Groups_ENERGY STAR LED LAMPS (REFLECTOR LAMPs/MR16/PAR 16)
Commercial | Com ¦ Central Lighting Control System | 2037 | Technical | GWh | Before Competition Groups | 1770.4537 | 0 | 0 | 21499.3983 | 0.082349 | 2 | Commercial_2037_Technical_GWh_Before Competition Groups_2 | Central Lighting Control System | 8.235% | 0 | 1770.4537 | Commercial_2037_Technical_GWh_Before Competition Groups_Central Lighting Control System
Commercial | Com ¦ LED Low/High Bay | 2037 | Economic | GWh | Before Competition Groups | 1227.3357 | 0 | 0 | 16268.6484 | 0.075442 | 2 | Commercial_2037_Economic_GWh_Before Competition Groups_2 | LED Low/High Bay | 7.544% | 0 | 1227.3357 | Commercial_2037_Economic_GWh_Before Competition Groups_LED Low/High Bay
Commercial | Com ¦ ENERGY STAR LED LAMPS (REFLECTOR LAMPs/MR16/PAR 16) | 2037 | Economic | GWh | Before Competition Groups | 1049.2773 | 0 | 0 | 16268.6484 | 0.064497 | 3 | Commercial_2037_Economic_GWh_Before Competition Groups_3 | ENERGY STAR LED LAMPS (REFLECTOR LAMPs/MR16/PAR 16) | 6.45% | 0 | 1049.2773 | Commercial_2037_Economic_GWh_Before Competition Groups_ENERGY STAR LED LAMPS (REFLECTOR LAMPs/MR16/PAR 16)
Commercial | Com ¦ LED Troffer/Surface/Suspended | 2037 | Economic | GWh | Before Competition Groups | 984.3017 | 0 | 0 | 16268.6484 | 0.060503 | 4 | Commercial_2037_Economic_GWh_Before Competition Groups_4 | LED Troffer/Surface/Suspended | 6.05% | 0 | 984.3017 | Commercial_2037_Economic_GWh_Before Competition Groups_LED Troffer/Surface/Suspended
Commercial | Com ¦ LED Low/High Bay | 2037 | Technical | GWh | Before Competition Groups | 1227.3357 | 0 | 0 | 21499.3983 | 0.057087 | 3 | Commercial_2037_Technical_GWh_Before Competition Groups_3 | LED Low/High Bay | 5.709% | 0 | 1227.3357 | Commercial_2037_Technical_GWh_Before Competition Groups_LED Low/High Bay
Commercial | Com ¦ Education and Capacity Building/Energy Behavior | 2037 | Achievable | GWh | Before Competition Groups | 680.6878 | 0 | 0 | 11963.7026 | 0.056896 | 5 | Commercial_2037_Achievable_GWh_Before Competition Groups_5 | Education and Capacity Building/Energy Behavior | 5.69% | 0 | 680.6878 | Commercial_2037_Achievable_GWh_Before Competition Groups_Education and Capacity Building/Energy Behavior
Commercial | Com ¦ LED EXTERIOR AREA LIGHTS - LED fixture (200W) | 2037 | Achievable | GWh | Before Competition Groups | 620.3515 | 0 | 0 | 11963.7026 | 0.051853 | 6 | Commercial_2037_Achievable_GWh_Before Competition Groups_6 | LED EXTERIOR AREA LIGHTS - LED fixture (200W) | 5.185% | 0 | 620.3515 | Commercial_2037_Achievable_GWh_Before Competition Groups_LED EXTERIOR AREA LIGHTS - LED fixture (200W)
Commercial | Com ¦ LLLC - High Impact Application | 2037 | Economic | GWh | Before Competition Groups | 842.7575 | 0 | 0 | 16268.6484 | 0.051803 | 5 | Commercial_2037_Economic_GWh_Before Competition Groups_5 | LLLC - High Impact Application | 5.18% | 0 | 842.7575 | Commercial_2037_Economic_GWh_Before Competition Groups_LLLC - High Impact Application
Commercial | Com ¦ ENERGY STAR LED LAMPS (REFLECTOR LAMPs/MR16/PAR 16) | 2037 | Technical | GWh | Before Competition Groups | 1062.092 | 0 | 0 | 21499.3983 | 0.049401 | 4 | Commercial_2037_Technical_GWh_Before Competition Groups_4 | ENERGY STAR LED LAMPS (REFLECTOR LAMPs/MR16/PAR 16) | 4.94% | 0 | 1062.092 | Commercial_2037_Technical_GWh_Before Competition Groups_ENERGY STAR LED LAMPS (REFLECTOR LAMPs/MR16/PAR 16)
Commercial | Com ¦ LED parking lot fixture | 2037 | Achievable | GWh | Before Competition Groups | 587.9679 | 0 | 0 | 11963.7026 | 0.049146 | 7 | Commercial_2037_Achievable_GWh_Before Competition Groups_7 | LED parking lot fixture | 4.915% | 0 | 587.9679 | Commercial_2037_Achievable_GWh_Before Competition Groups_LED parking lot fixture
Commercial | Com ¦ Furnace Tune-Up | 2037 | Achievable | GWh | Before Competition Groups | 584.4374 | 0 | 0 | 11963.7026 | 0.048851 | 8 | Commercial_2037_Achievable_GWh_Before Competition Groups_8 | Furnace Tune-Up | 4.885% | 0 | 584.4374 | Commercial_2037_Achievable_GWh_Before Competition Groups_Furnace Tune-Up
Commercial | Com ¦ LED Replacement Lamp (Tube) | 2037 | Achievable | GWh | Before Competition Groups | 571.3916 | 0 | 0 | 11963.7026 | 0.04776 | 9 | Commercial_2037_Achievable_GWh_Before Competition Groups_9 | LED Replacement Lamp (Tube) | 4.776% | 0 | 571.3916 | Commercial_2037_Achievable_GWh_Before Competition Groups_LED Replacement Lamp (Tube)
Commercial | Com ¦ Education and Capacity Building/Energy Behavior | 2037 | Economic | GWh | Before Competition Groups | 758.8693 | 0 | 0 | 16268.6484 | 0.046646 | 6 | Commercial_2037_Economic_GWh_Before Competition Groups_6 | Education and Capacity Building/Energy Behavior | 4.665% | 0 | 758.8693 | Commercial_2037_Economic_GWh_Before Competition Groups_Education and Capacity Building/Energy Behavior
Commercial | Com ¦ LED Troffer/Surface/Suspended | 2037 | Technical | GWh | Before Competition Groups | 984.3017 | 0 | 0 | 21499.3983 | 0.045783 | 5 | Commercial_2037_Technical_GWh_Before Competition Groups_5 | LED Troffer/Surface/Suspended | 4.578% | 0 | 984.3017 | Commercial_2037_Technical_GWh_Before Competition Groups_LED Troffer/Surface/Suspended
Commercial | Com ¦ LED Replacement Lamp (Tube) | 2037 | Economic | GWh | Before Competition Groups | 686.1379 | 0 | 0 | 16268.6484 | 0.042175 | 7 | Commercial_2037_Economic_GWh_Before Competition Groups_7 | LED Replacement Lamp (Tube) | 4.218% | 0 | 686.1379 | Commercial_2037_Economic_GWh_Before Competition Groups_LED Replacement Lamp (Tube)
Commercial | Com ¦ LED EXTERIOR AREA LIGHTS - LED fixture (200W) | 2037 | Economic | GWh | Before Competition Groups | 657.3207 | 0 | 0 | 16268.6484 | 0.040404 | 8 | Commercial_2037_Economic_GWh_Before Competition Groups_8 | LED EXTERIOR AREA LIGHTS - LED fixture (200W) | 4.04% | 0 | 657.3207 | Commercial_2037_Economic_GWh_Before Competition Groups_LED EXTERIOR AREA LIGHTS - LED fixture (200W)
Commercial | Com ¦ LLLC - Low Impact Application | 2037 | Technical | GWh | Before Competition Groups | 848.0259 | 0 | 0 | 21499.3983 | 0.039444 | 6 | Commercial_2037_Technical_GWh_Before Competition Groups_6 | LLLC - Low Impact Application | 3.944% | 0 | 848.0259 | Commercial_2037_Technical_GWh_Before Competition Groups_LLLC - Low Impact Application
Commercial | Com ¦ High Efficiency Air Source Heat Pump | 2037 | Economic | GWh | Before Competition Groups | 638.303 | 0 | 0 | 16268.6484 | 0.039235 | 9 | Commercial_2037_Economic_GWh_Before Competition Groups_9 | High Efficiency Air Source Heat Pump | 3.924% | 0 | 638.303 | Commercial_2037_Economic_GWh_Before Competition Groups_High Efficiency Air Source Heat Pump
Commercial | Com ¦ LLLC - High Impact Application | 2037 | Technical | GWh | Before Competition Groups | 842.7575 | 0 | 0 | 21499.3983 | 0.039199 | 7 | Commercial_2037_Technical_GWh_Before Competition Groups_7 | LLLC - High Impact Application | 3.92% | 0 | 842.7575 | Commercial_2037_Technical_GWh_Before Competition Groups_LLLC - High Impact Application
Commercial | Com ¦ LED parking lot fixture | 2037 | Economic | GWh | Before Competition Groups | 620.4873 | 0 | 0 | 16268.6484 | 0.03814 | 10 | Commercial_2037_Economic_GWh_Before Competition Groups_10 | LED parking lot fixture | 3.814% | 0 | 620.4873 | Commercial_2037_Economic_GWh_Before Competition Groups_LED parking lot fixture
Commercial | Com ¦ LLLC - Low Impact Application | 2037 | Economic | GWh | Before Competition Groups | 619.4643 | 0 | 0 | 16268.6484 | 0.038077 | 11 | Commercial_2037_Economic_GWh_Before Competition Groups_11 | LLLC - Low Impact Application | 3.808% | 0 | 619.4643 | Commercial_2037_Economic_GWh_Before Competition Groups_LLLC - Low Impact Application
Commercial | Com ¦ Networked/Connected - High Impact Application | 2037 | Technical | GWh | Before Competition Groups | 761.7271 | 0 | 0 | 21499.3983 | 0.03543 | 8 | Commercial_2037_Technical_GWh_Before Competition Groups_8 | Networked/Connected - High Impact Application | 3.543% | 0 | 761.7271 | Commercial_2037_Technical_GWh_Before Competition Groups_Networked/Connected - High Impact Application
Commercial | Com ¦ Education and Capacity Building/Energy Behavior | 2037 | Technical | GWh | Before Competition Groups | 758.8693 | 0 | 0 | 21499.3983 | 0.035297 | 9 | Commercial_2037_Technical_GWh_Before Competition Groups_9 | Education and Capacity Building/Energy Behavior | 3.53% | 0 | 758.8693 | Commercial_2037_Technical_GWh_Before Competition Groups_Education and Capacity Building/Energy Behavior
Commercial | Com ¦ Networked/Connected - High Impact Application | 2037 | Economic | GWh | Before Competition Groups | 573.1325 | 0 | 0 | 16268.6484 | 0.035229 | 12 | Commercial_2037_Economic_GWh_Before Competition Groups_12 | Networked/Connected - High Impact Application | 3.523% | 0 | 573.1325 | Commercial_2037_Economic_GWh_Before Competition Groups_Networked/Connected - High Impact Application
Commercial | Com ¦ Networked/Connected - Low Impact Application | 2037 | Technical | GWh | Before Competition Groups | 729.1259 | 0 | 0 | 21499.3983 | 0.033914 | 10 | Commercial_2037_Technical_GWh_Before Competition Groups_10 | Networked/Connected - Low Impact Application | 3.391% | 0 | 729.1259 | Commercial_2037_Technical_GWh_Before Competition Groups_Networked/Connected - Low Impact Application
Commercial | Com ¦ Furnace Tune-Up | 2037 | Economic | GWh | Before Competition Groups | 538.2068 | 0 | 0 | 16268.6484 | 0.033082 | 13 | Commercial_2037_Economic_GWh_Before Competition Groups_13 | Furnace Tune-Up | 3.308% | 0 | 538.2068 | Commercial_2037_Economic_GWh_Before Competition Groups_Furnace Tune-Up
Commercial | Com ¦ LED street light fixture | 2037 | Achievable | GWh | Before Competition Groups | 386.5694 | 0 | 0 | 11963.7026 | 0.032312 | 10 | Commercial_2037_Achievable_GWh_Before Competition Groups_10 | LED street light fixture | 3.231% | 0 | 386.5694 | Commercial_2037_Achievable_GWh_Before Competition Groups_LED street light fixture
Commercial | Com ¦ LED Replacement Lamp (Tube) | 2037 | Technical | GWh | Before Competition Groups | 686.1379 | 0 | 0 | 21499.3983 | 0.031914 | 11 | Commercial_2037_Technical_GWh_Before Competition Groups_11 | LED Replacement Lamp (Tube) | 3.191% | 0 | 686.1379 | Commercial_2037_Technical_GWh_Before Competition Groups_LED Replacement Lamp (Tube)
Commercial | Com ¦ LED EXTERIOR AREA LIGHTS - LED fixture (200W) | 2037 | Technical | GWh | Before Competition Groups | 657.3207 | 0 | 0 | 21499.3983 | 0.030574 | 12 | Commercial_2037_Technical_GWh_Before Competition Groups_12 | LED EXTERIOR AREA LIGHTS - LED fixture (200W) | 3.057% | 0 | 657.3207 | Commercial_2037_Technical_GWh_Before Competition Groups_LED EXTERIOR AREA LIGHTS - LED fixture (200W)
Commercial | Com ¦ High Efficiency Air Source Heat Pump | 2037 | Technical | GWh | Before Competition Groups | 638.303 | 0 | 0 | 21499.3983 | 0.029689 | 13 | Commercial_2037_Technical_GWh_Before Competition Groups_13 | High Efficiency Air Source Heat Pump | 2.969% | 0 | 638.303 | Commercial_2037_Technical_GWh_Before Competition Groups_High Efficiency Air Source Heat Pump
Commercial | Com ¦ LED parking lot fixture | 2037 | Technical | GWh | Before Competition Groups | 620.4873 | 0 | 0 | 21499.3983 | 0.028861 | 14 | Commercial_2037_Technical_GWh_Before Competition Groups_14 | LED parking lot fixture | 2.886% | 0 | 620.4873 | Commercial_2037_Technical_GWh_Before Competition Groups_LED parking lot fixture
Commercial | Com ¦ Smart Strip Plug Outlets | 2037 | Technical | GWh | Before Competition Groups | 595.2867 | 0 | 0 | 21499.3983 | 0.027689 | 15 | Commercial_2037_Technical_GWh_Before Competition Groups_15 | Smart Strip Plug Outlets | 2.769% | 0 | 595.2867 | Commercial_2037_Technical_GWh_Before Competition Groups_Smart Strip Plug Outlets
Commercial | Com ¦ LED street light fixture | 2037 | Economic | GWh | Before Competition Groups | 412.737 | 0 | 0 | 16268.6484 | 0.02537 | 14 | Commercial_2037_Economic_GWh_Before Competition Groups_14 | LED street light fixture | 2.537% | 0 | 412.737 | Commercial_2037_Economic_GWh_Before Competition Groups_LED street light fixture
Commercial | Com ¦ Furnace Tune-Up | 2037 | Technical | GWh | Before Competition Groups | 538.2068 | 0 | 0 | 21499.3983 | 0.025034 | 16 | Commercial_2037_Technical_GWh_Before Competition Groups_16 | Furnace Tune-Up | 2.503% | 0 | 538.2068 | Commercial_2037_Technical_GWh_Before Competition Groups_Furnace Tune-Up
Commercial | Com ¦ Refrigerated Display Case Doors | 2037 | Achievable | GWh | Before Competition Groups | 280.8246 | 0 | 0 | 11963.7026 | 0.023473 | 11 | Commercial_2037_Achievable_GWh_Before Competition Groups_11 | Refrigerated Display Case Doors | 2.347% | 0 | 280.8246 | Commercial_2037_Achievable_GWh_Before Competition Groups_Refrigerated Display Case Doors
Commercial | Com ¦ Variable Refrigerant Flow Heat Pump | 2037 | Technical | GWh | Before Competition Groups | 499.1721 | 0 | 0 | 21499.3983 | 0.023218 | 17 | Commercial_2037_Technical_GWh_Before Competition Groups_17 | Variable Refrigerant Flow Heat Pump | 2.322% | 0 | 499.1721 | Commercial_2037_Technical_GWh_Before Competition Groups_Variable Refrigerant Flow Heat Pump
Commercial | Com ¦ Refrigerated Display Case Doors | 2037 | Economic | GWh | Before Competition Groups | 351.7853 | 0 | 0 | 16268.6484 | 0.021624 | 15 | Commercial_2037_Economic_GWh_Before Competition Groups_15 | Refrigerated Display Case Doors | 2.162% | 0 | 351.7853 | Commercial_2037_Economic_GWh_Before Competition Groups_Refrigerated Display Case Doors
Commercial | Com ¦ Advanced BAS/Controllers | 2037 | Economic | GWh | Before Competition Groups | 343.28 | 0 | 0 | 16268.6484 | 0.021101 | 16 | Commercial_2037_Economic_GWh_Before Competition Groups_16 | Advanced BAS/Controllers | 2.11% | 0 | 343.28 | Commercial_2037_Economic_GWh_Before Competition Groups_Advanced BAS/Controllers
Commercial | Com ¦ Reach-in Shaded Pole to ECM/PSC Evaporator Fan Motor | 2037 | Achievable | GWh | Before Competition Groups | 251.5274 | 0 | 0 | 11963.7026 | 0.021024 | 12 | Commercial_2037_Achievable_GWh_Before Competition Groups_12 | Reach-in Shaded Pole to ECM/PSC Evaporator Fan Motor | 2.102% | 0 | 251.5274 | Commercial_2037_Achievable_GWh_Before Competition Groups_Reach-in Shaded Pole to ECM/PSC Evaporator Fan Motor
Commercial | Com ¦ Strip Curtains | 2037 | Achievable | GWh | Before Competition Groups | 248.0543 | 0 | 0 | 11963.7026 | 0.020734 | 13 | Commercial_2037_Achievable_GWh_Before Competition Groups_13 | Strip Curtains | 2.073% | 0 | 248.0543 | Commercial_2037_Achievable_GWh_Before Competition Groups_Strip Curtains
Commercial | Com ¦ Data Center Storage/Server Virtualization | 2037 | Achievable | GWh | Before Competition Groups | 247.4239 | 0 | 0 | 11963.7026 | 0.020681 | 14 | Commercial_2037_Achievable_GWh_Before Competition Groups_14 | Data Center Storage/Server Virtualization | 2.068% | 0 | 247.4239 | Commercial_2037_Achievable_GWh_Before Competition Groups_Data Center Storage/Server Virtualization
Commercial | Com ¦ Refrigerated Display Case Doors | 2037 | Technical | GWh | Before Competition Groups | 437.7632 | 0 | 0 | 21499.3983 | 0.020362 | 18 | Commercial_2037_Technical_GWh_Before Competition Groups_18 | Refrigerated Display Case Doors | 2.036% | 0 | 437.7632 | Commercial_2037_Technical_GWh_Before Competition Groups_Refrigerated Display Case Doors
Commercial | Com ¦ High Efficiency Air Source Heat Pump | 2037 | Achievable | GWh | Before Competition Groups | 242.1872 | 0 | 0 | 11963.7026 | 0.020243 | 15 | Commercial_2037_Achievable_GWh_Before Competition Groups_15 | High Efficiency Air Source Heat Pump | 2.024% | 0 | 242.1872 | Commercial_2037_Achievable_GWh_Before Competition Groups_High Efficiency Air Source Heat Pump
Commercial | Com ¦ Demand Control Ventilation | 2037 | Achievable | GWh | Before Competition Groups | 240.0495 | 0 | 0 | 11963.7026 | 0.020065 | 16 | Commercial_2037_Achievable_GWh_Before Competition Groups_16 | Demand Control Ventilation | 2.006% | 0 | 240.0495 | Commercial_2037_Achievable_GWh_Before Competition Groups_Demand Control Ventilation
Commercial | Com ¦ Demand Control Ventilation | 2037 | Economic | GWh | Before Competition Groups | 325.944 | 0 | 0 | 16268.6484 | 0.020035 | 17 | Commercial_2037_Economic_GWh_Before Competition Groups_17 | Demand Control Ventilation | 2.004% | 0 | 325.944 | Commercial_2037_Economic_GWh_Before Competition Groups_Demand Control Ventilation
Commercial | Com ¦ Reach-in Shaded Pole to ECM/PSC Evaporator Fan Motor | 2037 | Economic | GWh | Before Competition Groups | 325.4641 | 0 | 0 | 16268.6484 | 0.020006 | 18 | Commercial_2037_Economic_GWh_Before Competition Groups_18 | Reach-in Shaded Pole to ECM/PSC Evaporator Fan Motor | 2.001% | 0 | 325.4641 | Commercial_2037_Economic_GWh_Before Competition Groups_Reach-in Shaded Pole to ECM/PSC Evaporator Fan Motor
Commercial | Com ¦ Data Center Storage/Server Virtualization | 2037 | Economic | GWh | Before Competition Groups | 314.8416 | 0 | 0 | 16268.6484 | 0.019353 | 19 | Commercial_2037_Economic_GWh_Before Competition Groups_19 | Data Center Storage/Server Virtualization | 1.935% | 0 | 314.8416 | Commercial_2037_Economic_GWh_Before Competition Groups_Data Center Storage/Server Virtualization
Commercial | Com ¦ LED street light fixture | 2037 | Technical | GWh | Before Competition Groups | 412.737 | 0 | 0 | 21499.3983 | 0.019198 | 19 | Commercial_2037_Technical_GWh_Before Competition Groups_19 | LED street light fixture | 1.92% | 0 | 412.737 | Commercial_2037_Technical_GWh_Before Competition Groups_LED street light fixture
Commercial | Com ¦ Advanced BAS/Controllers | 2037 | Achievable | GWh | Before Competition Groups | 221.1138 | 0 | 0 | 11963.7026 | 0.018482 | 17 | Commercial_2037_Achievable_GWh_Before Competition Groups_17 | Advanced BAS/Controllers | 1.848% | 0 | 221.1138 | Commercial_2037_Achievable_GWh_Before Competition Groups_Advanced BAS/Controllers
Commercial | Com ¦ Variable Frequency Drive (VFD) | 2037 | Achievable | GWh | Before Competition Groups | 196.0408 | 0 | 0 | 11963.7026 | 0.016386 | 18 | Commercial_2037_Achievable_GWh_Before Competition Groups_18 | Variable Frequency Drive (VFD) | 1.639% | 0 | 196.0408 | Commercial_2037_Achievable_GWh_Before Competition Groups_Variable Frequency Drive (VFD)
Commercial | Com ¦ Advanced BAS/Controllers | 2037 | Technical | GWh | Before Competition Groups | 343.28 | 0 | 0 | 21499.3983 | 0.015967 | 20 | Commercial_2037_Technical_GWh_Before Competition Groups_20 | Advanced BAS/Controllers | 1.597% | 0 | 343.28 | Commercial_2037_Technical_GWh_Before Competition Groups_Advanced BAS/Controllers
Commercial | Com ¦ Strip Curtains | 2037 | Economic | GWh | Before Competition Groups | 254.9614 | 0 | 0 | 16268.6484 | 0.015672 | 20 | Commercial_2037_Economic_GWh_Before Competition Groups_20 | Strip Curtains | 1.567% | 0 | 254.9614 | Commercial_2037_Economic_GWh_Before Competition Groups_Strip Curtains
Commercial | Com ¦ Demand Control Ventilation | 2037 | Technical | GWh | Before Competition Groups | 331.4543 | 0 | 0 | 21499.3983 | 0.015417 | 21 | Commercial_2037_Technical_GWh_Before Competition Groups_21 | Demand Control Ventilation | 1.542% | 0 | 331.4543 | Commercial_2037_Technical_GWh_Before Competition Groups_Demand Control Ventilation
Commercial | Com ¦ VFD on Pumps | 2037 | Achievable | GWh | Before Competition Groups | 184.192 | 0 | 0 | 11963.7026 | 0.015396 | 19 | Commercial_2037_Achievable_GWh_Before Competition Groups_19 | VFD on Pumps | 1.54% | 0 | 184.192 | Commercial_2037_Achievable_GWh_Before Competition Groups_VFD on Pumps
Commercial | Com ¦ Reach-in Shaded Pole to ECM/PSC Evaporator Fan Motor | 2037 | Technical | GWh | Before Competition Groups | 325.4641 | 0 | 0 | 21499.3983 | 0.015138 | 22 | Commercial_2037_Technical_GWh_Before Competition Groups_22 | Reach-in Shaded Pole to ECM/PSC Evaporator Fan Motor | 1.514% | 0 | 325.4641 | Commercial_2037_Technical_GWh_Before Competition Groups_Reach-in Shaded Pole to ECM/PSC Evaporator Fan Motor
Commercial | Com ¦ Centrally controlled desktop PC/NETWORK PC POWER MANAGEMENT SOFTWARE | 2037 | Achievable | GWh | Before Competition Groups | 179.9206 | 0 | 0 | 11963.7026 | 0.015039 | 20 | Commercial_2037_Achievable_GWh_Before Competition Groups_20 | Centrally controlled desktop PC/NETWORK PC POWER MANAGEMENT SOFTWARE | 1.504% | 0 | 179.9206 | Commercial_2037_Achievable_GWh_Before Competition Groups_Centrally controlled desktop PC/NETWORK PC POWER MANAGEMENT SOFTWARE
Commercial | Com ¦ Data Center Storage/Server Virtualization | 2037 | Technical | GWh | Before Competition Groups | 314.8416 | 0 | 0 | 21499.3983 | 0.014644 | 23 | Commercial_2037_Technical_GWh_Before Competition Groups_23 | Data Center Storage/Server Virtualization | 1.464% | 0 | 314.8416 | Commercial_2037_Technical_GWh_Before Competition Groups_Data Center Storage/Server Virtualization
Commercial | Com ¦ LED or Equivalent Sign Lighting | 2037 | Achievable | GWh | Before Competition Groups | 165.8812 | 0 | 0 | 11963.7026 | 0.013865 | 21 | Commercial_2037_Achievable_GWh_Before Competition Groups_21 | LED or Equivalent Sign Lighting | 1.387% | 0 | 165.8812 | Commercial_2037_Achievable_GWh_Before Competition Groups_LED or Equivalent Sign Lighting
Commercial | Com ¦ Centrally controlled desktop PC/NETWORK PC POWER MANAGEMENT SOFTWARE | 2037 | Economic | GWh | Before Competition Groups | 208.3152 | 0 | 0 | 16268.6484 | 0.012805 | 21 | Commercial_2037_Economic_GWh_Before Competition Groups_21 | Centrally controlled desktop PC/NETWORK PC POWER MANAGEMENT SOFTWARE | 1.28% | 0 | 208.3152 | Commercial_2037_Economic_GWh_Before Competition Groups_Centrally controlled desktop PC/NETWORK PC POWER MANAGEMENT SOFTWARE
Commercial | Com ¦ Strip Curtains | 2037 | Technical | GWh | Before Competition Groups | 254.9614 | 0 | 0 | 21499.3983 | 0.011859 | 24 | Commercial_2037_Technical_GWh_Before Competition Groups_24 | Strip Curtains | 1.186% | 0 | 254.9614 | Commercial_2037_Technical_GWh_Before Competition Groups_Strip Curtains
Commercial | Com ¦ Adaptive Thermostats | 2037 | Achievable | GWh | Before Competition Groups | 137.5387 | 0 | 0 | 11963.7026 | 0.011496 | 22 | Commercial_2037_Achievable_GWh_Before Competition Groups_22 | Adaptive Thermostats | 1.15% | 0 | 137.5387 | Commercial_2037_Achievable_GWh_Before Competition Groups_Adaptive Thermostats
Commercial | Com ¦ Variable Frequency Drive (VFD) | 2037 | Economic | GWh | Before Competition Groups | 180.2737 | 0 | 0 | 16268.6484 | 0.011081 | 22 | Commercial_2037_Economic_GWh_Before Competition Groups_22 | Variable Frequency Drive (VFD) | 1.108% | 0 | 180.2737 | Commercial_2037_Economic_GWh_Before Competition Groups_Variable Frequency Drive (VFD)
Commercial | Com ¦ LED or Equivalent Sign Lighting | 2037 | Economic | GWh | Before Competition Groups | 177.1312 | 0 | 0 | 16268.6484 | 0.010888 | 23 | Commercial_2037_Economic_GWh_Before Competition Groups_23 | LED or Equivalent Sign Lighting | 1.089% | 0 | 177.1312 | Commercial_2037_Economic_GWh_Before Competition Groups_LED or Equivalent Sign Lighting
Commercial | Com ¦ VFD on Pumps | 2037 | Economic | GWh | Before Competition Groups | 169.4822 | 0 | 0 | 16268.6484 | 0.010418 | 24 | Commercial_2037_Economic_GWh_Before Competition Groups_24 | VFD on Pumps | 1.042% | 0 | 169.4822 | Commercial_2037_Economic_GWh_Before Competition Groups_VFD on Pumps
Commercial | Com ¦ Air Handler with Dedicated Outdoor Air Systems | 2037 | Achievable | GWh | Before Competition Groups | 123.3258 | 0 | 0 | 11963.7026 | 0.010308 | 23 | Commercial_2037_Achievable_GWh_Before Competition Groups_23 | Air Handler with Dedicated Outdoor Air Systems | 1.031% | 0 | 123.3258 | Commercial_2037_Achievable_GWh_Before Competition Groups_Air Handler with Dedicated Outdoor Air Systems
Commercial | Com ¦ Door Gasket Freezer/Refrigerator | 2037 | Technical | GWh | Before Competition Groups | 208.895 | 0 | 0 | 21499.3983 | 0.0097163 | 25 | Commercial_2037_Technical_GWh_Before Competition Groups_25 | Door Gasket Freezer/Refrigerator | 0.9716% | 0 | 208.895 | Commercial_2037_Technical_GWh_Before Competition Groups_Door Gasket Freezer/Refrigerator
Commercial | Com ¦ Centrally controlled desktop PC/NETWORK PC POWER MANAGEMENT SOFTWARE | 2037 | Technical | GWh | Before Competition Groups | 208.3152 | 0 | 0 | 21499.3983 | 0.0096894 | 26 | Commercial_2037_Technical_GWh_Before Competition Groups_26 | Centrally controlled desktop PC/NETWORK PC POWER MANAGEMENT SOFTWARE | 0.9689% | 0 | 208.3152 | Commercial_2037_Technical_GWh_Before Competition Groups_Centrally controlled desktop PC/NETWORK PC POWER MANAGEMENT SOFTWARE
Commercial | Com ¦ Adaptive Thermostats | 2037 | Economic | GWh | Before Competition Groups | 147.7054 | 0 | 0 | 16268.6484 | 0.0090791 | 25 | Commercial_2037_Economic_GWh_Before Competition Groups_25 | Adaptive Thermostats | 0.9079% | 0 | 147.7054 | Commercial_2037_Economic_GWh_Before Competition Groups_Adaptive Thermostats
Commercial | Com ¦ Unitary Air-Conditioning Unit | 2037 | Technical | GWh | Before Competition Groups | 191.338 | 0 | 0 | 21499.3983 | 0.0088997 | 27 | Commercial_2037_Technical_GWh_Before Competition Groups_27 | Unitary Air-Conditioning Unit | 0.89% | 0 | 191.338 | Commercial_2037_Technical_GWh_Before Competition Groups_Unitary Air-Conditioning Unit
Commercial | Com ¦ Air Handler with Dedicated Outdoor Air Systems | 2037 | Economic | GWh | Before Competition Groups | 140.6914 | 0 | 0 | 16268.6484 | 0.008648 | 26 | Commercial_2037_Economic_GWh_Before Competition Groups_26 | Air Handler with Dedicated Outdoor Air Systems | 0.8648% | 0 | 140.6914 | Commercial_2037_Economic_GWh_Before Competition Groups_Air Handler with Dedicated Outdoor Air Systems
Commercial | Com ¦ Variable Frequency Drive (VFD) | 2037 | Technical | GWh | Before Competition Groups | 180.2737 | 0 | 0 | 21499.3983 | 0.0083851 | 28 | Commercial_2037_Technical_GWh_Before Competition Groups_28 | Variable Frequency Drive (VFD) | 0.8385% | 0 | 180.2737 | Commercial_2037_Technical_GWh_Before Competition Groups_Variable Frequency Drive (VFD)
Commercial | Com ¦ LED or Equivalent Sign Lighting | 2037 | Technical | GWh | Before Competition Groups | 177.1312 | 0 | 0 | 21499.3983 | 0.0082389 | 29 | Commercial_2037_Technical_GWh_Before Competition Groups_29 | LED or Equivalent Sign Lighting | 0.8239% | 0 | 177.1312 | Commercial_2037_Technical_GWh_Before Competition Groups_LED or Equivalent Sign Lighting
Commercial | Com ¦ Unitary Air-Conditioning Unit | 2037 | Achievable | GWh | Before Competition Groups | 97.3581 | 0 | 0 | 11963.7026 | 0.0081378 | 24 | Commercial_2037_Achievable_GWh_Before Competition Groups_24 | Unitary Air-Conditioning Unit | 0.8138% | 0 | 97.3581 | Commercial_2037_Achievable_GWh_Before Competition Groups_Unitary Air-Conditioning Unit
Commercial | Com ¦ VFD on Pumps | 2037 | Technical | GWh | Before Competition Groups | 169.4822 | 0 | 0 | 21499.3983 | 0.0078831 | 30 | Commercial_2037_Technical_GWh_Before Competition Groups_30 | VFD on Pumps | 0.7883% | 0 | 169.4822 | Commercial_2037_Technical_GWh_Before Competition Groups_VFD on Pumps
Commercial | Com ¦ ECM MOTORS FOR EVAPORATOR FANS for refrigeration (WALK-IN) | 2037 | Achievable | GWh | Before Competition Groups | 91.7418 | 0 | 0 | 11963.7026 | 0.0076683 | 25 | Commercial_2037_Achievable_GWh_Before Competition Groups_25 | ECM MOTORS FOR EVAPORATOR FANS for refrigeration (WALK-IN) | 0.7668% | 0 | 91.7418 | Commercial_2037_Achievable_GWh_Before Competition Groups_ECM MOTORS FOR EVAPORATOR FANS for refrigeration (WALK-IN)
Commercial | Com ¦ Variable Refrigerant Flow Heat Pump | 2037 | Achievable | GWh | Before Competition Groups | 90.1965 | 0 | 0 | 11963.7026 | 0.0075392 | 26 | Commercial_2037_Achievable_GWh_Before Competition Groups_26 | Variable Refrigerant Flow Heat Pump | 0.7539% | 0 | 90.1965 | Commercial_2037_Achievable_GWh_Before Competition Groups_Variable Refrigerant Flow Heat Pump
Commercial | Com ¦ Refrigeration Optimization | 2037 | Technical | GWh | Before Competition Groups | 160.8118 | 0 | 0 | 21499.3983 | 0.0074798 | 31 | Commercial_2037_Technical_GWh_Before Competition Groups_31 | Refrigeration Optimization | 0.748% | 0 | 160.8118 | Commercial_2037_Technical_GWh_Before Competition Groups_Refrigeration Optimization
Commercial | Com ¦ Condensing Unit Heaters or other Efficient Unit Heating System | 2037 | Achievable | GWh | Before Competition Groups | 88.668 | 0 | 0 | 11963.7026 | 0.0074114 | 27 | Commercial_2037_Achievable_GWh_Before Competition Groups_27 | Condensing Unit Heaters or other Efficient Unit Heating System | 0.7411% | 0 | 88.668 | Commercial_2037_Achievable_GWh_Before Competition Groups_Condensing Unit Heaters or other Efficient Unit Heating System
Commercial | Com ¦ Demand Control Kitchen Ventilation | 2037 | Achievable | GWh | Before Competition Groups | 87.2393 | 0 | 0 | 11963.7026 | 0.007292 | 28 | Commercial_2037_Achievable_GWh_Before Competition Groups_28 | Demand Control Kitchen Ventilation | 0.7292% | 0 | 87.2393 | Commercial_2037_Achievable_GWh_Before Competition Groups_Demand Control Kitchen Ventilation
Commercial | Com ¦ Networked/Connected - Low Impact Application | 2037 | Economic | GWh | Before Competition Groups | 117.5075 | 0 | 0 | 16268.6484 | 0.0072229 | 27 | Commercial_2037_Economic_GWh_Before Competition Groups_27 | Networked/Connected - Low Impact Application | 0.7223% | 0 | 117.5075 | Commercial_2037_Economic_GWh_Before Competition Groups_Networked/Connected - Low Impact Application
Commercial | Com ¦ Demand Control Kitchen Ventilation | 2037 | Economic | GWh | Before Competition Groups | 115.9009 | 0 | 0 | 16268.6484 | 0.0071242 | 28 | Commercial_2037_Economic_GWh_Before Competition Groups_28 | Demand Control Kitchen Ventilation | 0.7124% | 0 | 115.9009 | Commercial_2037_Economic_GWh_Before Competition Groups_Demand Control Kitchen Ventilation
Commercial | Com ¦ Adaptive Thermostats | 2037 | Technical | GWh | Before Competition Groups | 148.7119 | 0 | 0 | 21499.3983 | 0.006917 | 32 | Commercial_2037_Technical_GWh_Before Competition Groups_32 | Adaptive Thermostats | 0.6917% | 0 | 148.7119 | Commercial_2037_Technical_GWh_Before Competition Groups_Adaptive Thermostats
Commercial | Com ¦ ENERGY STAR LED LAMPS (General Service Lamps) | 2037 | Achievable | GWh | Before Competition Groups | 79.3577 | 0 | 0 | 11963.7026 | 0.0066332 | 29 | Commercial_2037_Achievable_GWh_Before Competition Groups_29 | ENERGY STAR LED LAMPS (General Service Lamps) | 0.6633% | 0 | 79.3577 | Commercial_2037_Achievable_GWh_Before Competition Groups_ENERGY STAR LED LAMPS (General Service Lamps)
Commercial | Com ¦ Unitary Air-Conditioning Unit | 2037 | Economic | GWh | Before Competition Groups | 107.7944 | 0 | 0 | 16268.6484 | 0.0066259 | 29 | Commercial_2037_Economic_GWh_Before Competition Groups_29 | Unitary Air-Conditioning Unit | 0.6626% | 0 | 107.7944 | Commercial_2037_Economic_GWh_Before Competition Groups_Unitary Air-Conditioning Unit
Commercial | Com ¦ Air Handler with Dedicated Outdoor Air Systems | 2037 | Technical | GWh | Before Competition Groups | 140.6914 | 0 | 0 | 21499.3983 | 0.006544 | 33 | Commercial_2037_Technical_GWh_Before Competition Groups_33 | Air Handler with Dedicated Outdoor Air Systems | 0.6544% | 0 | 140.6914 | Commercial_2037_Technical_GWh_Before Competition Groups_Air Handler with Dedicated Outdoor Air Systems
Commercial | Com ¦ Condensing Make Up Air Unit | 2037 | Economic | GWh | Before Competition Groups | 104.2125 | 0 | 0 | 16268.6484 | 0.0064057 | 30 | Commercial_2037_Economic_GWh_Before Competition Groups_30 | Condensing Make Up Air Unit | 0.6406% | 0 | 104.2125 | Commercial_2037_Economic_GWh_Before Competition Groups_Condensing Make Up Air Unit
Commercial | Com ¦ Condensing Make Up Air Unit | 2037 | Achievable | GWh | Before Competition Groups | 75.3969 | 0 | 0 | 11963.7026 | 0.0063021 | 30 | Commercial_2037_Achievable_GWh_Before Competition Groups_30 | Condensing Make Up Air Unit | 0.6302% | 0 | 75.3969 | Commercial_2037_Achievable_GWh_Before Competition Groups_Condensing Make Up Air Unit
Commercial | Com ¦ Evaporator Fan Controls | 2037 | Achievable | GWh | Before Competition Groups | 73.8128 | 0 | 0 | 11963.7026 | 0.0061697 | 31 | Commercial_2037_Achievable_GWh_Before Competition Groups_31 | Evaporator Fan Controls | 0.617% | 0 | 73.8128 | Commercial_2037_Achievable_GWh_Before Competition Groups_Evaporator Fan Controls
Commercial | Com ¦ ENERGY STAR FREEZER | 2037 | Technical | GWh | Before Competition Groups | 130.05 | 0 | 0 | 21499.3983 | 0.006049 | 34 | Commercial_2037_Technical_GWh_Before Competition Groups_34 | ENERGY STAR FREEZER | 0.6049% | 0 | 130.05 | Commercial_2037_Technical_GWh_Before Competition Groups_ENERGY STAR FREEZER
Commercial | Com ¦ Freezer Case Light Sensor | 2037 | Achievable | GWh | Before Competition Groups | 71.2633 | 0 | 0 | 11963.7026 | 0.0059566 | 32 | Commercial_2037_Achievable_GWh_Before Competition Groups_32 | Freezer Case Light Sensor | 0.5957% | 0 | 71.2633 | Commercial_2037_Achievable_GWh_Before Competition Groups_Freezer Case Light Sensor
Commercial | Com ¦ Condensing Make Up Air Unit | 2037 | Technical | GWh | Before Competition Groups | 126.2841 | 0 | 0 | 21499.3983 | 0.0058738 | 35 | Commercial_2037_Technical_GWh_Before Competition Groups_35 | Condensing Make Up Air Unit | 0.5874% | 0 | 126.2841 | Commercial_2037_Technical_GWh_Before Competition Groups_Condensing Make Up Air Unit
Commercial | Com ¦ Refrigerated Display Case LED | 2037 | Economic | GWh | Before Competition Groups | 95.2284 | 0 | 0 | 16268.6484 | 0.0058535 | 31 | Commercial_2037_Economic_GWh_Before Competition Groups_31 | Refrigerated Display Case LED | 0.5853% | 0 | 95.2284 | Commercial_2037_Economic_GWh_Before Competition Groups_Refrigerated Display Case LED
Commercial | Com ¦ ENERGY STAR ICE MACHINES - Ice Making Head | 2037 | Technical | GWh | Before Competition Groups | 117.0048 | 0 | 0 | 21499.3983 | 0.0054422 | 36 | Commercial_2037_Technical_GWh_Before Competition Groups_36 | ENERGY STAR ICE MACHINES - Ice Making Head | 0.5442% | 0 | 117.0048 | Commercial_2037_Technical_GWh_Before Competition Groups_ENERGY STAR ICE MACHINES - Ice Making Head
Commercial | Com ¦ Demand Control Kitchen Ventilation | 2037 | Technical | GWh | Before Competition Groups | 115.9009 | 0 | 0 | 21499.3983 | 0.0053909 | 37 | Commercial_2037_Technical_GWh_Before Competition Groups_37 | Demand Control Kitchen Ventilation | 0.5391% | 0 | 115.9009 | Commercial_2037_Technical_GWh_Before Competition Groups_Demand Control Kitchen Ventilation
Commercial | Com ¦ ENERGY STAR LED LAMPS (General Service Lamps) | 2037 | Economic | GWh | Before Competition Groups | 85.282 | 0 | 0 | 16268.6484 | 0.0052421 | 32 | Commercial_2037_Economic_GWh_Before Competition Groups_32 | ENERGY STAR LED LAMPS (General Service Lamps) | 0.5242% | 0 | 85.282 | Commercial_2037_Economic_GWh_Before Competition Groups_ENERGY STAR LED LAMPS (General Service Lamps)
Commercial | Com ¦ ECM MOTORS FOR EVAPORATOR FANS for refrigeration (WALK-IN) | 2037 | Economic | GWh | Before Competition Groups | 84.7344 | 0 | 0 | 16268.6484 | 0.0052084 | 33 | Commercial_2037_Economic_GWh_Before Competition Groups_33 | ECM MOTORS FOR EVAPORATOR FANS for refrigeration (WALK-IN) | 0.5208% | 0 | 84.7344 | Commercial_2037_Economic_GWh_Before Competition Groups_ECM MOTORS FOR EVAPORATOR FANS for refrigeration (WALK-IN)
Commercial | Com ¦ Super-High Efficiency Furnaces (Emerging Tech) | 2037 | Technical | GWh | Before Competition Groups | 111.2291 | 0 | 0 | 21499.3983 | 0.0051736 | 38 | Commercial_2037_Technical_GWh_Before Competition Groups_38 | Super-High Efficiency Furnaces (Emerging Tech) | 0.5174% | 0 | 111.2291 | Commercial_2037_Technical_GWh_Before Competition Groups_Super-High Efficiency Furnaces (Emerging Tech)
Commercial | Com ¦ Condensing Unit Heaters or other Efficient Unit Heating System | 2037 | Economic | GWh | Before Competition Groups | 81.6726 | 0 | 0 | 16268.6484 | 0.0050202 | 34 | Commercial_2037_Economic_GWh_Before Competition Groups_34 | Condensing Unit Heaters or other Efficient Unit Heating System | 0.502% | 0 | 81.6726 | Commercial_2037_Economic_GWh_Before Competition Groups_Condensing Unit Heaters or other Efficient Unit Heating System
Commercial | Com ¦ Refrigerated Display Case LED | 2037 | Technical | GWh | Before Competition Groups | 106.7012 | 0 | 0 | 21499.3983 | 0.004963 | 39 | Commercial_2037_Technical_GWh_Before Competition Groups_39 | Refrigerated Display Case LED | 0.4963% | 0 | 106.7012 | Commercial_2037_Technical_GWh_Before Competition Groups_Refrigerated Display Case LED
Commercial | Com ¦ Variable Refrigerant Flow Heat Pump | 2037 | Economic | GWh | Before Competition Groups | 79.764 | 0 | 0 | 16268.6484 | 0.0049029 | 35 | Commercial_2037_Economic_GWh_Before Competition Groups_35 | Variable Refrigerant Flow Heat Pump | 0.4903% | 0 | 79.764 | Commercial_2037_Economic_GWh_Before Competition Groups_Variable Refrigerant Flow Heat Pump
Commercial | Com ¦ Occupancy Sensors | 2037 | Economic | GWh | Before Competition Groups | 76.5603 | 0 | 0 | 16268.6484 | 0.004706 | 36 | Commercial_2037_Economic_GWh_Before Competition Groups_36 | Occupancy Sensors | 0.4706% | 0 | 76.5603 | Commercial_2037_Economic_GWh_Before Competition Groups_Occupancy Sensors
Commercial | Com ¦ Indoor Daylight Sensors/Photocell Dimming Control | 2037 | Technical | GWh | Before Competition Groups | 100.3759 | 0 | 0 | 21499.3983 | 0.0046688 | 40 | Commercial_2037_Technical_GWh_Before Competition Groups_40 | Indoor Daylight Sensors/Photocell Dimming Control | 0.4669% | 0 | 100.3759 | Commercial_2037_Technical_GWh_Before Competition Groups_Indoor Daylight Sensors/Photocell Dimming Control
Commercial | Com ¦ ENERGY STAR LED LAMPS (General Service Lamps) | 2037 | Technical | GWh | Before Competition Groups | 97.7344 | 0 | 0 | 21499.3983 | 0.0045459 | 41 | Commercial_2037_Technical_GWh_Before Competition Groups_41 | ENERGY STAR LED LAMPS (General Service Lamps) | 0.4546% | 0 | 97.7344 | Commercial_2037_Technical_GWh_Before Competition Groups_ENERGY STAR LED LAMPS (General Service Lamps)
Commercial | Com ¦ ENERGY STAR FREEZER | 2037 | Economic | GWh | Before Competition Groups | 70.7717 | 0 | 0 | 16268.6484 | 0.0043502 | 37 | Commercial_2037_Economic_GWh_Before Competition Groups_37 | ENERGY STAR FREEZER | 0.435% | 0 | 70.7717 | Commercial_2037_Economic_GWh_Before Competition Groups_ENERGY STAR FREEZER
Commercial | Com ¦ Freezer Case Light Sensor | 2037 | Economic | GWh | Before Competition Groups | 69.9683 | 0 | 0 | 16268.6484 | 0.0043008 | 38 | Commercial_2037_Economic_GWh_Before Competition Groups_38 | Freezer Case Light Sensor | 0.4301% | 0 | 69.9683 | Commercial_2037_Economic_GWh_Before Competition Groups_Freezer Case Light Sensor
Commercial | Com ¦ Evaporator Fan Controls | 2037 | Economic | GWh | Before Competition Groups | 68.2387 | 0 | 0 | 16268.6484 | 0.0041945 | 39 | Commercial_2037_Economic_GWh_Before Competition Groups_39 | Evaporator Fan Controls | 0.4194% | 0 | 68.2387 | Commercial_2037_Economic_GWh_Before Competition Groups_Evaporator Fan Controls
Commercial | Com ¦ Refrigerated Display Case LED | 2037 | Achievable | GWh | Before Competition Groups | 49.0993 | 0 | 0 | 11963.7026 | 0.004104 | 33 | Commercial_2037_Achievable_GWh_Before Competition Groups_33 | Refrigerated Display Case LED | 0.4104% | 0 | 49.0993 | Commercial_2037_Achievable_GWh_Before Competition Groups_Refrigerated Display Case LED
Commercial | Com ¦ Adding reflective (White) roof treatment or a green roof | 2037 | Technical | GWh | Before Competition Groups | 87.9389 | 0 | 0 | 21499.3983 | 0.0040903 | 42 | Commercial_2037_Technical_GWh_Before Competition Groups_42 | Adding reflective (White) roof treatment or a green roof | 0.409% | 0 | 87.9389 | Commercial_2037_Technical_GWh_Before Competition Groups_Adding reflective (White) roof treatment or a green roof
Commercial | Com ¦ ECM MOTORS FOR EVAPORATOR FANS for refrigeration (WALK-IN) | 2037 | Technical | GWh | Before Competition Groups | 84.7344 | 0 | 0 | 21499.3983 | 0.0039412 | 43 | Commercial_2037_Technical_GWh_Before Competition Groups_43 | ECM MOTORS FOR EVAPORATOR FANS for refrigeration (WALK-IN) | 0.3941% | 0 | 84.7344 | Commercial_2037_Technical_GWh_Before Competition Groups_ECM MOTORS FOR EVAPORATOR FANS for refrigeration (WALK-IN)
Commercial | Com ¦ Condensing Unit Heaters or other Efficient Unit Heating System | 2037 | Technical | GWh | Before Competition Groups | 81.6726 | 0 | 0 | 21499.3983 | 0.0037988 | 44 | Commercial_2037_Technical_GWh_Before Competition Groups_44 | Condensing Unit Heaters or other Efficient Unit Heating System | 0.3799% | 0 | 81.6726 | Commercial_2037_Technical_GWh_Before Competition Groups_Condensing Unit Heaters or other Efficient Unit Heating System
Commercial | Com ¦ Door Gasket Freezer/Refrigerator | 2037 | Achievable | GWh | Before Competition Groups | 44.1291 | 0 | 0 | 11963.7026 | 0.0036886 | 34 | Commercial_2037_Achievable_GWh_Before Competition Groups_34 | Door Gasket Freezer/Refrigerator | 0.3689% | 0 | 44.1291 | Commercial_2037_Achievable_GWh_Before Competition Groups_Door Gasket Freezer/Refrigerator
Commercial | Com ¦ Occupancy Sensors | 2037 | Technical | GWh | Before Competition Groups | 76.5603 | 0 | 0 | 21499.3983 | 0.003561 | 45 | Commercial_2037_Technical_GWh_Before Competition Groups_45 | Occupancy Sensors | 0.3561% | 0 | 76.5603 | Commercial_2037_Technical_GWh_Before Competition Groups_Occupancy Sensors
Commercial | Com ¦ High R-Value Glass Doors/no-heat glass door | 2037 | Technical | GWh | Before Competition Groups | 75.3856 | 0 | 0 | 21499.3983 | 0.0035064 | 46 | Commercial_2037_Technical_GWh_Before Competition Groups_46 | High R-Value Glass Doors/no-heat glass door | 0.3506% | 0 | 75.3856 | Commercial_2037_Technical_GWh_Before Competition Groups_High R-Value Glass Doors/no-heat glass door
Commercial | Com ¦ Freezer Case Light Sensor | 2037 | Technical | GWh | Before Competition Groups | 69.9683 | 0 | 0 | 21499.3983 | 0.0032544 | 47 | Commercial_2037_Technical_GWh_Before Competition Groups_47 | Freezer Case Light Sensor | 0.3254% | 0 | 69.9683 | Commercial_2037_Technical_GWh_Before Competition Groups_Freezer Case Light Sensor
Commercial | Com ¦ Evaporator Fan Controls | 2037 | Technical | GWh | Before Competition Groups | 68.2387 | 0 | 0 | 21499.3983 | 0.003174 | 48 | Commercial_2037_Technical_GWh_Before Competition Groups_48 | Evaporator Fan Controls | 0.3174% | 0 | 68.2387 | Commercial_2037_Technical_GWh_Before Competition Groups_Evaporator Fan Controls
Commercial | Com ¦ HOTEL OCCUPANCY CONTROLS (HVAC + LIGHTING) | 2037 | Technical | GWh | Before Competition Groups | 68.0138 | 0 | 0 | 21499.3983 | 0.0031635 | 49 | Commercial_2037_Technical_GWh_Before Competition Groups_49 | HOTEL OCCUPANCY CONTROLS (HVAC + LIGHTING) | 0.3164% | 0 | 68.0138 | Commercial_2037_Technical_GWh_Before Competition Groups_HOTEL OCCUPANCY CONTROLS (HVAC + LIGHTING)
Commercial | Com ¦ Ground Source Heat Pump | 2037 | Technical | GWh | Before Competition Groups | 65.1516 | 0 | 0 | 21499.3983 | 0.0030304 | 50 | Commercial_2037_Technical_GWh_Before Competition Groups_50 | Ground Source Heat Pump | 0.303% | 0 | 65.1516 | Commercial_2037_Technical_GWh_Before Competition Groups_Ground Source Heat Pump
Commercial | Com ¦ ENERGY STAR Refrigerator | 2037 | Technical | GWh | Before Competition Groups | 64.2841 | 0 | 0 | 21499.3983 | 0.00299 | 51 | Commercial_2037_Technical_GWh_Before Competition Groups_51 | ENERGY STAR Refrigerator | 0.299% | 0 | 64.2841 | Commercial_2037_Technical_GWh_Before Competition Groups_ENERGY STAR Refrigerator
Commercial | Com ¦ Elec Storage WH 2.30 Et | 2037 | Economic | GWh | Before Competition Groups | 48.0421 | 0 | 0 | 16268.6484 | 0.002953 | 40 | Commercial_2037_Economic_GWh_Before Competition Groups_40 | Elec Storage WH 2.30 Et | 0.2953% | 0 | 48.0421 | Commercial_2037_Economic_GWh_Before Competition Groups_Elec Storage WH 2.30 Et
Commercial | Com ¦ BEVERAGE VENDING MACHINE CONTROLS | 2037 | Achievable | GWh | Before Competition Groups | 34.5115 | 0 | 0 | 11963.7026 | 0.0028847 | 35 | Commercial_2037_Achievable_GWh_Before Competition Groups_35 | BEVERAGE VENDING MACHINE CONTROLS | 0.2885% | 0 | 34.5115 | Commercial_2037_Achievable_GWh_Before Competition Groups_BEVERAGE VENDING MACHINE CONTROLS
Commercial | Com ¦ Chilled Water Optimization | 2037 | Economic | GWh | Before Competition Groups | 46.7054 | 0 | 0 | 16268.6484 | 0.0028709 | 41 | Commercial_2037_Economic_GWh_Before Competition Groups_41 | Chilled Water Optimization | 0.2871% | 0 | 46.7054 | Commercial_2037_Economic_GWh_Before Competition Groups_Chilled Water Optimization
Commercial | Com ¦ ENERGY STAR Griddle (74% eff) | 2037 | Economic | GWh | Before Competition Groups | 43.8716 | 0 | 0 | 16268.6484 | 0.0026967 | 42 | Commercial_2037_Economic_GWh_Before Competition Groups_42 | ENERGY STAR Griddle (74% eff) | 0.2697% | 0 | 43.8716 | Commercial_2037_Economic_GWh_Before Competition Groups_ENERGY STAR Griddle (74% eff)
Commercial | Com ¦ Elec Storage WH 2.30 Et | 2037 | Achievable | GWh | Before Competition Groups | 31.4427 | 0 | 0 | 11963.7026 | 0.0026282 | 36 | Commercial_2037_Achievable_GWh_Before Competition Groups_36 | Elec Storage WH 2.30 Et | 0.2628% | 0 | 31.4427 | Commercial_2037_Achievable_GWh_Before Competition Groups_Elec Storage WH 2.30 Et
Commercial | Com ¦ BEVERAGE VENDING MACHINE CONTROLS | 2037 | Economic | GWh | Before Competition Groups | 42.4654 | 0 | 0 | 16268.6484 | 0.0026103 | 43 | Commercial_2037_Economic_GWh_Before Competition Groups_43 | BEVERAGE VENDING MACHINE CONTROLS | 0.261% | 0 | 42.4654 | Commercial_2037_Economic_GWh_Before Competition Groups_BEVERAGE VENDING MACHINE CONTROLS
Commercial | Com ¦ Occupancy Sensors | 2037 | Achievable | GWh | Before Competition Groups | 29.8401 | 0 | 0 | 11963.7026 | 0.0024942 | 37 | Commercial_2037_Achievable_GWh_Before Competition Groups_37 | Occupancy Sensors | 0.2494% | 0 | 29.8401 | Commercial_2037_Achievable_GWh_Before Competition Groups_Occupancy Sensors
Commercial | Com ¦ ENERGY STAR Griddle (74% eff) | 2037 | Achievable | GWh | Before Competition Groups | 29.4654 | 0 | 0 | 11963.7026 | 0.0024629 | 38 | Commercial_2037_Achievable_GWh_Before Competition Groups_38 | ENERGY STAR Griddle (74% eff) | 0.2463% | 0 | 29.4654 | Commercial_2037_Achievable_GWh_Before Competition Groups_ENERGY STAR Griddle (74% eff)
Commercial | Com ¦ Temperature Adjustment in Commercial Freezers | 2037 | Achievable | GWh | Before Competition Groups | 28.1829 | 0 | 0 | 11963.7026 | 0.0023557 | 39 | Commercial_2037_Achievable_GWh_Before Competition Groups_39 | Temperature Adjustment in Commercial Freezers | 0.2356% | 0 | 28.1829 | Commercial_2037_Achievable_GWh_Before Competition Groups_Temperature Adjustment in Commercial Freezers
Commercial | Com ¦ Chilled Water Optimization | 2037 | Achievable | GWh | Before Competition Groups | 27.675 | 0 | 0 | 11963.7026 | 0.0023132 | 40 | Commercial_2037_Achievable_GWh_Before Competition Groups_40 | Chilled Water Optimization | 0.2313% | 0 | 27.675 | Commercial_2037_Achievable_GWh_Before Competition Groups_Chilled Water Optimization
Commercial | Com ¦ Super-High Efficiency Furnaces (Emerging Tech) | 2037 | Achievable | GWh | Before Competition Groups | 27.067 | 0 | 0 | 11963.7026 | 0.0022624 | 41 | Commercial_2037_Achievable_GWh_Before Competition Groups_41 | Super-High Efficiency Furnaces (Emerging Tech) | 0.2262% | 0 | 27.067 | Commercial_2037_Achievable_GWh_Before Competition Groups_Super-High Efficiency Furnaces (Emerging Tech)
Commercial | Com ¦ CO Sensors for parking garage exhaust fans | 2037 | Achievable | GWh | Before Competition Groups | 27.0179 | 0 | 0 | 11963.7026 | 0.0022583 | 42 | Commercial_2037_Achievable_GWh_Before Competition Groups_42 | CO Sensors for parking garage exhaust fans | 0.2258% | 0 | 27.0179 | Commercial_2037_Achievable_GWh_Before Competition Groups_CO Sensors for parking garage exhaust fans
Commercial | Com ¦ ENERGY STAR FREEZER | 2037 | Achievable | GWh | Before Competition Groups | 26.7782 | 0 | 0 | 11963.7026 | 0.0022383 | 43 | Commercial_2037_Achievable_GWh_Before Competition Groups_43 | ENERGY STAR FREEZER | 0.2238% | 0 | 26.7782 | Commercial_2037_Achievable_GWh_Before Competition Groups_ENERGY STAR FREEZER
Commercial | Com ¦ Elec Storage WH 2.30 Et | 2037 | Technical | GWh | Before Competition Groups | 48.0421 | 0 | 0 | 21499.3983 | 0.0022346 | 52 | Commercial_2037_Technical_GWh_Before Competition Groups_52 | Elec Storage WH 2.30 Et | 0.2235% | 0 | 48.0421 | Commercial_2037_Technical_GWh_Before Competition Groups_Elec Storage WH 2.30 Et
Commercial | Com ¦ Refrigeration Commissioning | 2037 | Technical | GWh | Before Competition Groups | 46.9077 | 0 | 0 | 21499.3983 | 0.0021818 | 53 | Commercial_2037_Technical_GWh_Before Competition Groups_53 | Refrigeration Commissioning | 0.2182% | 0 | 46.9077 | Commercial_2037_Technical_GWh_Before Competition Groups_Refrigeration Commissioning
Commercial | Com ¦ Chilled Water Optimization | 2037 | Technical | GWh | Before Competition Groups | 46.7054 | 0 | 0 | 21499.3983 | 0.0021724 | 54 | Commercial_2037_Technical_GWh_Before Competition Groups_54 | Chilled Water Optimization | 0.2172% | 0 | 46.7054 | Commercial_2037_Technical_GWh_Before Competition Groups_Chilled Water Optimization
Commercial | Com ¦ Energy Efficient Laboratory Fume Hood | 2037 | Achievable | GWh | Before Competition Groups | 25.0901 | 0 | 0 | 11963.7026 | 0.0020972 | 44 | Commercial_2037_Achievable_GWh_Before Competition Groups_44 | Energy Efficient Laboratory Fume Hood | 0.2097% | 0 | 25.0901 | Commercial_2037_Achievable_GWh_Before Competition Groups_Energy Efficient Laboratory Fume Hood
Commercial | Com ¦ ENERGY STAR Griddle (74% eff) | 2037 | Technical | GWh | Before Competition Groups | 43.8716 | 0 | 0 | 21499.3983 | 0.0020406 | 55 | Commercial_2037_Technical_GWh_Before Competition Groups_55 | ENERGY STAR Griddle (74% eff) | 0.2041% | 0 | 43.8716 | Commercial_2037_Technical_GWh_Before Competition Groups_ENERGY STAR Griddle (74% eff)
Commercial | Com ¦ BEVERAGE VENDING MACHINE CONTROLS | 2037 | Technical | GWh | Before Competition Groups | 42.4654 | 0 | 0 | 21499.3983 | 0.0019752 | 56 | Commercial_2037_Technical_GWh_Before Competition Groups_56 | BEVERAGE VENDING MACHINE CONTROLS | 0.1975% | 0 | 42.4654 | Commercial_2037_Technical_GWh_Before Competition Groups_BEVERAGE VENDING MACHINE CONTROLS
Commercial | Com ¦ CO Sensors for parking garage exhaust fans | 2037 | Economic | GWh | Before Competition Groups | 30.2144 | 0 | 0 | 16268.6484 | 0.0018572 | 44 | Commercial_2037_Economic_GWh_Before Competition Groups_44 | CO Sensors for parking garage exhaust fans | 0.1857% | 0 | 30.2144 | Commercial_2037_Economic_GWh_Before Competition Groups_CO Sensors for parking garage exhaust fans
Commercial | Com ¦ Vertical Night Covers | 2037 | Achievable | GWh | Before Competition Groups | 21.9563 | 0 | 0 | 11963.7026 | 0.0018352 | 45 | Commercial_2037_Achievable_GWh_Before Competition Groups_45 | Vertical Night Covers | 0.1835% | 0 | 21.9563 | Commercial_2037_Achievable_GWh_Before Competition Groups_Vertical Night Covers
Commercial | Com ¦ Water Source Heat Pump (4 ton) | 2037 | Economic | GWh | Before Competition Groups | 29.5525 | 0 | 0 | 16268.6484 | 0.0018165 | 45 | Commercial_2037_Economic_GWh_Before Competition Groups_45 | Water Source Heat Pump (4 ton) | 0.1817% | 0 | 29.5525 | Commercial_2037_Economic_GWh_Before Competition Groups_Water Source Heat Pump (4 ton)
Commercial | Com ¦ Indoor Daylight Sensors/Photocell Dimming Control | 2037 | Economic | GWh | Before Competition Groups | 28.7163 | 0 | 0 | 16268.6484 | 0.0017651 | 46 | Commercial_2037_Economic_GWh_Before Competition Groups_46 | Indoor Daylight Sensors/Photocell Dimming Control | 0.1765% | 0 | 28.7163 | Commercial_2037_Economic_GWh_Before Competition Groups_Indoor Daylight Sensors/Photocell Dimming Control
Commercial | Com ¦ Water Source Heat Pump (4 ton) | 2037 | Achievable | GWh | Before Competition Groups | 20.2001 | 0 | 0 | 11963.7026 | 0.0016885 | 46 | Commercial_2037_Achievable_GWh_Before Competition Groups_46 | Water Source Heat Pump (4 ton) | 0.1688% | 0 | 20.2001 | Commercial_2037_Achievable_GWh_Before Competition Groups_Water Source Heat Pump (4 ton)
Commercial | Com ¦ Duct Insulation, R8 | 2037 | Achievable | GWh | Before Competition Groups | 19.4444 | 0 | 0 | 11963.7026 | 0.0016253 | 47 | Commercial_2037_Achievable_GWh_Before Competition Groups_47 | Duct Insulation, R8 | 0.1625% | 0 | 19.4444 | Commercial_2037_Achievable_GWh_Before Competition Groups_Duct Insulation, R8
Commercial | Com ¦ Temperature Adjustment in Commercial Freezers | 2037 | Economic | GWh | Before Competition Groups | 26.0466 | 0 | 0 | 16268.6484 | 0.001601 | 47 | Commercial_2037_Economic_GWh_Before Competition Groups_47 | Temperature Adjustment in Commercial Freezers | 0.1601% | 0 | 26.0466 | Commercial_2037_Economic_GWh_Before Competition Groups_Temperature Adjustment in Commercial Freezers
Commercial | Com ¦ Water Source Heat Pump (4 ton) | 2037 | Technical | GWh | Before Competition Groups | 34.3623 | 0 | 0 | 21499.3983 | 0.0015983 | 57 | Commercial_2037_Technical_GWh_Before Competition Groups_57 | Water Source Heat Pump (4 ton) | 0.1598% | 0 | 34.3623 | Commercial_2037_Technical_GWh_Before Competition Groups_Water Source Heat Pump (4 ton)
Commercial | Com ¦ Water Heating (DHW) Pipe Insulation (Add 3/4\ Foam)" | 2037 | Achievable | GWh | Before Competition Groups | 18.6929 | 0 | 0 | 11963.7026 | 0.0015625 | 48 | Commercial_2037_Achievable_GWh_Before Competition Groups_48 | Water Heating (DHW) Pipe Insulation (Add 3/4\ Foam)" | 0.1562% | 0 | 18.6929 | Commercial_2037_Achievable_GWh_Before Competition Groups_Water Heating (DHW) Pipe Insulation (Add 3/4\ Foam)"
Commercial | Com ¦ Outside Air Economizer | 2037 | Achievable | GWh | Before Competition Groups | 17.0755 | 0 | 0 | 11963.7026 | 0.0014273 | 49 | Commercial_2037_Achievable_GWh_Before Competition Groups_49 | Outside Air Economizer | 0.1427% | 0 | 17.0755 | Commercial_2037_Achievable_GWh_Before Competition Groups_Outside Air Economizer
Commercial | Com ¦ Energy Efficient Laboratory Fume Hood | 2037 | Economic | GWh | Before Competition Groups | 23.0782 | 0 | 0 | 16268.6484 | 0.0014186 | 48 | Commercial_2037_Economic_GWh_Before Competition Groups_48 | Energy Efficient Laboratory Fume Hood | 0.1419% | 0 | 23.0782 | Commercial_2037_Economic_GWh_Before Competition Groups_Energy Efficient Laboratory Fume Hood
Commercial | Com ¦ CO Sensors for parking garage exhaust fans | 2037 | Technical | GWh | Before Competition Groups | 30.2144 | 0 | 0 | 21499.3983 | 0.0014054 | 58 | Commercial_2037_Technical_GWh_Before Competition Groups_58 | CO Sensors for parking garage exhaust fans | 0.1405% | 0 | 30.2144 | Commercial_2037_Technical_GWh_Before Competition Groups_CO Sensors for parking garage exhaust fans
Commercial | Com ¦ Super-High Efficiency Furnaces (Emerging Tech) | 2037 | Economic | GWh | Before Competition Groups | 22.5435 | 0 | 0 | 16268.6484 | 0.0013857 | 49 | Commercial_2037_Economic_GWh_Before Competition Groups_49 | Super-High Efficiency Furnaces (Emerging Tech) | 0.1386% | 0 | 22.5435 | Commercial_2037_Economic_GWh_Before Competition Groups_Super-High Efficiency Furnaces (Emerging Tech)
Commercial | Com ¦ Vertical Night Covers | 2037 | Economic | GWh | Before Competition Groups | 20.2983 | 0 | 0 | 16268.6484 | 0.0012477 | 50 | Commercial_2037_Economic_GWh_Before Competition Groups_50 | Vertical Night Covers | 0.1248% | 0 | 20.2983 | Commercial_2037_Economic_GWh_Before Competition Groups_Vertical Night Covers
Commercial | Com ¦ Anti-sweat heat (ASH) controls - Cooler/Freezer | 2037 | Technical | GWh | Before Competition Groups | 26.1954 | 0 | 0 | 21499.3983 | 0.0012184 | 59 | Commercial_2037_Technical_GWh_Before Competition Groups_59 | Anti-sweat heat (ASH) controls - Cooler/Freezer | 0.1218% | 0 | 26.1954 | Commercial_2037_Technical_GWh_Before Competition Groups_Anti-sweat heat (ASH) controls - Cooler/Freezer
Commercial | Com ¦ Temperature Adjustment in Commercial Freezers | 2037 | Technical | GWh | Before Competition Groups | 26.0466 | 0 | 0 | 21499.3983 | 0.0012115 | 60 | Commercial_2037_Technical_GWh_Before Competition Groups_60 | Temperature Adjustment in Commercial Freezers | 0.1212% | 0 | 26.0466 | Commercial_2037_Technical_GWh_Before Competition Groups_Temperature Adjustment in Commercial Freezers
Commercial | Com ¦ Duct Insulation, R8 | 2037 | Economic | GWh | Before Competition Groups | 17.8828 | 0 | 0 | 16268.6484 | 0.0010992 | 51 | Commercial_2037_Economic_GWh_Before Competition Groups_51 | Duct Insulation, R8 | 0.1099% | 0 | 17.8828 | Commercial_2037_Economic_GWh_Before Competition Groups_Duct Insulation, R8
Commercial | Com ¦ Outside Air Economizer | 2037 | Economic | GWh | Before Competition Groups | 17.4764 | 0 | 0 | 16268.6484 | 0.0010742 | 52 | Commercial_2037_Economic_GWh_Before Competition Groups_52 | Outside Air Economizer | 0.1074% | 0 | 17.4764 | Commercial_2037_Economic_GWh_Before Competition Groups_Outside Air Economizer
Commercial | Com ¦ Energy Efficient Laboratory Fume Hood | 2037 | Technical | GWh | Before Competition Groups | 23.0782 | 0 | 0 | 21499.3983 | 0.0010734 | 61 | Commercial_2037_Technical_GWh_Before Competition Groups_61 | Energy Efficient Laboratory Fume Hood | 0.1073% | 0 | 23.0782 | Commercial_2037_Technical_GWh_Before Competition Groups_Energy Efficient Laboratory Fume Hood
Commercial | Com ¦ Water Heating (DHW) Pipe Insulation (Add 3/4\ Foam)" | 2037 | Economic | GWh | Before Competition Groups | 17.2535 | 0 | 0 | 16268.6484 | 0.0010605 | 53 | Commercial_2037_Economic_GWh_Before Competition Groups_53 | Water Heating (DHW) Pipe Insulation (Add 3/4\ Foam)" | 0.1061% | 0 | 17.2535 | Commercial_2037_Economic_GWh_Before Competition Groups_Water Heating (DHW) Pipe Insulation (Add 3/4\ Foam)"
Commercial | Com ¦ Suction Pipe Insulation Freezer/Refrigerator | 2037 | Achievable | GWh | Before Competition Groups | 11.9646 | 0 | 0 | 11963.7026 | 0.0010001 | 50 | Commercial_2037_Achievable_GWh_Before Competition Groups_50 | Suction Pipe Insulation Freezer/Refrigerator | 0.1% | 0 | 11.9646 | Commercial_2037_Achievable_GWh_Before Competition Groups_Suction Pipe Insulation Freezer/Refrigerator
Commercial | Com ¦ ENERGY STAR Fryer (84% eff) | 2037 | Economic | GWh | Before Competition Groups | 15.9053 | 0 | 0 | 16268.6484 | 0.00097767 | 54 | Commercial_2037_Economic_GWh_Before Competition Groups_54 | ENERGY STAR Fryer (84% eff) | 0.09777% | 0 | 15.9053 | Commercial_2037_Economic_GWh_Before Competition Groups_ENERGY STAR Fryer (84% eff)
Commercial | Com ¦ Vertical Night Covers | 2037 | Technical | GWh | Before Competition Groups | 20.2983 | 0 | 0 | 21499.3983 | 0.00094413 | 62 | Commercial_2037_Technical_GWh_Before Competition Groups_62 | Vertical Night Covers | 0.09441% | 0 | 20.2983 | Commercial_2037_Technical_GWh_Before Competition Groups_Vertical Night Covers
Commercial | Com ¦ ENERGY STAR Fryer (84% eff) | 2037 | Achievable | GWh | Before Competition Groups | 10.937 | 0 | 0 | 11963.7026 | 0.00091419 | 51 | Commercial_2037_Achievable_GWh_Before Competition Groups_51 | ENERGY STAR Fryer (84% eff) | 0.09142% | 0 | 10.937 | Commercial_2037_Achievable_GWh_Before Competition Groups_ENERGY STAR Fryer (84% eff)
Commercial | Com ¦ Duct Insulation, R8 | 2037 | Technical | GWh | Before Competition Groups | 17.8828 | 0 | 0 | 21499.3983 | 0.00083178 | 63 | Commercial_2037_Technical_GWh_Before Competition Groups_63 | Duct Insulation, R8 | 0.08318% | 0 | 17.8828 | Commercial_2037_Technical_GWh_Before Competition Groups_Duct Insulation, R8
Commercial | Com ¦ Outside Air Economizer | 2037 | Technical | GWh | Before Competition Groups | 17.4764 | 0 | 0 | 21499.3983 | 0.00081288 | 64 | Commercial_2037_Technical_GWh_Before Competition Groups_64 | Outside Air Economizer | 0.08129% | 0 | 17.4764 | Commercial_2037_Technical_GWh_Before Competition Groups_Outside Air Economizer
Commercial | Com ¦ Water Heating (DHW) Pipe Insulation (Add 3/4\ Foam)" | 2037 | Technical | GWh | Before Competition Groups | 17.2535 | 0 | 0 | 21499.3983 | 0.00080251 | 65 | Commercial_2037_Technical_GWh_Before Competition Groups_65 | Water Heating (DHW) Pipe Insulation (Add 3/4\ Foam)" | 0.08025% | 0 | 17.2535 | Commercial_2037_Technical_GWh_Before Competition Groups_Water Heating (DHW) Pipe Insulation (Add 3/4\ Foam)"
Commercial | Com ¦ HOTEL OCCUPANCY CONTROLS (HVAC + LIGHTING) | 2037 | Economic | GWh | Before Competition Groups | 12.6823 | 0 | 0 | 16268.6484 | 0.00077955 | 55 | Commercial_2037_Economic_GWh_Before Competition Groups_55 | HOTEL OCCUPANCY CONTROLS (HVAC + LIGHTING) | 0.07796% | 0 | 12.6823 | Commercial_2037_Economic_GWh_Before Competition Groups_HOTEL OCCUPANCY CONTROLS (HVAC + LIGHTING)
Commercial | Com ¦ ENERGY STAR Dishwasher | 2037 | Economic | GWh | Before Competition Groups | 12.6479 | 0 | 0 | 16268.6484 | 0.00077744 | 56 | Commercial_2037_Economic_GWh_Before Competition Groups_56 | ENERGY STAR Dishwasher | 0.07774% | 0 | 12.6479 | Commercial_2037_Economic_GWh_Before Competition Groups_ENERGY STAR Dishwasher
Commercial | Com ¦ ENERGY STAR Fryer (84% eff) | 2037 | Technical | GWh | Before Competition Groups | 15.9053 | 0 | 0 | 21499.3983 | 0.0007398 | 66 | Commercial_2037_Technical_GWh_Before Competition Groups_66 | ENERGY STAR Fryer (84% eff) | 0.07398% | 0 | 15.9053 | Commercial_2037_Technical_GWh_Before Competition Groups_ENERGY STAR Fryer (84% eff)
Commercial | Com ¦ Suction Pipe Insulation Freezer/Refrigerator | 2037 | Economic | GWh | Before Competition Groups | 11.0557 | 0 | 0 | 16268.6484 | 0.00067957 | 57 | Commercial_2037_Economic_GWh_Before Competition Groups_57 | Suction Pipe Insulation Freezer/Refrigerator | 0.06796% | 0 | 11.0557 | Commercial_2037_Economic_GWh_Before Competition Groups_Suction Pipe Insulation Freezer/Refrigerator
Commercial | Com ¦ Roof Insulation/Ceiling Insulation (R25 Code to R35) | 2037 | Technical | GWh | Before Competition Groups | 14.0591 | 0 | 0 | 21499.3983 | 0.00065393 | 67 | Commercial_2037_Technical_GWh_Before Competition Groups_67 | Roof Insulation/Ceiling Insulation (R25 Code to R35) | 0.06539% | 0 | 14.0591 | Commercial_2037_Technical_GWh_Before Competition Groups_Roof Insulation/Ceiling Insulation (R25 Code to R35)
Commercial | Com ¦ High Efficiency Small Instantaneous Water Heater | 2037 | Technical | GWh | Before Competition Groups | 13.3557 | 0 | 0 | 21499.3983 | 0.00062121 | 68 | Commercial_2037_Technical_GWh_Before Competition Groups_68 | High Efficiency Small Instantaneous Water Heater | 0.06212% | 0 | 13.3557 | Commercial_2037_Technical_GWh_Before Competition Groups_High Efficiency Small Instantaneous Water Heater
Commercial | Com ¦ ENERGY STAR Dishwasher | 2037 | Technical | GWh | Before Competition Groups | 12.6479 | 0 | 0 | 21499.3983 | 0.00058829 | 69 | Commercial_2037_Technical_GWh_Before Competition Groups_69 | ENERGY STAR Dishwasher | 0.05883% | 0 | 12.6479 | Commercial_2037_Technical_GWh_Before Competition Groups_ENERGY STAR Dishwasher
Commercial | Com ¦ ENERGY STAR Dishwasher | 2037 | Achievable | GWh | Before Competition Groups | 6.4341 | 0 | 0 | 11963.7026 | 0.0005378 | 52 | Commercial_2037_Achievable_GWh_Before Competition Groups_52 | ENERGY STAR Dishwasher | 0.05378% | 0 | 6.4341 | Commercial_2037_Achievable_GWh_Before Competition Groups_ENERGY STAR Dishwasher
Commercial | Com ¦ Suction Pipe Insulation Freezer/Refrigerator | 2037 | Technical | GWh | Before Competition Groups | 11.0557 | 0 | 0 | 21499.3983 | 0.00051423 | 70 | Commercial_2037_Technical_GWh_Before Competition Groups_70 | Suction Pipe Insulation Freezer/Refrigerator | 0.05142% | 0 | 11.0557 | Commercial_2037_Technical_GWh_Before Competition Groups_Suction Pipe Insulation Freezer/Refrigerator
Commercial | Com ¦ LED RECESSED DOWNLIGHTS | 2037 | Technical | GWh | Before Competition Groups | 10.8453 | 0 | 0 | 21499.3983 | 0.00050445 | 71 | Commercial_2037_Technical_GWh_Before Competition Groups_71 | LED RECESSED DOWNLIGHTS | 0.05044% | 0 | 10.8453 | Commercial_2037_Technical_GWh_Before Competition Groups_LED RECESSED DOWNLIGHTS
Commercial | Com ¦ Ozone Laundry Treatment | 2037 | Achievable | GWh | Before Competition Groups | 5.987 | 0 | 0 | 11963.7026 | 0.00050043 | 53 | Commercial_2037_Achievable_GWh_Before Competition Groups_53 | Ozone Laundry Treatment | 0.05004% | 0 | 5.987 | Commercial_2037_Achievable_GWh_Before Competition Groups_Ozone Laundry Treatment
Commercial | Com ¦ High Efficiency Small Instantaneous Water Heater | 2037 | Economic | GWh | Before Competition Groups | 8.0388 | 0 | 0 | 16268.6484 | 0.00049413 | 58 | Commercial_2037_Economic_GWh_Before Competition Groups_58 | High Efficiency Small Instantaneous Water Heater | 0.04941% | 0 | 8.0388 | Commercial_2037_Economic_GWh_Before Competition Groups_High Efficiency Small Instantaneous Water Heater
Commercial | Com ¦ ENERGY STAR Steam Cookers | 2037 | Economic | GWh | Before Competition Groups | 7.5596 | 0 | 0 | 16268.6484 | 0.00046467 | 59 | Commercial_2037_Economic_GWh_Before Competition Groups_59 | ENERGY STAR Steam Cookers | 0.04647% | 0 | 7.5596 | Commercial_2037_Economic_GWh_Before Competition Groups_ENERGY STAR Steam Cookers
Commercial | Com ¦ Door Gasket Freezer/Refrigerator | 2037 | Economic | GWh | Before Competition Groups | 7.4648 | 0 | 0 | 16268.6484 | 0.00045884 | 60 | Commercial_2037_Economic_GWh_Before Competition Groups_60 | Door Gasket Freezer/Refrigerator | 0.04588% | 0 | 7.4648 | Commercial_2037_Economic_GWh_Before Competition Groups_Door Gasket Freezer/Refrigerator
Commercial | Com ¦ Evaporator Coil Defrost (Cooler) | 2037 | Technical | GWh | Before Competition Groups | 9.1177 | 0 | 0 | 21499.3983 | 0.00042409 | 72 | Commercial_2037_Technical_GWh_Before Competition Groups_72 | Evaporator Coil Defrost (Cooler) | 0.04241% | 0 | 9.1177 | Commercial_2037_Technical_GWh_Before Competition Groups_Evaporator Coil Defrost (Cooler)
Commercial | Com ¦ ENERGY STAR Steam Cookers | 2037 | Achievable | GWh | Before Competition Groups | 5.0574 | 0 | 0 | 11963.7026 | 0.00042273 | 54 | Commercial_2037_Achievable_GWh_Before Competition Groups_54 | ENERGY STAR Steam Cookers | 0.04227% | 0 | 5.0574 | Commercial_2037_Achievable_GWh_Before Competition Groups_ENERGY STAR Steam Cookers
Commercial | Com ¦ Ozone Laundry Treatment | 2037 | Economic | GWh | Before Competition Groups | 6.5881 | 0 | 0 | 16268.6484 | 0.00040495 | 61 | Commercial_2037_Economic_GWh_Before Competition Groups_61 | Ozone Laundry Treatment | 0.0405% | 0 | 6.5881 | Commercial_2037_Economic_GWh_Before Competition Groups_Ozone Laundry Treatment
Commercial | Com ¦ ENERGY STAR Steam Cookers | 2037 | Technical | GWh | Before Competition Groups | 7.5596 | 0 | 0 | 21499.3983 | 0.00035162 | 73 | Commercial_2037_Technical_GWh_Before Competition Groups_73 | ENERGY STAR Steam Cookers | 0.03516% | 0 | 7.5596 | Commercial_2037_Technical_GWh_Before Competition Groups_ENERGY STAR Steam Cookers
Commercial | Com ¦ Demand controlled Circulating Systems | 2037 | Achievable | GWh | Before Competition Groups | 4.1549 | 0 | 0 | 11963.7026 | 0.00034729 | 55 | Commercial_2037_Achievable_GWh_Before Competition Groups_55 | Demand controlled Circulating Systems | 0.03473% | 0 | 4.1549 | Commercial_2037_Achievable_GWh_Before Competition Groups_Demand controlled Circulating Systems
Commercial | Com ¦ SYNCHRONOUS BELT | 2037 | Technical | GWh | Before Competition Groups | 6.6622 | 0 | 0 | 21499.3983 | 0.00030988 | 74 | Commercial_2037_Technical_GWh_Before Competition Groups_74 | SYNCHRONOUS BELT | 0.03099% | 0 | 6.6622 | Commercial_2037_Technical_GWh_Before Competition Groups_SYNCHRONOUS BELT
Commercial | Com ¦ Ozone Laundry Treatment | 2037 | Technical | GWh | Before Competition Groups | 6.5881 | 0 | 0 | 21499.3983 | 0.00030643 | 75 | Commercial_2037_Technical_GWh_Before Competition Groups_75 | Ozone Laundry Treatment | 0.03064% | 0 | 6.5881 | Commercial_2037_Technical_GWh_Before Competition Groups_Ozone Laundry Treatment
Commercial | Com ¦ Demand controlled Circulating Systems | 2037 | Economic | GWh | Before Competition Groups | 3.8153 | 0 | 0 | 16268.6484 | 0.00023452 | 62 | Commercial_2037_Economic_GWh_Before Competition Groups_62 | Demand controlled Circulating Systems | 0.02345% | 0 | 3.8153 | Commercial_2037_Economic_GWh_Before Competition Groups_Demand controlled Circulating Systems
Commercial | Com ¦ Solar Water Preheat (Pools/DHW) | 2037 | Economic | GWh | Before Competition Groups | 3.7462 | 0 | 0 | 16268.6484 | 0.00023027 | 63 | Commercial_2037_Economic_GWh_Before Competition Groups_63 | Solar Water Preheat (Pools/DHW) | 0.02303% | 0 | 3.7462 | Commercial_2037_Economic_GWh_Before Competition Groups_Solar Water Preheat (Pools/DHW)
Commercial | Com ¦ ECM MOTORS FOR HVAC APPLICATION (FAN-POWERED VAV BOX) | 2037 | Achievable | GWh | Before Competition Groups | 2.6072 | 0 | 0 | 11963.7026 | 0.00021793 | 56 | Commercial_2037_Achievable_GWh_Before Competition Groups_56 | ECM MOTORS FOR HVAC APPLICATION (FAN-POWERED VAV BOX) | 0.02179% | 0 | 2.6072 | Commercial_2037_Achievable_GWh_Before Competition Groups_ECM MOTORS FOR HVAC APPLICATION (FAN-POWERED VAV BOX)
Commercial | Com ¦ LED RECESSED DOWNLIGHTS | 2037 | Achievable | GWh | Before Competition Groups | 2.6026 | 0 | 0 | 11963.7026 | 0.00021754 | 57 | Commercial_2037_Achievable_GWh_Before Competition Groups_57 | LED RECESSED DOWNLIGHTS | 0.02175% | 0 | 2.6026 | Commercial_2037_Achievable_GWh_Before Competition Groups_LED RECESSED DOWNLIGHTS
Commercial | Com ¦ Thermostat Setback | 2037 | Achievable | GWh | Before Competition Groups | 2.3734 | 0 | 0 | 11963.7026 | 0.00019838 | 58 | Commercial_2037_Achievable_GWh_Before Competition Groups_58 | Thermostat Setback | 0.01984% | 0 | 2.3734 | Commercial_2037_Achievable_GWh_Before Competition Groups_Thermostat Setback
Commercial | Com ¦ Efficient compressor motor | 2037 | Technical | GWh | Before Competition Groups | 4.2487 | 0 | 0 | 21499.3983 | 0.00019762 | 76 | Commercial_2037_Technical_GWh_Before Competition Groups_76 | Efficient compressor motor | 0.01976% | 0 | 4.2487 | Commercial_2037_Technical_GWh_Before Competition Groups_Efficient compressor motor
Commercial | Com ¦ Indoor Daylight Sensors/Photocell Dimming Control | 2037 | Achievable | GWh | Before Competition Groups | 2.3172 | 0 | 0 | 11963.7026 | 0.00019368 | 59 | Commercial_2037_Achievable_GWh_Before Competition Groups_59 | Indoor Daylight Sensors/Photocell Dimming Control | 0.01937% | 0 | 2.3172 | Commercial_2037_Achievable_GWh_Before Competition Groups_Indoor Daylight Sensors/Photocell Dimming Control
Commercial | Com ¦ Demand controlled Circulating Systems | 2037 | Technical | GWh | Before Competition Groups | 3.8153 | 0 | 0 | 21499.3983 | 0.00017746 | 77 | Commercial_2037_Technical_GWh_Before Competition Groups_77 | Demand controlled Circulating Systems | 0.01775% | 0 | 3.8153 | Commercial_2037_Technical_GWh_Before Competition Groups_Demand controlled Circulating Systems
Commercial | Com ¦ Solar Water Preheat (Pools/DHW) | 2037 | Technical | GWh | Before Competition Groups | 3.7462 | 0 | 0 | 21499.3983 | 0.00017425 | 78 | Commercial_2037_Technical_GWh_Before Competition Groups_78 | Solar Water Preheat (Pools/DHW) | 0.01742% | 0 | 3.7462 | Commercial_2037_Technical_GWh_Before Competition Groups_Solar Water Preheat (Pools/DHW)
Commercial | Com ¦ ECM MOTORS FOR HVAC APPLICATION (FAN-POWERED VAV BOX) | 2037 | Economic | GWh | Before Competition Groups | 2.7666 | 0 | 0 | 16268.6484 | 0.00017006 | 64 | Commercial_2037_Economic_GWh_Before Competition Groups_64 | ECM MOTORS FOR HVAC APPLICATION (FAN-POWERED VAV BOX) | 0.01701% | 0 | 2.7666 | Commercial_2037_Economic_GWh_Before Competition Groups_ECM MOTORS FOR HVAC APPLICATION (FAN-POWERED VAV BOX)
Commercial | Com ¦ Solar Water Preheat (Pools/DHW) | 2037 | Achievable | GWh | Before Competition Groups | 1.9735 | 0 | 0 | 11963.7026 | 0.00016496 | 60 | Commercial_2037_Achievable_GWh_Before Competition Groups_60 | Solar Water Preheat (Pools/DHW) | 0.0165% | 0 | 1.9735 | Commercial_2037_Achievable_GWh_Before Competition Groups_Solar Water Preheat (Pools/DHW)
Commercial | Com ¦ Thermostat Setback | 2037 | Economic | GWh | Before Competition Groups | 2.6681 | 0 | 0 | 16268.6484 | 0.000164 | 65 | Commercial_2037_Economic_GWh_Before Competition Groups_65 | Thermostat Setback | 0.0164% | 0 | 2.6681 | Commercial_2037_Economic_GWh_Before Competition Groups_Thermostat Setback
Commercial | Com ¦ SYNCHRONOUS BELT | 2037 | Economic | GWh | Before Competition Groups | 2.6481 | 0 | 0 | 16268.6484 | 0.00016278 | 66 | Commercial_2037_Economic_GWh_Before Competition Groups_66 | SYNCHRONOUS BELT | 0.01628% | 0 | 2.6481 | Commercial_2037_Economic_GWh_Before Competition Groups_SYNCHRONOUS BELT
Commercial | Com ¦ Notched V belts for HVAC Systems | 2037 | Technical | GWh | Before Competition Groups | 3.3311 | 0 | 0 | 21499.3983 | 0.00015494 | 79 | Commercial_2037_Technical_GWh_Before Competition Groups_79 | Notched V belts for HVAC Systems | 0.01549% | 0 | 3.3311 | Commercial_2037_Technical_GWh_Before Competition Groups_Notched V belts for HVAC Systems
Commercial | Com ¦ Efficient compressor motor | 2037 | Economic | GWh | Before Competition Groups | 2.4047 | 0 | 0 | 16268.6484 | 0.00014781 | 67 | Commercial_2037_Economic_GWh_Before Competition Groups_67 | Efficient compressor motor | 0.01478% | 0 | 2.4047 | Commercial_2037_Economic_GWh_Before Competition Groups_Efficient compressor motor
Commercial | Com ¦ Heat Pump Water Heater (50 Gallons) | 2037 | Technical | GWh | Before Competition Groups | 3.1656 | 0 | 0 | 21499.3983 | 0.00014724 | 80 | Commercial_2037_Technical_GWh_Before Competition Groups_80 | Heat Pump Water Heater (50 Gallons) | 0.01472% | 0 | 3.1656 | Commercial_2037_Technical_GWh_Before Competition Groups_Heat Pump Water Heater (50 Gallons)
Commercial | Com ¦ ECM MOTORS FOR HVAC APPLICATION (FAN-POWERED VAV BOX) | 2037 | Technical | GWh | Before Competition Groups | 2.773 | 0 | 0 | 21499.3983 | 0.00012898 | 81 | Commercial_2037_Technical_GWh_Before Competition Groups_81 | ECM MOTORS FOR HVAC APPLICATION (FAN-POWERED VAV BOX) | 0.0129% | 0 | 2.773 | Commercial_2037_Technical_GWh_Before Competition Groups_ECM MOTORS FOR HVAC APPLICATION (FAN-POWERED VAV BOX)
Commercial | Com ¦ PTAC (12 EER/10,000 BTU) | 2037 | Economic | GWh | Before Competition Groups | 2.0806 | 0 | 0 | 16268.6484 | 0.00012789 | 68 | Commercial_2037_Economic_GWh_Before Competition Groups_68 | PTAC (12 EER/10,000 BTU) | 0.01279% | 0 | 2.0806 | Commercial_2037_Economic_GWh_Before Competition Groups_PTAC (12 EER/10,000 BTU)
Commercial | Com ¦ Thermostat Setback | 2037 | Technical | GWh | Before Competition Groups | 2.6681 | 0 | 0 | 21499.3983 | 0.0001241 | 82 | Commercial_2037_Technical_GWh_Before Competition Groups_82 | Thermostat Setback | 0.01241% | 0 | 2.6681 | Commercial_2037_Technical_GWh_Before Competition Groups_Thermostat Setback
Commercial | Com ¦ Room AC (w/ louvered sides) 14 SEER from 12 SEER code | 2037 | Technical | GWh | Before Competition Groups | 2.6674 | 0 | 0 | 21499.3983 | 0.00012407 | 83 | Commercial_2037_Technical_GWh_Before Competition Groups_83 | Room AC (w/ louvered sides) 14 SEER from 12 SEER code | 0.01241% | 0 | 2.6674 | Commercial_2037_Technical_GWh_Before Competition Groups_Room AC (w/ louvered sides) 14 SEER from 12 SEER code
Commercial | Com ¦ Wall Insulation | 2037 | Economic | GWh | Before Competition Groups | 1.9989 | 0 | 0 | 16268.6484 | 0.00012287 | 69 | Commercial_2037_Economic_GWh_Before Competition Groups_69 | Wall Insulation | 0.01229% | 0 | 1.9989 | Commercial_2037_Economic_GWh_Before Competition Groups_Wall Insulation
Commercial | Com ¦ LED RECESSED DOWNLIGHTS | 2037 | Economic | GWh | Before Competition Groups | 1.9535 | 0 | 0 | 16268.6484 | 0.00012008 | 70 | Commercial_2037_Economic_GWh_Before Competition Groups_70 | LED RECESSED DOWNLIGHTS | 0.01201% | 0 | 1.9535 | Commercial_2037_Economic_GWh_Before Competition Groups_LED RECESSED DOWNLIGHTS
Commercial | Com ¦ Efficient compressor motor | 2037 | Achievable | GWh | Before Competition Groups | 1.3038 | 0 | 0 | 11963.7026 | 0.00010898 | 61 | Commercial_2037_Achievable_GWh_Before Competition Groups_61 | Efficient compressor motor | 0.0109% | 0 | 1.3038 | Commercial_2037_Achievable_GWh_Before Competition Groups_Efficient compressor motor
Commercial | Com ¦ Notched V belts for HVAC Systems | 2037 | Economic | GWh | Before Competition Groups | 1.7479 | 0 | 0 | 16268.6484 | 0.00010744 | 71 | Commercial_2037_Economic_GWh_Before Competition Groups_71 | Notched V belts for HVAC Systems | 0.01074% | 0 | 1.7479 | Commercial_2037_Economic_GWh_Before Competition Groups_Notched V belts for HVAC Systems
Commercial | Com ¦ PTAC (12 EER/10,000 BTU) | 2037 | Technical | GWh | Before Competition Groups | 2.2967 | 0 | 0 | 21499.3983 | 0.00010683 | 84 | Commercial_2037_Technical_GWh_Before Competition Groups_84 | PTAC (12 EER/10,000 BTU) | 0.01068% | 0 | 2.2967 | Commercial_2037_Technical_GWh_Before Competition Groups_PTAC (12 EER/10,000 BTU)
Commercial | Com ¦ Commercial Hot Food Holding Cabinets | 2037 | Technical | GWh | Before Competition Groups | 2.2171 | 0 | 0 | 21499.3983 | 0.00010312 | 85 | Commercial_2037_Technical_GWh_Before Competition Groups_85 | Commercial Hot Food Holding Cabinets | 0.01031% | 0 | 2.2171 | Commercial_2037_Technical_GWh_Before Competition Groups_Commercial Hot Food Holding Cabinets
Commercial | Com ¦ CEE Tier 2/Energy Star Clothes Washers | 2037 | Achievable | GWh | Before Competition Groups | 1.2236 | 0 | 0 | 11963.7026 | 0.00010228 | 62 | Commercial_2037_Achievable_GWh_Before Competition Groups_62 | CEE Tier 2/Energy Star Clothes Washers | 0.01023% | 0 | 1.2236 | Commercial_2037_Achievable_GWh_Before Competition Groups_CEE Tier 2/Energy Star Clothes Washers
Commercial | Com ¦ PTAC (12 EER/10,000 BTU) | 2037 | Achievable | GWh | Before Competition Groups | 1.194 | 0 | 0 | 11963.7026 | 9.98e-05 | 63 | Commercial_2037_Achievable_GWh_Before Competition Groups_63 | PTAC (12 EER/10,000 BTU) | 0.00998% | 0 | 1.194 | Commercial_2037_Achievable_GWh_Before Competition Groups_PTAC (12 EER/10,000 BTU)
Commercial | Com ¦ Wall Insulation | 2037 | Technical | GWh | Before Competition Groups | 2.1451 | 0 | 0 | 21499.3983 | 9.9776e-05 | 86 | Commercial_2037_Technical_GWh_Before Competition Groups_86 | Wall Insulation | 0.009978% | 0 | 2.1451 | Commercial_2037_Technical_GWh_Before Competition Groups_Wall Insulation
Commercial | Com ¦ Auto Off Time Switch or Time Clock control | 2037 | Achievable | GWh | Before Competition Groups | 1.1913 | 0 | 0 | 11963.7026 | 9.9574e-05 | 64 | Commercial_2037_Achievable_GWh_Before Competition Groups_64 | Auto Off Time Switch or Time Clock control | 0.009957% | 0 | 1.1913 | Commercial_2037_Achievable_GWh_Before Competition Groups_Auto Off Time Switch or Time Clock control
Commercial | Com ¦ Solar Preheat Make up Air | 2037 | Technical | GWh | Before Competition Groups | 2.1224 | 0 | 0 | 21499.3983 | 9.8717e-05 | 87 | Commercial_2037_Technical_GWh_Before Competition Groups_87 | Solar Preheat Make up Air | 0.009872% | 0 | 2.1224 | Commercial_2037_Technical_GWh_Before Competition Groups_Solar Preheat Make up Air
Commercial | Com ¦ CEE Tier 2/Energy Star Clothes Washers | 2037 | Economic | GWh | Before Competition Groups | 1.5603 | 0 | 0 | 16268.6484 | 9.5907e-05 | 72 | Commercial_2037_Economic_GWh_Before Competition Groups_72 | CEE Tier 2/Energy Star Clothes Washers | 0.009591% | 0 | 1.5603 | Commercial_2037_Economic_GWh_Before Competition Groups_CEE Tier 2/Energy Star Clothes Washers
Commercial | COM ¦ Ductless Mini-Split Heat Pumps | 2037 | Economic | GWh | Before Competition Groups | 1.4169 | 0 | 0 | 16268.6484 | 8.7096e-05 | 73 | Commercial_2037_Economic_GWh_Before Competition Groups_73 | Ductless Mini-Split Heat Pumps | 0.00871% | 0 | 1.4169 | Commercial_2037_Economic_GWh_Before Competition Groups_Ductless Mini-Split Heat Pumps
Commercial | Com ¦ Auto Off Time Switch or Time Clock control | 2037 | Economic | GWh | Before Competition Groups | 1.3668 | 0 | 0 | 16268.6484 | 8.4014e-05 | 74 | Commercial_2037_Economic_GWh_Before Competition Groups_74 | Auto Off Time Switch or Time Clock control | 0.008401% | 0 | 1.3668 | Commercial_2037_Economic_GWh_Before Competition Groups_Auto Off Time Switch or Time Clock control
Commercial | COM ¦ Ductless Mini-Split Heat Pumps | 2037 | Achievable | GWh | Before Competition Groups | 0.91024 | 0 | 0 | 11963.7026 | 7.6083e-05 | 65 | Commercial_2037_Achievable_GWh_Before Competition Groups_65 | Ductless Mini-Split Heat Pumps | 0.007608% | 0 | 0.91024 | Commercial_2037_Achievable_GWh_Before Competition Groups_Ductless Mini-Split Heat Pumps
Commercial | Com ¦ CEE Tier 2/Energy Star Clothes Washers | 2037 | Technical | GWh | Before Competition Groups | 1.5603 | 0 | 0 | 21499.3983 | 7.2573e-05 | 88 | Commercial_2037_Technical_GWh_Before Competition Groups_88 | CEE Tier 2/Energy Star Clothes Washers | 0.007257% | 0 | 1.5603 | Commercial_2037_Technical_GWh_Before Competition Groups_CEE Tier 2/Energy Star Clothes Washers
Commercial | Com ¦ Notched V belts for HVAC Systems | 2037 | Achievable | GWh | Before Competition Groups | 0.84979 | 0 | 0 | 11963.7026 | 7.1031e-05 | 66 | Commercial_2037_Achievable_GWh_Before Competition Groups_66 | Notched V belts for HVAC Systems | 0.007103% | 0 | 0.84979 | Commercial_2037_Achievable_GWh_Before Competition Groups_Notched V belts for HVAC Systems
Commercial | COM ¦ Ductless Mini-Split Heat Pumps | 2037 | Technical | GWh | Before Competition Groups | 1.4169 | 0 | 0 | 21499.3983 | 6.5906e-05 | 89 | Commercial_2037_Technical_GWh_Before Competition Groups_89 | Ductless Mini-Split Heat Pumps | 0.006591% | 0 | 1.4169 | Commercial_2037_Technical_GWh_Before Competition Groups_Ductless Mini-Split Heat Pumps
Commercial | Com ¦ Auto Off Time Switch or Time Clock control | 2037 | Technical | GWh | Before Competition Groups | 1.3668 | 0 | 0 | 21499.3983 | 6.3574e-05 | 90 | Commercial_2037_Technical_GWh_Before Competition Groups_90 | Auto Off Time Switch or Time Clock control | 0.006357% | 0 | 1.3668 | Commercial_2037_Technical_GWh_Before Competition Groups_Auto Off Time Switch or Time Clock control
Commercial | Com ¦ Solar Electric Water Heater (50 Gallon) | 2037 | Technical | GWh | Before Competition Groups | 1.3346 | 0 | 0 | 21499.3983 | 6.2076e-05 | 91 | Commercial_2037_Technical_GWh_Before Competition Groups_91 | Solar Electric Water Heater (50 Gallon) | 0.006208% | 0 | 1.3346 | Commercial_2037_Technical_GWh_Before Competition Groups_Solar Electric Water Heater (50 Gallon)
Commercial | Com ¦ High Efficiency Small Instantaneous Water Heater | 2037 | Achievable | GWh | Before Competition Groups | 0.6896 | 0 | 0 | 11963.7026 | 5.7641e-05 | 67 | Commercial_2037_Achievable_GWh_Before Competition Groups_67 | High Efficiency Small Instantaneous Water Heater | 0.005764% | 0 | 0.6896 | Commercial_2037_Achievable_GWh_Before Competition Groups_High Efficiency Small Instantaneous Water Heater
Commercial | Com ¦ Low Flow Pre-Rinse Spray Nozzle | 2037 | Economic | GWh | Before Competition Groups | 0.88194 | 0 | 0 | 16268.6484 | 5.4211e-05 | 75 | Commercial_2037_Economic_GWh_Before Competition Groups_75 | Low Flow Pre-Rinse Spray Nozzle | 0.005421% | 0 | 0.88194 | Commercial_2037_Economic_GWh_Before Competition Groups_Low Flow Pre-Rinse Spray Nozzle
Commercial | Com ¦ Low Flow Pre-Rinse Spray Nozzle | 2037 | Achievable | GWh | Before Competition Groups | 0.64529 | 0 | 0 | 11963.7026 | 5.3938e-05 | 68 | Commercial_2037_Achievable_GWh_Before Competition Groups_68 | Low Flow Pre-Rinse Spray Nozzle | 0.005394% | 0 | 0.64529 | Commercial_2037_Achievable_GWh_Before Competition Groups_Low Flow Pre-Rinse Spray Nozzle
Commercial | Com ¦ HOTEL OCCUPANCY CONTROLS (HVAC + LIGHTING) | 2037 | Achievable | GWh | Before Competition Groups | 0.52138 | 0 | 0 | 11963.7026 | 4.3581e-05 | 69 | Commercial_2037_Achievable_GWh_Before Competition Groups_69 | HOTEL OCCUPANCY CONTROLS (HVAC + LIGHTING) | 0.004358% | 0 | 0.52138 | Commercial_2037_Achievable_GWh_Before Competition Groups_HOTEL OCCUPANCY CONTROLS (HVAC + LIGHTING)
Commercial | Com ¦ HVAC Optimization | 2037 | Technical | GWh | Before Competition Groups | 0.92366 | 0 | 0 | 21499.3983 | 4.2962e-05 | 92 | Commercial_2037_Technical_GWh_Before Competition Groups_92 | HVAC Optimization | 0.004296% | 0 | 0.92366 | Commercial_2037_Technical_GWh_Before Competition Groups_HVAC Optimization
Commercial | Com ¦ Low Flow Pre-Rinse Spray Nozzle | 2037 | Technical | GWh | Before Competition Groups | 0.88194 | 0 | 0 | 21499.3983 | 4.1022e-05 | 93 | Commercial_2037_Technical_GWh_Before Competition Groups_93 | Low Flow Pre-Rinse Spray Nozzle | 0.004102% | 0 | 0.88194 | Commercial_2037_Technical_GWh_Before Competition Groups_Low Flow Pre-Rinse Spray Nozzle
Commercial | Com ¦ Commercial Hot Food Holding Cabinets | 2037 | Economic | GWh | Before Competition Groups | 0.65874 | 0 | 0 | 16268.6484 | 4.0491e-05 | 76 | Commercial_2037_Economic_GWh_Before Competition Groups_76 | Commercial Hot Food Holding Cabinets | 0.004049% | 0 | 0.65874 | Commercial_2037_Economic_GWh_Before Competition Groups_Commercial Hot Food Holding Cabinets
Commercial | Com ¦ Commercial Hot Food Holding Cabinets | 2037 | Achievable | GWh | Before Competition Groups | 0.41956 | 0 | 0 | 11963.7026 | 3.5069e-05 | 70 | Commercial_2037_Achievable_GWh_Before Competition Groups_70 | Commercial Hot Food Holding Cabinets | 0.003507% | 0 | 0.41956 | Commercial_2037_Achievable_GWh_Before Competition Groups_Commercial Hot Food Holding Cabinets
Commercial | Com ¦ HVAC Optimization | 2037 | Economic | GWh | Before Competition Groups | 0.55593 | 0 | 0 | 16268.6484 | 3.4172e-05 | 77 | Commercial_2037_Economic_GWh_Before Competition Groups_77 | HVAC Optimization | 0.003417% | 0 | 0.55593 | Commercial_2037_Economic_GWh_Before Competition Groups_HVAC Optimization
Commercial | Com ¦ HVAC Optimization | 2037 | Achievable | GWh | Before Competition Groups | 0.38981 | 0 | 0 | 11963.7026 | 3.2582e-05 | 71 | Commercial_2037_Achievable_GWh_Before Competition Groups_71 | HVAC Optimization | 0.003258% | 0 | 0.38981 | Commercial_2037_Achievable_GWh_Before Competition Groups_HVAC Optimization
Commercial | Com ¦ Wall Insulation | 2037 | Achievable | GWh | Before Competition Groups | 0.35721 | 0 | 0 | 11963.7026 | 2.9858e-05 | 72 | Commercial_2037_Achievable_GWh_Before Competition Groups_72 | Wall Insulation | 0.002986% | 0 | 0.35721 | Commercial_2037_Achievable_GWh_Before Competition Groups_Wall Insulation
Commercial | Com ¦ High Efficiency Chiller (avg of water and air cooled) | 2037 | Technical | GWh | Before Competition Groups | 0.63901 | 0 | 0 | 21499.3983 | 2.9722e-05 | 94 | Commercial_2037_Technical_GWh_Before Competition Groups_94 | High Efficiency Chiller (avg of water and air cooled) | 0.002972% | 0 | 0.63901 | Commercial_2037_Technical_GWh_Before Competition Groups_High Efficiency Chiller (avg of water and air cooled)
Commercial | Com ¦ Energy Recovery Ventilation and Ventilation (Enhanced) | 2037 | Achievable | GWh | Before Competition Groups | 0.21808 | 0 | 0 | 11963.7026 | 1.8229e-05 | 73 | Commercial_2037_Achievable_GWh_Before Competition Groups_73 | Energy Recovery Ventilation and Ventilation (Enhanced) | 0.001823% | 0 | 0.21808 | Commercial_2037_Achievable_GWh_Before Competition Groups_Energy Recovery Ventilation and Ventilation (Enhanced)
Commercial | Com ¦ EC Plug Fan for Data Center (under cabinet) | 2037 | Economic | GWh | Before Competition Groups | 0.23378 | 0 | 0 | 16268.6484 | 1.437e-05 | 78 | Commercial_2037_Economic_GWh_Before Competition Groups_78 | EC Plug Fan for Data Center (under cabinet) | 0.001437% | 0 | 0.23378 | Commercial_2037_Economic_GWh_Before Competition Groups_EC Plug Fan for Data Center (under cabinet)
Commercial | Com ¦ eCube | 2037 | Technical | GWh | Before Competition Groups | 0.25593 | 0 | 0 | 21499.3983 | 1.1904e-05 | 95 | Commercial_2037_Technical_GWh_Before Competition Groups_95 | eCube | 0.00119% | 0 | 0.25593 | Commercial_2037_Technical_GWh_Before Competition Groups_eCube
Commercial | Com ¦ EC Plug Fan for Data Center (under cabinet) | 2037 | Technical | GWh | Before Competition Groups | 0.23378 | 0 | 0 | 21499.3983 | 1.0874e-05 | 96 | Commercial_2037_Technical_GWh_Before Competition Groups_96 | EC Plug Fan for Data Center (under cabinet) | 0.001087% | 0 | 0.23378 | Commercial_2037_Technical_GWh_Before Competition Groups_EC Plug Fan for Data Center (under cabinet)
Commercial | Com ¦ EC Plug Fan for Data Center (under cabinet) | 2037 | Achievable | GWh | Before Competition Groups | 0.10549 | 0 | 0 | 11963.7026 | 8.8172e-06 | 74 | Commercial_2037_Achievable_GWh_Before Competition Groups_74 | EC Plug Fan for Data Center (under cabinet) | 0.0008817% | 0 | 0.10549 | Commercial_2037_Achievable_GWh_Before Competition Groups_EC Plug Fan for Data Center (under cabinet)
Commercial | Com ¦ SYNCHRONOUS BELT | 2037 | Achievable | GWh | Before Competition Groups | 0.10311 | 0 | 0 | 11963.7026 | 8.619e-06 | 75 | Commercial_2037_Achievable_GWh_Before Competition Groups_75 | SYNCHRONOUS BELT | 0.0008619% | 0 | 0.10311 | Commercial_2037_Achievable_GWh_Before Competition Groups_SYNCHRONOUS BELT
Commercial | Com ¦ Roof Insulation/Ceiling Insulation (R25 Code to R35) | 2037 | Economic | GWh | Before Competition Groups | 0.13664 | 0 | 0 | 16268.6484 | 8.3989e-06 | 79 | Commercial_2037_Economic_GWh_Before Competition Groups_79 | Roof Insulation/Ceiling Insulation (R25 Code to R35) | 0.0008399% | 0 | 0.13664 | Commercial_2037_Economic_GWh_Before Competition Groups_Roof Insulation/Ceiling Insulation (R25 Code to R35)
Commercial | Com ¦ Room AC (w/ louvered sides) 14 SEER from 12 SEER code | 2037 | Achievable | GWh | Before Competition Groups | 0.087618 | 0 | 0 | 11963.7026 | 7.3236e-06 | 76 | Commercial_2037_Achievable_GWh_Before Competition Groups_76 | Room AC (w/ louvered sides) 14 SEER from 12 SEER code | 0.0007324% | 0 | 0.087618 | Commercial_2037_Achievable_GWh_Before Competition Groups_Room AC (w/ louvered sides) 14 SEER from 12 SEER code
Commercial | Com ¦ Room AC (w/ louvered sides) 14 SEER from 12 SEER code | 2037 | Economic | GWh | Before Competition Groups | 0.088509 | 0 | 0 | 16268.6484 | 5.4404e-06 | 80 | Commercial_2037_Economic_GWh_Before Competition Groups_80 | Room AC (w/ louvered sides) 14 SEER from 12 SEER code | 0.000544% | 0 | 0.088509 | Commercial_2037_Economic_GWh_Before Competition Groups_Room AC (w/ louvered sides) 14 SEER from 12 SEER code
Commercial | Com ¦ Air Curtains | 2037 | Achievable | GWh | Before Competition Groups | 0.05183 | 0 | 0 | 11963.7026 | 4.3322e-06 | 77 | Commercial_2037_Achievable_GWh_Before Competition Groups_77 | Air Curtains | 0.0004332% | 0 | 0.05183 | Commercial_2037_Achievable_GWh_Before Competition Groups_Air Curtains
Commercial | Com ¦ Air Curtains | 2037 | Economic | GWh | Before Competition Groups | 0.057241 | 0 | 0 | 16268.6484 | 3.5185e-06 | 81 | Commercial_2037_Economic_GWh_Before Competition Groups_81 | Air Curtains | 0.0003518% | 0 | 0.057241 | Commercial_2037_Economic_GWh_Before Competition Groups_Air Curtains
Commercial | Com ¦ High Efficiency Chiller (avg of water and air cooled) | 2037 | Achievable | GWh | Before Competition Groups | 0.040873 | 0 | 0 | 11963.7026 | 3.4164e-06 | 78 | Commercial_2037_Achievable_GWh_Before Competition Groups_78 | High Efficiency Chiller (avg of water and air cooled) | 0.0003416% | 0 | 0.040873 | Commercial_2037_Achievable_GWh_Before Competition Groups_High Efficiency Chiller (avg of water and air cooled)
Commercial | Com ¦ VSD Air Compressor | 2037 | Economic | GWh | Before Competition Groups | 0.052281 | 0 | 0 | 16268.6484 | 3.2136e-06 | 82 | Commercial_2037_Economic_GWh_Before Competition Groups_82 | VSD Air Compressor | 0.0003214% | 0 | 0.052281 | Commercial_2037_Economic_GWh_Before Competition Groups_VSD Air Compressor
Commercial | Com ¦ VSD Air Compressor | 2037 | Achievable | GWh | Before Competition Groups | 0.037586 | 0 | 0 | 11963.7026 | 3.1416e-06 | 79 | Commercial_2037_Achievable_GWh_Before Competition Groups_79 | VSD Air Compressor | 0.0003142% | 0 | 0.037586 | Commercial_2037_Achievable_GWh_Before Competition Groups_VSD Air Compressor
Commercial | Com ¦ High Efficiency Chiller (avg of water and air cooled) | 2037 | Economic | GWh | Before Competition Groups | 0.05035 | 0 | 0 | 16268.6484 | 3.0949e-06 | 83 | Commercial_2037_Economic_GWh_Before Competition Groups_83 | High Efficiency Chiller (avg of water and air cooled) | 0.0003095% | 0 | 0.05035 | Commercial_2037_Economic_GWh_Before Competition Groups_High Efficiency Chiller (avg of water and air cooled)
Commercial | Com ¦ Exterior Photocell | 2037 | Technical | GWh | Before Competition Groups | 0.061995 | 0 | 0 | 21499.3983 | 2.8836e-06 | 97 | Commercial_2037_Technical_GWh_Before Competition Groups_97 | Exterior Photocell | 0.0002884% | 0 | 0.061995 | Commercial_2037_Technical_GWh_Before Competition Groups_Exterior Photocell
Commercial | Com ¦ Air Curtains | 2037 | Technical | GWh | Before Competition Groups | 0.057241 | 0 | 0 | 21499.3983 | 2.6625e-06 | 98 | Commercial_2037_Technical_GWh_Before Competition Groups_98 | Air Curtains | 0.0002662% | 0 | 0.057241 | Commercial_2037_Technical_GWh_Before Competition Groups_Air Curtains
Commercial | Com ¦ VSD Air Compressor | 2037 | Technical | GWh | Before Competition Groups | 0.052281 | 0 | 0 | 21499.3983 | 2.4318e-06 | 99 | Commercial_2037_Technical_GWh_Before Competition Groups_99 | VSD Air Compressor | 0.0002432% | 0 | 0.052281 | Commercial_2037_Technical_GWh_Before Competition Groups_VSD Air Compressor
Commercial | Com ¦ Roof Insulation/Ceiling Insulation (R25 Code to R35) | 2037 | Achievable | GWh | Before Competition Groups | 0.014916 | 0 | 0 | 11963.7026 | 1.2467e-06 | 80 | Commercial_2037_Achievable_GWh_Before Competition Groups_80 | Roof Insulation/Ceiling Insulation (R25 Code to R35) | 0.0001247% | 0 | 0.014916 | Commercial_2037_Achievable_GWh_Before Competition Groups_Roof Insulation/Ceiling Insulation (R25 Code to R35)
Commercial | Com ¦ High Efficiency Induction Cooking | 2037 | Technical | GWh | Before Competition Groups | 0.0087089 | 0 | 0 | 21499.3983 | 4.0508e-07 | 100 | Commercial_2037_Technical_GWh_Before Competition Groups_100 | High Efficiency Induction Cooking | 4.051e-05% | 0 | 0.0087089 | Commercial_2037_Technical_GWh_Before Competition Groups_High Efficiency Induction Cooking
Commercial | Com ¦ Electric Convection Combination Ovens | 2037 | Achievable | GWh | Before Competition Groups | 0.0034475 | 0 | 0 | 11963.7026 | 2.8816e-07 | 81 | Commercial_2037_Achievable_GWh_Before Competition Groups_81 | Electric Convection Combination Ovens | 2.882e-05% | 0 | 0.0034475 | Commercial_2037_Achievable_GWh_Before Competition Groups_Electric Convection Combination Ovens
Commercial | Com ¦ Electric Convection Combination Ovens | 2037 | Economic | GWh | Before Competition Groups | 0.0042279 | 0 | 0 | 16268.6484 | 2.5988e-07 | 84 | Commercial_2037_Economic_GWh_Before Competition Groups_84 | Electric Convection Combination Ovens | 2.599e-05% | 0 | 0.0042279 | Commercial_2037_Economic_GWh_Before Competition Groups_Electric Convection Combination Ovens
Commercial | Com ¦ Electric Convection Combination Ovens | 2037 | Technical | GWh | Before Competition Groups | 0.0042279 | 0 | 0 | 21499.3983 | 1.9665e-07 | 101 | Commercial_2037_Technical_GWh_Before Competition Groups_101 | Electric Convection Combination Ovens | 1.967e-05% | 0 | 0.0042279 | Commercial_2037_Technical_GWh_Before Competition Groups_Electric Convection Combination Ovens
Commercial | Com ¦ LLLC - Low Impact Application | 2037 | Achievable | GWh | Before Competition Groups | 7.6731e-19 | 0 | 0 | 11963.7026 | 6.4137e-23 | 82 | Commercial_2037_Achievable_GWh_Before Competition Groups_82 | LLLC - Low Impact Application | 6.414e-21% | 0 | 7.6731e-19 | Commercial_2037_Achievable_GWh_Before Competition Groups_LLLC - Low Impact Application
Commercial | Com ¦ LLLC - High Impact Application | 2037 | Achievable | GWh | Before Competition Groups | 3.8385e-19 | 0 | 0 | 11963.7026 | 3.2084e-23 | 83 | Commercial_2037_Achievable_GWh_Before Competition Groups_83 | LLLC - High Impact Application | 3.208e-21% | 0 | 3.8385e-19 | Commercial_2037_Achievable_GWh_Before Competition Groups_LLLC - High Impact Application
Commercial | Com ¦ Networked/Connected - High Impact Application | 2037 | Achievable | GWh | Before Competition Groups | 8.5887e-21 | 0 | 0 | 11963.7026 | 7.1789e-25 | 84 | Commercial_2037_Achievable_GWh_Before Competition Groups_84 | Networked/Connected - High Impact Application | 7.179e-23% | 0 | 8.5887e-21 | Commercial_2037_Achievable_GWh_Before Competition Groups_Networked/Connected - High Impact Application
Commercial | Com ¦ Networked/Connected - Low Impact Application | 2037 | Achievable | GWh | Before Competition Groups | 3.8957e-21 | 0 | 0 | 11963.7026 | 3.2562e-25 | 85 | Commercial_2037_Achievable_GWh_Before Competition Groups_85 | Networked/Connected - Low Impact Application | 3.256e-23% | 0 | 3.8957e-21 | Commercial_2037_Achievable_GWh_Before Competition Groups_Networked/Connected - Low Impact Application
Commercial | Com ¦ Ground Source Heat Pump | 2037 | Achievable | GWh | Before Competition Groups | 0 | 0 | 0 | 11963.7026 | 0 | 86 | Commercial_2037_Achievable_GWh_Before Competition Groups_86 | Ground Source Heat Pump | 0% | 0 | 0 | Commercial_2037_Achievable_GWh_Before Competition Groups_Ground Source Heat Pump
Commercial | Com ¦ Ground Source Heat Pump | 2037 | Economic | GWh | Before Competition Groups | 0 | 0 | 0 | 16268.6484 | 0 | 85 | Commercial_2037_Economic_GWh_Before Competition Groups_85 | Ground Source Heat Pump | 0% | 0 | 0 | Commercial_2037_Economic_GWh_Before Competition Groups_Ground Source Heat Pump
Commercial | Com ¦ High R-Value Glass Doors/no-heat glass door | 2037 | Achievable | GWh | Before Competition Groups | 0 | 0 | 0 | 11963.7026 | 0 | 87 | Commercial_2037_Achievable_GWh_Before Competition Groups_87 | High R-Value Glass Doors/no-heat glass door | 0% | 0 | 0 | Commercial_2037_Achievable_GWh_Before Competition Groups_High R-Value Glass Doors/no-heat glass door
Commercial | Com ¦ High R-Value Glass Doors/no-heat glass door | 2037 | Economic | GWh | Before Competition Groups | 0 | 0 | 0 | 16268.6484 | 0 | 86 | Commercial_2037_Economic_GWh_Before Competition Groups_86 | High R-Value Glass Doors/no-heat glass door | 0% | 0 | 0 | Commercial_2037_Economic_GWh_Before Competition Groups_High R-Value Glass Doors/no-heat glass door
Commercial | Com ¦ Refrigeration Commissioning | 2037 | Achievable | GWh | Before Competition Groups | 0 | 0 | 0 | 11963.7026 | 0 | 88 | Commercial_2037_Achievable_GWh_Before Competition Groups_88 | Refrigeration Commissioning | 0% | 0 | 0 | Commercial_2037_Achievable_GWh_Before Competition Groups_Refrigeration Commissioning
Commercial | Com ¦ Refrigeration Commissioning | 2037 | Economic | GWh | Before Competition Groups | 0 | 0 | 0 | 16268.6484 | 0 | 87 | Commercial_2037_Economic_GWh_Before Competition Groups_87 | Refrigeration Commissioning | 0% | 0 | 0 | Commercial_2037_Economic_GWh_Before Competition Groups_Refrigeration Commissioning
Commercial | Com ¦ Building Recommissioning, Operations and Maintenance (O&M) Improvements | 2038 | Economic | GWh | Before Competition Groups | 1992.9435 | 0 | 0 | 16578.1171 | 0.12022 | 1 | Commercial_2038_Economic_GWh_Before Competition Groups_1 | Building Recommissioning, Operations and Maintenance (O&M) Improvements | 12.02% | 0 | 1992.9435 | Commercial_2038_Economic_GWh_Before Competition Groups_Building Recommissioning, Operations and Maintenance (O&M) Improvements
Commercial | Com ¦ Building Recommissioning, Operations and Maintenance (O&M) Improvements | 2038 | Achievable | GWh | Before Competition Groups | 1339.5784 | 0 | 0 | 12433.0856 | 0.10774 | 1 | Commercial_2038_Achievable_GWh_Before Competition Groups_1 | Building Recommissioning, Operations and Maintenance (O&M) Improvements | 10.77% | 0 | 1339.5784 | Commercial_2038_Achievable_GWh_Before Competition Groups_Building Recommissioning, Operations and Maintenance (O&M) Improvements
Commercial | Com ¦ LED Low/High Bay | 2038 | Achievable | GWh | Before Competition Groups | 1267.5526 | 0 | 0 | 12433.0856 | 0.10195 | 2 | Commercial_2038_Achievable_GWh_Before Competition Groups_2 | LED Low/High Bay | 10.19% | 0 | 1267.5526 | Commercial_2038_Achievable_GWh_Before Competition Groups_LED Low/High Bay
Commercial | Com ¦ Building Recommissioning, Operations and Maintenance (O&M) Improvements | 2038 | Technical | GWh | Before Competition Groups | 1992.9435 | 0 | 0 | 21583.0494 | 0.092338 | 1 | Commercial_2038_Technical_GWh_Before Competition Groups_1 | Building Recommissioning, Operations and Maintenance (O&M) Improvements | 9.234% | 0 | 1992.9435 | Commercial_2038_Technical_GWh_Before Competition Groups_Building Recommissioning, Operations and Maintenance (O&M) Improvements
Commercial | Com ¦ LED Troffer/Surface/Suspended | 2038 | Achievable | GWh | Before Competition Groups | 1067.9966 | 0 | 0 | 12433.0856 | 0.0859 | 3 | Commercial_2038_Achievable_GWh_Before Competition Groups_3 | LED Troffer/Surface/Suspended | 8.59% | 0 | 1067.9966 | Commercial_2038_Achievable_GWh_Before Competition Groups_LED Troffer/Surface/Suspended
Commercial | Com ¦ Central Lighting Control System | 2038 | Technical | GWh | Before Competition Groups | 1851.8416 | 0 | 0 | 21583.0494 | 0.085801 | 2 | Commercial_2038_Technical_GWh_Before Competition Groups_2 | Central Lighting Control System | 8.58% | 0 | 1851.8416 | Commercial_2038_Technical_GWh_Before Competition Groups_Central Lighting Control System
Commercial | Com ¦ ENERGY STAR LED LAMPS (REFLECTOR LAMPs/MR16/PAR 16) | 2038 | Achievable | GWh | Before Competition Groups | 1030.8089 | 0 | 0 | 12433.0856 | 0.082909 | 4 | Commercial_2038_Achievable_GWh_Before Competition Groups_4 | ENERGY STAR LED LAMPS (REFLECTOR LAMPs/MR16/PAR 16) | 8.291% | 0 | 1030.8089 | Commercial_2038_Achievable_GWh_Before Competition Groups_ENERGY STAR LED LAMPS (REFLECTOR LAMPs/MR16/PAR 16)
Commercial | Com ¦ LED Low/High Bay | 2038 | Economic | GWh | Before Competition Groups | 1202.6662 | 0 | 0 | 16578.1171 | 0.072545 | 2 | Commercial_2038_Economic_GWh_Before Competition Groups_2 | LED Low/High Bay | 7.255% | 0 | 1202.6662 | Commercial_2038_Economic_GWh_Before Competition Groups_LED Low/High Bay
Commercial | Com ¦ ENERGY STAR LED LAMPS (REFLECTOR LAMPs/MR16/PAR 16) | 2038 | Economic | GWh | Before Competition Groups | 1053.2617 | 0 | 0 | 16578.1171 | 0.063533 | 3 | Commercial_2038_Economic_GWh_Before Competition Groups_3 | ENERGY STAR LED LAMPS (REFLECTOR LAMPs/MR16/PAR 16) | 6.353% | 0 | 1053.2617 | Commercial_2038_Economic_GWh_Before Competition Groups_ENERGY STAR LED LAMPS (REFLECTOR LAMPs/MR16/PAR 16)
Commercial | Com ¦ LED Troffer/Surface/Suspended | 2038 | Economic | GWh | Before Competition Groups | 964.5172 | 0 | 0 | 16578.1171 | 0.05818 | 4 | Commercial_2038_Economic_GWh_Before Competition Groups_4 | LED Troffer/Surface/Suspended | 5.818% | 0 | 964.5172 | Commercial_2038_Economic_GWh_Before Competition Groups_LED Troffer/Surface/Suspended
Commercial | Com ¦ LED Low/High Bay | 2038 | Technical | GWh | Before Competition Groups | 1202.6662 | 0 | 0 | 21583.0494 | 0.055723 | 3 | Commercial_2038_Technical_GWh_Before Competition Groups_3 | LED Low/High Bay | 5.572% | 0 | 1202.6662 | Commercial_2038_Technical_GWh_Before Competition Groups_LED Low/High Bay
Commercial | Com ¦ Education and Capacity Building/Energy Behavior | 2038 | Achievable | GWh | Before Competition Groups | 680.6878 | 0 | 0 | 12433.0856 | 0.054748 | 5 | Commercial_2038_Achievable_GWh_Before Competition Groups_5 | Education and Capacity Building/Energy Behavior | 5.475% | 0 | 680.6878 | Commercial_2038_Achievable_GWh_Before Competition Groups_Education and Capacity Building/Energy Behavior
Commercial | Com ¦ LED EXTERIOR AREA LIGHTS - LED fixture (200W) | 2038 | Achievable | GWh | Before Competition Groups | 633.3908 | 0 | 0 | 12433.0856 | 0.050944 | 6 | Commercial_2038_Achievable_GWh_Before Competition Groups_6 | LED EXTERIOR AREA LIGHTS - LED fixture (200W) | 5.094% | 0 | 633.3908 | Commercial_2038_Achievable_GWh_Before Competition Groups_LED EXTERIOR AREA LIGHTS - LED fixture (200W)
Commercial | Com ¦ LLLC - High Impact Application | 2038 | Economic | GWh | Before Competition Groups | 825.8181 | 0 | 0 | 16578.1171 | 0.049814 | 5 | Commercial_2038_Economic_GWh_Before Competition Groups_5 | LLLC - High Impact Application | 4.981% | 0 | 825.8181 | Commercial_2038_Economic_GWh_Before Competition Groups_LLLC - High Impact Application
Commercial | Com ¦ ENERGY STAR LED LAMPS (REFLECTOR LAMPs/MR16/PAR 16) | 2038 | Technical | GWh | Before Competition Groups | 1066.0763 | 0 | 0 | 21583.0494 | 0.049394 | 4 | Commercial_2038_Technical_GWh_Before Competition Groups_4 | ENERGY STAR LED LAMPS (REFLECTOR LAMPs/MR16/PAR 16) | 4.939% | 0 | 1066.0763 | Commercial_2038_Technical_GWh_Before Competition Groups_ENERGY STAR LED LAMPS (REFLECTOR LAMPs/MR16/PAR 16)
Commercial | Com ¦ LLLC - Low Impact Application | 2038 | Economic | GWh | Before Competition Groups | 802.9754 | 0 | 0 | 16578.1171 | 0.048436 | 6 | Commercial_2038_Economic_GWh_Before Competition Groups_6 | LLLC - Low Impact Application | 4.844% | 0 | 802.9754 | Commercial_2038_Economic_GWh_Before Competition Groups_LLLC - Low Impact Application
Commercial | Com ¦ LED parking lot fixture | 2038 | Achievable | GWh | Before Competition Groups | 599.4554 | 0 | 0 | 12433.0856 | 0.048215 | 7 | Commercial_2038_Achievable_GWh_Before Competition Groups_7 | LED parking lot fixture | 4.821% | 0 | 599.4554 | Commercial_2038_Achievable_GWh_Before Competition Groups_LED parking lot fixture
Commercial | Com ¦ LED Replacement Lamp (Tube) | 2038 | Achievable | GWh | Before Competition Groups | 598.4295 | 0 | 0 | 12433.0856 | 0.048132 | 8 | Commercial_2038_Achievable_GWh_Before Competition Groups_8 | LED Replacement Lamp (Tube) | 4.813% | 0 | 598.4295 | Commercial_2038_Achievable_GWh_Before Competition Groups_LED Replacement Lamp (Tube)
Commercial | Com ¦ Furnace Tune-Up | 2038 | Achievable | GWh | Before Competition Groups | 592.7234 | 0 | 0 | 12433.0856 | 0.047673 | 9 | Commercial_2038_Achievable_GWh_Before Competition Groups_9 | Furnace Tune-Up | 4.767% | 0 | 592.7234 | Commercial_2038_Achievable_GWh_Before Competition Groups_Furnace Tune-Up
Commercial | Com ¦ Education and Capacity Building/Energy Behavior | 2038 | Economic | GWh | Before Competition Groups | 743.616 | 0 | 0 | 16578.1171 | 0.044855 | 7 | Commercial_2038_Economic_GWh_Before Competition Groups_7 | Education and Capacity Building/Energy Behavior | 4.486% | 0 | 743.616 | Commercial_2038_Economic_GWh_Before Competition Groups_Education and Capacity Building/Energy Behavior
Commercial | Com ¦ LED Troffer/Surface/Suspended | 2038 | Technical | GWh | Before Competition Groups | 964.5172 | 0 | 0 | 21583.0494 | 0.044689 | 5 | Commercial_2038_Technical_GWh_Before Competition Groups_5 | LED Troffer/Surface/Suspended | 4.469% | 0 | 964.5172 | Commercial_2038_Technical_GWh_Before Competition Groups_LED Troffer/Surface/Suspended
Commercial | Com ¦ LED Replacement Lamp (Tube) | 2038 | Economic | GWh | Before Competition Groups | 717.2056 | 0 | 0 | 16578.1171 | 0.043262 | 8 | Commercial_2038_Economic_GWh_Before Competition Groups_8 | LED Replacement Lamp (Tube) | 4.326% | 0 | 717.2056 | Commercial_2038_Economic_GWh_Before Competition Groups_LED Replacement Lamp (Tube)
Commercial | Com ¦ High Efficiency Air Source Heat Pump | 2038 | Economic | GWh | Before Competition Groups | 668.289 | 0 | 0 | 16578.1171 | 0.040312 | 9 | Commercial_2038_Economic_GWh_Before Competition Groups_9 | High Efficiency Air Source Heat Pump | 4.031% | 0 | 668.289 | Commercial_2038_Economic_GWh_Before Competition Groups_High Efficiency Air Source Heat Pump
Commercial | Com ¦ Networked/Connected - High Impact Application | 2038 | Economic | GWh | Before Competition Groups | 667.5039 | 0 | 0 | 16578.1171 | 0.040264 | 10 | Commercial_2038_Economic_GWh_Before Competition Groups_10 | Networked/Connected - High Impact Application | 4.026% | 0 | 667.5039 | Commercial_2038_Economic_GWh_Before Competition Groups_Networked/Connected - High Impact Application
Commercial | Com ¦ LED EXTERIOR AREA LIGHTS - LED fixture (200W) | 2038 | Economic | GWh | Before Competition Groups | 661.8422 | 0 | 0 | 16578.1171 | 0.039923 | 11 | Commercial_2038_Economic_GWh_Before Competition Groups_11 | LED EXTERIOR AREA LIGHTS - LED fixture (200W) | 3.992% | 0 | 661.8422 | Commercial_2038_Economic_GWh_Before Competition Groups_LED EXTERIOR AREA LIGHTS - LED fixture (200W)
Commercial | Com ¦ LLLC - Low Impact Application | 2038 | Technical | GWh | Before Competition Groups | 830.9806 | 0 | 0 | 21583.0494 | 0.038502 | 6 | Commercial_2038_Technical_GWh_Before Competition Groups_6 | LLLC - Low Impact Application | 3.85% | 0 | 830.9806 | Commercial_2038_Technical_GWh_Before Competition Groups_LLLC - Low Impact Application
Commercial | Com ¦ LLLC - High Impact Application | 2038 | Technical | GWh | Before Competition Groups | 825.8181 | 0 | 0 | 21583.0494 | 0.038262 | 7 | Commercial_2038_Technical_GWh_Before Competition Groups_7 | LLLC - High Impact Application | 3.826% | 0 | 825.8181 | Commercial_2038_Technical_GWh_Before Competition Groups_LLLC - High Impact Application
Commercial | Com ¦ LED parking lot fixture | 2038 | Economic | GWh | Before Competition Groups | 623.8243 | 0 | 0 | 16578.1171 | 0.037629 | 12 | Commercial_2038_Economic_GWh_Before Competition Groups_12 | LED parking lot fixture | 3.763% | 0 | 623.8243 | Commercial_2038_Economic_GWh_Before Competition Groups_LED parking lot fixture
Commercial | Com ¦ Networked/Connected - High Impact Application | 2038 | Technical | GWh | Before Competition Groups | 746.4164 | 0 | 0 | 21583.0494 | 0.034583 | 8 | Commercial_2038_Technical_GWh_Before Competition Groups_8 | Networked/Connected - High Impact Application | 3.458% | 0 | 746.4164 | Commercial_2038_Technical_GWh_Before Competition Groups_Networked/Connected - High Impact Application
Commercial | Com ¦ Education and Capacity Building/Energy Behavior | 2038 | Technical | GWh | Before Competition Groups | 743.616 | 0 | 0 | 21583.0494 | 0.034454 | 9 | Commercial_2038_Technical_GWh_Before Competition Groups_9 | Education and Capacity Building/Energy Behavior | 3.445% | 0 | 743.616 | Commercial_2038_Technical_GWh_Before Competition Groups_Education and Capacity Building/Energy Behavior
Commercial | Com ¦ LED Replacement Lamp (Tube) | 2038 | Technical | GWh | Before Competition Groups | 717.2056 | 0 | 0 | 21583.0494 | 0.03323 | 10 | Commercial_2038_Technical_GWh_Before Competition Groups_10 | LED Replacement Lamp (Tube) | 3.323% | 0 | 717.2056 | Commercial_2038_Technical_GWh_Before Competition Groups_LED Replacement Lamp (Tube)
Commercial | Com ¦ Networked/Connected - Low Impact Application | 2038 | Technical | GWh | Before Competition Groups | 714.4705 | 0 | 0 | 21583.0494 | 0.033103 | 11 | Commercial_2038_Technical_GWh_Before Competition Groups_11 | Networked/Connected - Low Impact Application | 3.31% | 0 | 714.4705 | Commercial_2038_Technical_GWh_Before Competition Groups_Networked/Connected - Low Impact Application
Commercial | Com ¦ Furnace Tune-Up | 2038 | Economic | GWh | Before Competition Groups | 527.3888 | 0 | 0 | 16578.1171 | 0.031812 | 13 | Commercial_2038_Economic_GWh_Before Competition Groups_13 | Furnace Tune-Up | 3.181% | 0 | 527.3888 | Commercial_2038_Economic_GWh_Before Competition Groups_Furnace Tune-Up
Commercial | Com ¦ LED street light fixture | 2038 | Achievable | GWh | Before Competition Groups | 395.2064 | 0 | 0 | 12433.0856 | 0.031787 | 10 | Commercial_2038_Achievable_GWh_Before Competition Groups_10 | LED street light fixture | 3.179% | 0 | 395.2064 | Commercial_2038_Achievable_GWh_Before Competition Groups_LED street light fixture
Commercial | Com ¦ High Efficiency Air Source Heat Pump | 2038 | Technical | GWh | Before Competition Groups | 668.289 | 0 | 0 | 21583.0494 | 0.030964 | 12 | Commercial_2038_Technical_GWh_Before Competition Groups_12 | High Efficiency Air Source Heat Pump | 3.096% | 0 | 668.289 | Commercial_2038_Technical_GWh_Before Competition Groups_High Efficiency Air Source Heat Pump
Commercial | Com ¦ LED EXTERIOR AREA LIGHTS - LED fixture (200W) | 2038 | Technical | GWh | Before Competition Groups | 661.8422 | 0 | 0 | 21583.0494 | 0.030665 | 13 | Commercial_2038_Technical_GWh_Before Competition Groups_13 | LED EXTERIOR AREA LIGHTS - LED fixture (200W) | 3.066% | 0 | 661.8422 | Commercial_2038_Technical_GWh_Before Competition Groups_LED EXTERIOR AREA LIGHTS - LED fixture (200W)
Commercial | Com ¦ LED parking lot fixture | 2038 | Technical | GWh | Before Competition Groups | 623.8243 | 0 | 0 | 21583.0494 | 0.028903 | 14 | Commercial_2038_Technical_GWh_Before Competition Groups_14 | LED parking lot fixture | 2.89% | 0 | 623.8243 | Commercial_2038_Technical_GWh_Before Competition Groups_LED parking lot fixture
Commercial | Com ¦ Smart Strip Plug Outlets | 2038 | Technical | GWh | Before Competition Groups | 613.2 | 0 | 0 | 21583.0494 | 0.028411 | 15 | Commercial_2038_Technical_GWh_Before Competition Groups_15 | Smart Strip Plug Outlets | 2.841% | 0 | 613.2 | Commercial_2038_Technical_GWh_Before Competition Groups_Smart Strip Plug Outlets
Commercial | Com ¦ LED street light fixture | 2038 | Economic | GWh | Before Competition Groups | 416.2135 | 0 | 0 | 16578.1171 | 0.025106 | 14 | Commercial_2038_Economic_GWh_Before Competition Groups_14 | LED street light fixture | 2.511% | 0 | 416.2135 | Commercial_2038_Economic_GWh_Before Competition Groups_LED street light fixture
Commercial | Com ¦ Furnace Tune-Up | 2038 | Technical | GWh | Before Competition Groups | 527.3888 | 0 | 0 | 21583.0494 | 0.024435 | 16 | Commercial_2038_Technical_GWh_Before Competition Groups_16 | Furnace Tune-Up | 2.444% | 0 | 527.3888 | Commercial_2038_Technical_GWh_Before Competition Groups_Furnace Tune-Up
Commercial | Com ¦ Refrigerated Display Case Doors | 2038 | Achievable | GWh | Before Competition Groups | 299.771 | 0 | 0 | 12433.0856 | 0.024111 | 11 | Commercial_2038_Achievable_GWh_Before Competition Groups_11 | Refrigerated Display Case Doors | 2.411% | 0 | 299.771 | Commercial_2038_Achievable_GWh_Before Competition Groups_Refrigerated Display Case Doors
Commercial | Com ¦ Variable Refrigerant Flow Heat Pump | 2038 | Technical | GWh | Before Competition Groups | 509.0957 | 0 | 0 | 21583.0494 | 0.023588 | 17 | Commercial_2038_Technical_GWh_Before Competition Groups_17 | Variable Refrigerant Flow Heat Pump | 2.359% | 0 | 509.0957 | Commercial_2038_Technical_GWh_Before Competition Groups_Variable Refrigerant Flow Heat Pump
Commercial | Com ¦ Refrigerated Display Case Doors | 2038 | Economic | GWh | Before Competition Groups | 369.1752 | 0 | 0 | 16578.1171 | 0.022269 | 15 | Commercial_2038_Economic_GWh_Before Competition Groups_15 | Refrigerated Display Case Doors | 2.227% | 0 | 369.1752 | Commercial_2038_Economic_GWh_Before Competition Groups_Refrigerated Display Case Doors
Commercial | Com ¦ Reach-in Shaded Pole to ECM/PSC Evaporator Fan Motor | 2038 | Achievable | GWh | Before Competition Groups | 264.7169 | 0 | 0 | 12433.0856 | 0.021291 | 12 | Commercial_2038_Achievable_GWh_Before Competition Groups_12 | Reach-in Shaded Pole to ECM/PSC Evaporator Fan Motor | 2.129% | 0 | 264.7169 | Commercial_2038_Achievable_GWh_Before Competition Groups_Reach-in Shaded Pole to ECM/PSC Evaporator Fan Motor
Commercial | Com ¦ Refrigerated Display Case Doors | 2038 | Technical | GWh | Before Competition Groups | 455.1531 | 0 | 0 | 21583.0494 | 0.021088 | 18 | Commercial_2038_Technical_GWh_Before Competition Groups_18 | Refrigerated Display Case Doors | 2.109% | 0 | 455.1531 | Commercial_2038_Technical_GWh_Before Competition Groups_Refrigerated Display Case Doors
Commercial | Com ¦ High Efficiency Air Source Heat Pump | 2038 | Achievable | GWh | Before Competition Groups | 260.5963 | 0 | 0 | 12433.0856 | 0.02096 | 13 | Commercial_2038_Achievable_GWh_Before Competition Groups_13 | High Efficiency Air Source Heat Pump | 2.096% | 0 | 260.5963 | Commercial_2038_Achievable_GWh_Before Competition Groups_High Efficiency Air Source Heat Pump
Commercial | Com ¦ Advanced BAS/Controllers | 2038 | Economic | GWh | Before Competition Groups | 344.9719 | 0 | 0 | 16578.1171 | 0.020809 | 16 | Commercial_2038_Economic_GWh_Before Competition Groups_16 | Advanced BAS/Controllers | 2.081% | 0 | 344.9719 | Commercial_2038_Economic_GWh_Before Competition Groups_Advanced BAS/Controllers
Commercial | Com ¦ Strip Curtains | 2038 | Achievable | GWh | Before Competition Groups | 255.8178 | 0 | 0 | 12433.0856 | 0.020576 | 14 | Commercial_2038_Achievable_GWh_Before Competition Groups_14 | Strip Curtains | 2.058% | 0 | 255.8178 | Commercial_2038_Achievable_GWh_Before Competition Groups_Strip Curtains
Commercial | Com ¦ Reach-in Shaded Pole to ECM/PSC Evaporator Fan Motor | 2038 | Economic | GWh | Before Competition Groups | 339.8858 | 0 | 0 | 16578.1171 | 0.020502 | 17 | Commercial_2038_Economic_GWh_Before Competition Groups_17 | Reach-in Shaded Pole to ECM/PSC Evaporator Fan Motor | 2.05% | 0 | 339.8858 | Commercial_2038_Economic_GWh_Before Competition Groups_Reach-in Shaded Pole to ECM/PSC Evaporator Fan Motor
Commercial | Com ¦ Demand Control Ventilation | 2038 | Achievable | GWh | Before Competition Groups | 252.128 | 0 | 0 | 12433.0856 | 0.020279 | 15 | Commercial_2038_Achievable_GWh_Before Competition Groups_15 | Demand Control Ventilation | 2.028% | 0 | 252.128 | Commercial_2038_Achievable_GWh_Before Competition Groups_Demand Control Ventilation
Commercial | Com ¦ Data Center Storage/Server Virtualization | 2038 | Achievable | GWh | Before Competition Groups | 250.3264 | 0 | 0 | 12433.0856 | 0.020134 | 16 | Commercial_2038_Achievable_GWh_Before Competition Groups_16 | Data Center Storage/Server Virtualization | 2.013% | 0 | 250.3264 | Commercial_2038_Achievable_GWh_Before Competition Groups_Data Center Storage/Server Virtualization
Commercial | Com ¦ Demand Control Ventilation | 2038 | Economic | GWh | Before Competition Groups | 331.8719 | 0 | 0 | 16578.1171 | 0.020019 | 18 | Commercial_2038_Economic_GWh_Before Competition Groups_18 | Demand Control Ventilation | 2.002% | 0 | 331.8719 | Commercial_2038_Economic_GWh_Before Competition Groups_Demand Control Ventilation
Commercial | Com ¦ Advanced BAS/Controllers | 2038 | Achievable | GWh | Before Competition Groups | 241.7218 | 0 | 0 | 12433.0856 | 0.019442 | 17 | Commercial_2038_Achievable_GWh_Before Competition Groups_17 | Advanced BAS/Controllers | 1.944% | 0 | 241.7218 | Commercial_2038_Achievable_GWh_Before Competition Groups_Advanced BAS/Controllers
Commercial | Com ¦ LED street light fixture | 2038 | Technical | GWh | Before Competition Groups | 416.2135 | 0 | 0 | 21583.0494 | 0.019284 | 19 | Commercial_2038_Technical_GWh_Before Competition Groups_19 | LED street light fixture | 1.928% | 0 | 416.2135 | Commercial_2038_Technical_GWh_Before Competition Groups_LED street light fixture
Commercial | Com ¦ Data Center Storage/Server Virtualization | 2038 | Economic | GWh | Before Competition Groups | 315.9076 | 0 | 0 | 16578.1171 | 0.019056 | 19 | Commercial_2038_Economic_GWh_Before Competition Groups_19 | Data Center Storage/Server Virtualization | 1.906% | 0 | 315.9076 | Commercial_2038_Economic_GWh_Before Competition Groups_Data Center Storage/Server Virtualization
Commercial | Com ¦ Variable Frequency Drive (VFD) | 2038 | Achievable | GWh | Before Competition Groups | 198.7766 | 0 | 0 | 12433.0856 | 0.015988 | 18 | Commercial_2038_Achievable_GWh_Before Competition Groups_18 | Variable Frequency Drive (VFD) | 1.599% | 0 | 198.7766 | Commercial_2038_Achievable_GWh_Before Competition Groups_Variable Frequency Drive (VFD)
Commercial | Com ¦ Advanced BAS/Controllers | 2038 | Technical | GWh | Before Competition Groups | 344.9719 | 0 | 0 | 21583.0494 | 0.015983 | 20 | Commercial_2038_Technical_GWh_Before Competition Groups_20 | Advanced BAS/Controllers | 1.598% | 0 | 344.9719 | Commercial_2038_Technical_GWh_Before Competition Groups_Advanced BAS/Controllers
Commercial | Com ¦ Reach-in Shaded Pole to ECM/PSC Evaporator Fan Motor | 2038 | Technical | GWh | Before Competition Groups | 339.8858 | 0 | 0 | 21583.0494 | 0.015748 | 21 | Commercial_2038_Technical_GWh_Before Competition Groups_21 | Reach-in Shaded Pole to ECM/PSC Evaporator Fan Motor | 1.575% | 0 | 339.8858 | Commercial_2038_Technical_GWh_Before Competition Groups_Reach-in Shaded Pole to ECM/PSC Evaporator Fan Motor
Commercial | Com ¦ Demand Control Ventilation | 2038 | Technical | GWh | Before Competition Groups | 337.4766 | 0 | 0 | 21583.0494 | 0.015636 | 22 | Commercial_2038_Technical_GWh_Before Competition Groups_22 | Demand Control Ventilation | 1.564% | 0 | 337.4766 | Commercial_2038_Technical_GWh_Before Competition Groups_Demand Control Ventilation
Commercial | Com ¦ Strip Curtains | 2038 | Economic | GWh | Before Competition Groups | 257.1257 | 0 | 0 | 16578.1171 | 0.01551 | 20 | Commercial_2038_Economic_GWh_Before Competition Groups_20 | Strip Curtains | 1.551% | 0 | 257.1257 | Commercial_2038_Economic_GWh_Before Competition Groups_Strip Curtains
Commercial | Com ¦ VFD on Pumps | 2038 | Achievable | GWh | Before Competition Groups | 186.7799 | 0 | 0 | 12433.0856 | 0.015023 | 19 | Commercial_2038_Achievable_GWh_Before Competition Groups_19 | VFD on Pumps | 1.502% | 0 | 186.7799 | Commercial_2038_Achievable_GWh_Before Competition Groups_VFD on Pumps
Commercial | Com ¦ Centrally controlled desktop PC/NETWORK PC POWER MANAGEMENT SOFTWARE | 2038 | Achievable | GWh | Before Competition Groups | 186.0104 | 0 | 0 | 12433.0856 | 0.014961 | 20 | Commercial_2038_Achievable_GWh_Before Competition Groups_20 | Centrally controlled desktop PC/NETWORK PC POWER MANAGEMENT SOFTWARE | 1.496% | 0 | 186.0104 | Commercial_2038_Achievable_GWh_Before Competition Groups_Centrally controlled desktop PC/NETWORK PC POWER MANAGEMENT SOFTWARE
Commercial | Com ¦ Data Center Storage/Server Virtualization | 2038 | Technical | GWh | Before Competition Groups | 315.9076 | 0 | 0 | 21583.0494 | 0.014637 | 23 | Commercial_2038_Technical_GWh_Before Competition Groups_23 | Data Center Storage/Server Virtualization | 1.464% | 0 | 315.9076 | Commercial_2038_Technical_GWh_Before Competition Groups_Data Center Storage/Server Virtualization
Commercial | Com ¦ LED or Equivalent Sign Lighting | 2038 | Achievable | GWh | Before Competition Groups | 169.4784 | 0 | 0 | 12433.0856 | 0.013631 | 21 | Commercial_2038_Achievable_GWh_Before Competition Groups_21 | LED or Equivalent Sign Lighting | 1.363% | 0 | 169.4784 | Commercial_2038_Achievable_GWh_Before Competition Groups_LED or Equivalent Sign Lighting
Commercial | Com ¦ Centrally controlled desktop PC/NETWORK PC POWER MANAGEMENT SOFTWARE | 2038 | Economic | GWh | Before Competition Groups | 209.9854 | 0 | 0 | 16578.1171 | 0.012666 | 21 | Commercial_2038_Economic_GWh_Before Competition Groups_21 | Centrally controlled desktop PC/NETWORK PC POWER MANAGEMENT SOFTWARE | 1.267% | 0 | 209.9854 | Commercial_2038_Economic_GWh_Before Competition Groups_Centrally controlled desktop PC/NETWORK PC POWER MANAGEMENT SOFTWARE
Commercial | Com ¦ Strip Curtains | 2038 | Technical | GWh | Before Competition Groups | 257.1257 | 0 | 0 | 21583.0494 | 0.011913 | 24 | Commercial_2038_Technical_GWh_Before Competition Groups_24 | Strip Curtains | 1.191% | 0 | 257.1257 | Commercial_2038_Technical_GWh_Before Competition Groups_Strip Curtains
Commercial | Com ¦ Adaptive Thermostats | 2038 | Achievable | GWh | Before Competition Groups | 142.1983 | 0 | 0 | 12433.0856 | 0.011437 | 22 | Commercial_2038_Achievable_GWh_Before Competition Groups_22 | Adaptive Thermostats | 1.144% | 0 | 142.1983 | Commercial_2038_Achievable_GWh_Before Competition Groups_Adaptive Thermostats
Commercial | Com ¦ LED or Equivalent Sign Lighting | 2038 | Economic | GWh | Before Competition Groups | 178.4682 | 0 | 0 | 16578.1171 | 0.010765 | 22 | Commercial_2038_Economic_GWh_Before Competition Groups_22 | LED or Equivalent Sign Lighting | 1.077% | 0 | 178.4682 | Commercial_2038_Economic_GWh_Before Competition Groups_LED or Equivalent Sign Lighting
Commercial | Com ¦ Variable Frequency Drive (VFD) | 2038 | Economic | GWh | Before Competition Groups | 176.6502 | 0 | 0 | 16578.1171 | 0.010656 | 23 | Commercial_2038_Economic_GWh_Before Competition Groups_23 | Variable Frequency Drive (VFD) | 1.066% | 0 | 176.6502 | Commercial_2038_Economic_GWh_Before Competition Groups_Variable Frequency Drive (VFD)
Commercial | Com ¦ Air Handler with Dedicated Outdoor Air Systems | 2038 | Achievable | GWh | Before Competition Groups | 127.7396 | 0 | 0 | 12433.0856 | 0.010274 | 23 | Commercial_2038_Achievable_GWh_Before Competition Groups_23 | Air Handler with Dedicated Outdoor Air Systems | 1.027% | 0 | 127.7396 | Commercial_2038_Achievable_GWh_Before Competition Groups_Air Handler with Dedicated Outdoor Air Systems
Commercial | Com ¦ VFD on Pumps | 2038 | Economic | GWh | Before Competition Groups | 166.0756 | 0 | 0 | 16578.1171 | 0.010018 | 24 | Commercial_2038_Economic_GWh_Before Competition Groups_24 | VFD on Pumps | 1.002% | 0 | 166.0756 | Commercial_2038_Economic_GWh_Before Competition Groups_VFD on Pumps
Commercial | Com ¦ Centrally controlled desktop PC/NETWORK PC POWER MANAGEMENT SOFTWARE | 2038 | Technical | GWh | Before Competition Groups | 209.9854 | 0 | 0 | 21583.0494 | 0.0097292 | 25 | Commercial_2038_Technical_GWh_Before Competition Groups_25 | Centrally controlled desktop PC/NETWORK PC POWER MANAGEMENT SOFTWARE | 0.9729% | 0 | 209.9854 | Commercial_2038_Technical_GWh_Before Competition Groups_Centrally controlled desktop PC/NETWORK PC POWER MANAGEMENT SOFTWARE
Commercial | Com ¦ Door Gasket Freezer/Refrigerator | 2038 | Technical | GWh | Before Competition Groups | 209.6024 | 0 | 0 | 21583.0494 | 0.0097114 | 26 | Commercial_2038_Technical_GWh_Before Competition Groups_26 | Door Gasket Freezer/Refrigerator | 0.9711% | 0 | 209.6024 | Commercial_2038_Technical_GWh_Before Competition Groups_Door Gasket Freezer/Refrigerator
Commercial | Com ¦ Unitary Air-Conditioning Unit | 2038 | Technical | GWh | Before Competition Groups | 200.132 | 0 | 0 | 21583.0494 | 0.0092726 | 27 | Commercial_2038_Technical_GWh_Before Competition Groups_27 | Unitary Air-Conditioning Unit | 0.9273% | 0 | 200.132 | Commercial_2038_Technical_GWh_Before Competition Groups_Unitary Air-Conditioning Unit
Commercial | Com ¦ Adaptive Thermostats | 2038 | Economic | GWh | Before Competition Groups | 148.9126 | 0 | 0 | 16578.1171 | 0.0089825 | 25 | Commercial_2038_Economic_GWh_Before Competition Groups_25 | Adaptive Thermostats | 0.8982% | 0 | 148.9126 | Commercial_2038_Economic_GWh_Before Competition Groups_Adaptive Thermostats
Commercial | Com ¦ Variable Refrigerant Flow Heat Pump | 2038 | Achievable | GWh | Before Competition Groups | 107.8843 | 0 | 0 | 12433.0856 | 0.0086772 | 24 | Commercial_2038_Achievable_GWh_Before Competition Groups_24 | Variable Refrigerant Flow Heat Pump | 0.8677% | 0 | 107.8843 | Commercial_2038_Achievable_GWh_Before Competition Groups_Variable Refrigerant Flow Heat Pump
Commercial | Com ¦ Unitary Air-Conditioning Unit | 2038 | Achievable | GWh | Before Competition Groups | 107.7409 | 0 | 0 | 12433.0856 | 0.0086657 | 25 | Commercial_2038_Achievable_GWh_Before Competition Groups_25 | Unitary Air-Conditioning Unit | 0.8666% | 0 | 107.7409 | Commercial_2038_Achievable_GWh_Before Competition Groups_Unitary Air-Conditioning Unit
Commercial | Com ¦ Air Handler with Dedicated Outdoor Air Systems | 2038 | Economic | GWh | Before Competition Groups | 137.8635 | 0 | 0 | 16578.1171 | 0.008316 | 26 | Commercial_2038_Economic_GWh_Before Competition Groups_26 | Air Handler with Dedicated Outdoor Air Systems | 0.8316% | 0 | 137.8635 | Commercial_2038_Economic_GWh_Before Competition Groups_Air Handler with Dedicated Outdoor Air Systems
Commercial | Com ¦ LED or Equivalent Sign Lighting | 2038 | Technical | GWh | Before Competition Groups | 178.4682 | 0 | 0 | 21583.0494 | 0.0082689 | 28 | Commercial_2038_Technical_GWh_Before Competition Groups_28 | LED or Equivalent Sign Lighting | 0.8269% | 0 | 178.4682 | Commercial_2038_Technical_GWh_Before Competition Groups_LED or Equivalent Sign Lighting
Commercial | Com ¦ Variable Frequency Drive (VFD) | 2038 | Technical | GWh | Before Competition Groups | 176.6502 | 0 | 0 | 21583.0494 | 0.0081847 | 29 | Commercial_2038_Technical_GWh_Before Competition Groups_29 | Variable Frequency Drive (VFD) | 0.8185% | 0 | 176.6502 | Commercial_2038_Technical_GWh_Before Competition Groups_Variable Frequency Drive (VFD)
Commercial | Com ¦ VFD on Pumps | 2038 | Technical | GWh | Before Competition Groups | 166.0756 | 0 | 0 | 21583.0494 | 0.0076947 | 30 | Commercial_2038_Technical_GWh_Before Competition Groups_30 | VFD on Pumps | 0.7695% | 0 | 166.0756 | Commercial_2038_Technical_GWh_Before Competition Groups_VFD on Pumps
Commercial | Com ¦ Refrigeration Optimization | 2038 | Technical | GWh | Before Competition Groups | 163.4531 | 0 | 0 | 21583.0494 | 0.0075732 | 31 | Commercial_2038_Technical_GWh_Before Competition Groups_31 | Refrigeration Optimization | 0.7573% | 0 | 163.4531 | Commercial_2038_Technical_GWh_Before Competition Groups_Refrigeration Optimization
Commercial | Com ¦ ECM MOTORS FOR EVAPORATOR FANS for refrigeration (WALK-IN) | 2038 | Achievable | GWh | Before Competition Groups | 93.0845 | 0 | 0 | 12433.0856 | 0.0074868 | 26 | Commercial_2038_Achievable_GWh_Before Competition Groups_26 | ECM MOTORS FOR EVAPORATOR FANS for refrigeration (WALK-IN) | 0.7487% | 0 | 93.0845 | Commercial_2038_Achievable_GWh_Before Competition Groups_ECM MOTORS FOR EVAPORATOR FANS for refrigeration (WALK-IN)
Commercial | Com ¦ Demand Control Kitchen Ventilation | 2038 | Achievable | GWh | Before Competition Groups | 92.0719 | 0 | 0 | 12433.0856 | 0.0074054 | 27 | Commercial_2038_Achievable_GWh_Before Competition Groups_27 | Demand Control Kitchen Ventilation | 0.7405% | 0 | 92.0719 | Commercial_2038_Achievable_GWh_Before Competition Groups_Demand Control Kitchen Ventilation
Commercial | Com ¦ Condensing Unit Heaters or other Efficient Unit Heating System | 2038 | Achievable | GWh | Before Competition Groups | 89.9283 | 0 | 0 | 12433.0856 | 0.007233 | 28 | Commercial_2038_Achievable_GWh_Before Competition Groups_28 | Condensing Unit Heaters or other Efficient Unit Heating System | 0.7233% | 0 | 89.9283 | Commercial_2038_Achievable_GWh_Before Competition Groups_Condensing Unit Heaters or other Efficient Unit Heating System
Commercial | Com ¦ Demand Control Kitchen Ventilation | 2038 | Economic | GWh | Before Competition Groups | 118.1431 | 0 | 0 | 16578.1171 | 0.0071264 | 27 | Commercial_2038_Economic_GWh_Before Competition Groups_27 | Demand Control Kitchen Ventilation | 0.7126% | 0 | 118.1431 | Commercial_2038_Economic_GWh_Before Competition Groups_Demand Control Kitchen Ventilation
Commercial | Com ¦ Unitary Air-Conditioning Unit | 2038 | Economic | GWh | Before Competition Groups | 116.5884 | 0 | 0 | 16578.1171 | 0.0070327 | 28 | Commercial_2038_Economic_GWh_Before Competition Groups_28 | Unitary Air-Conditioning Unit | 0.7033% | 0 | 116.5884 | Commercial_2038_Economic_GWh_Before Competition Groups_Unitary Air-Conditioning Unit
Commercial | Com ¦ Adaptive Thermostats | 2038 | Technical | GWh | Before Competition Groups | 149.9191 | 0 | 0 | 21583.0494 | 0.0069461 | 32 | Commercial_2038_Technical_GWh_Before Competition Groups_32 | Adaptive Thermostats | 0.6946% | 0 | 149.9191 | Commercial_2038_Technical_GWh_Before Competition Groups_Adaptive Thermostats
Commercial | Com ¦ Networked/Connected - Low Impact Application | 2038 | Economic | GWh | Before Competition Groups | 115.1456 | 0 | 0 | 16578.1171 | 0.0069456 | 29 | Commercial_2038_Economic_GWh_Before Competition Groups_29 | Networked/Connected - Low Impact Application | 0.6946% | 0 | 115.1456 | Commercial_2038_Economic_GWh_Before Competition Groups_Networked/Connected - Low Impact Application
Commercial | Com ¦ Condensing Make Up Air Unit | 2038 | Economic | GWh | Before Competition Groups | 110.833 | 0 | 0 | 16578.1171 | 0.0066855 | 30 | Commercial_2038_Economic_GWh_Before Competition Groups_30 | Condensing Make Up Air Unit | 0.6686% | 0 | 110.833 | Commercial_2038_Economic_GWh_Before Competition Groups_Condensing Make Up Air Unit
Commercial | Com ¦ Condensing Make Up Air Unit | 2038 | Achievable | GWh | Before Competition Groups | 82.144 | 0 | 0 | 12433.0856 | 0.0066069 | 29 | Commercial_2038_Achievable_GWh_Before Competition Groups_29 | Condensing Make Up Air Unit | 0.6607% | 0 | 82.144 | Commercial_2038_Achievable_GWh_Before Competition Groups_Condensing Make Up Air Unit
Commercial | Com ¦ ENERGY STAR LED LAMPS (General Service Lamps) | 2038 | Achievable | GWh | Before Competition Groups | 81.1184 | 0 | 0 | 12433.0856 | 0.0065244 | 30 | Commercial_2038_Achievable_GWh_Before Competition Groups_30 | ENERGY STAR LED LAMPS (General Service Lamps) | 0.6524% | 0 | 81.1184 | Commercial_2038_Achievable_GWh_Before Competition Groups_ENERGY STAR LED LAMPS (General Service Lamps)
Commercial | Com ¦ Air Handler with Dedicated Outdoor Air Systems | 2038 | Technical | GWh | Before Competition Groups | 137.8635 | 0 | 0 | 21583.0494 | 0.0063876 | 33 | Commercial_2038_Technical_GWh_Before Competition Groups_33 | Air Handler with Dedicated Outdoor Air Systems | 0.6388% | 0 | 137.8635 | Commercial_2038_Technical_GWh_Before Competition Groups_Air Handler with Dedicated Outdoor Air Systems
Commercial | Com ¦ Condensing Make Up Air Unit | 2038 | Technical | GWh | Before Competition Groups | 132.9047 | 0 | 0 | 21583.0494 | 0.0061578 | 34 | Commercial_2038_Technical_GWh_Before Competition Groups_34 | Condensing Make Up Air Unit | 0.6158% | 0 | 132.9047 | Commercial_2038_Technical_GWh_Before Competition Groups_Condensing Make Up Air Unit
Commercial | Com ¦ ENERGY STAR FREEZER | 2038 | Technical | GWh | Before Competition Groups | 132.0502 | 0 | 0 | 21583.0494 | 0.0061182 | 35 | Commercial_2038_Technical_GWh_Before Competition Groups_35 | ENERGY STAR FREEZER | 0.6118% | 0 | 132.0502 | Commercial_2038_Technical_GWh_Before Competition Groups_ENERGY STAR FREEZER
Commercial | Com ¦ Evaporator Fan Controls | 2038 | Achievable | GWh | Before Competition Groups | 74.9038 | 0 | 0 | 12433.0856 | 0.0060246 | 31 | Commercial_2038_Achievable_GWh_Before Competition Groups_31 | Evaporator Fan Controls | 0.6025% | 0 | 74.9038 | Commercial_2038_Achievable_GWh_Before Competition Groups_Evaporator Fan Controls
Commercial | Com ¦ Freezer Case Light Sensor | 2038 | Achievable | GWh | Before Competition Groups | 72.634 | 0 | 0 | 12433.0856 | 0.005842 | 32 | Commercial_2038_Achievable_GWh_Before Competition Groups_32 | Freezer Case Light Sensor | 0.5842% | 0 | 72.634 | Commercial_2038_Achievable_GWh_Before Competition Groups_Freezer Case Light Sensor
Commercial | Com ¦ Refrigerated Display Case LED | 2038 | Economic | GWh | Before Competition Groups | 94.4361 | 0 | 0 | 16578.1171 | 0.0056964 | 31 | Commercial_2038_Economic_GWh_Before Competition Groups_31 | Refrigerated Display Case LED | 0.5696% | 0 | 94.4361 | Commercial_2038_Economic_GWh_Before Competition Groups_Refrigerated Display Case LED
Commercial | Com ¦ Variable Refrigerant Flow Heat Pump | 2038 | Economic | GWh | Before Competition Groups | 94.1497 | 0 | 0 | 16578.1171 | 0.0056792 | 32 | Commercial_2038_Economic_GWh_Before Competition Groups_32 | Variable Refrigerant Flow Heat Pump | 0.5679% | 0 | 94.1497 | Commercial_2038_Economic_GWh_Before Competition Groups_Variable Refrigerant Flow Heat Pump
Commercial | Com ¦ ENERGY STAR ICE MACHINES - Ice Making Head | 2038 | Technical | GWh | Before Competition Groups | 120.0384 | 0 | 0 | 21583.0494 | 0.0055617 | 36 | Commercial_2038_Technical_GWh_Before Competition Groups_36 | ENERGY STAR ICE MACHINES - Ice Making Head | 0.5562% | 0 | 120.0384 | Commercial_2038_Technical_GWh_Before Competition Groups_ENERGY STAR ICE MACHINES - Ice Making Head
Commercial | Com ¦ Demand Control Kitchen Ventilation | 2038 | Technical | GWh | Before Competition Groups | 118.1431 | 0 | 0 | 21583.0494 | 0.0054739 | 37 | Commercial_2038_Technical_GWh_Before Competition Groups_37 | Demand Control Kitchen Ventilation | 0.5474% | 0 | 118.1431 | Commercial_2038_Technical_GWh_Before Competition Groups_Demand Control Kitchen Ventilation
Commercial | Com ¦ Super-High Efficiency Furnaces (Emerging Tech) | 2038 | Technical | GWh | Before Competition Groups | 116.7869 | 0 | 0 | 21583.0494 | 0.005411 | 38 | Commercial_2038_Technical_GWh_Before Competition Groups_38 | Super-High Efficiency Furnaces (Emerging Tech) | 0.5411% | 0 | 116.7869 | Commercial_2038_Technical_GWh_Before Competition Groups_Super-High Efficiency Furnaces (Emerging Tech)
Commercial | Com ¦ ENERGY STAR LED LAMPS (General Service Lamps) | 2038 | Economic | GWh | Before Competition Groups | 85.6925 | 0 | 0 | 16578.1171 | 0.005169 | 33 | Commercial_2038_Economic_GWh_Before Competition Groups_33 | ENERGY STAR LED LAMPS (General Service Lamps) | 0.5169% | 0 | 85.6925 | Commercial_2038_Economic_GWh_Before Competition Groups_ENERGY STAR LED LAMPS (General Service Lamps)
Commercial | Com ¦ ECM MOTORS FOR EVAPORATOR FANS for refrigeration (WALK-IN) | 2038 | Economic | GWh | Before Competition Groups | 83.0312 | 0 | 0 | 16578.1171 | 0.0050085 | 34 | Commercial_2038_Economic_GWh_Before Competition Groups_34 | ECM MOTORS FOR EVAPORATOR FANS for refrigeration (WALK-IN) | 0.5008% | 0 | 83.0312 | Commercial_2038_Economic_GWh_Before Competition Groups_ECM MOTORS FOR EVAPORATOR FANS for refrigeration (WALK-IN)
Commercial | Com ¦ Refrigerated Display Case LED | 2038 | Technical | GWh | Before Competition Groups | 105.8875 | 0 | 0 | 21583.0494 | 0.004906 | 39 | Commercial_2038_Technical_GWh_Before Competition Groups_39 | Refrigerated Display Case LED | 0.4906% | 0 | 105.8875 | Commercial_2038_Technical_GWh_Before Competition Groups_Refrigerated Display Case LED
Commercial | Com ¦ Condensing Unit Heaters or other Efficient Unit Heating System | 2038 | Economic | GWh | Before Competition Groups | 80.031 | 0 | 0 | 16578.1171 | 0.0048275 | 35 | Commercial_2038_Economic_GWh_Before Competition Groups_35 | Condensing Unit Heaters or other Efficient Unit Heating System | 0.4828% | 0 | 80.031 | Commercial_2038_Economic_GWh_Before Competition Groups_Condensing Unit Heaters or other Efficient Unit Heating System
Commercial | Com ¦ Indoor Daylight Sensors/Photocell Dimming Control | 2038 | Technical | GWh | Before Competition Groups | 101.0805 | 0 | 0 | 21583.0494 | 0.0046833 | 40 | Commercial_2038_Technical_GWh_Before Competition Groups_40 | Indoor Daylight Sensors/Photocell Dimming Control | 0.4683% | 0 | 101.0805 | Commercial_2038_Technical_GWh_Before Competition Groups_Indoor Daylight Sensors/Photocell Dimming Control
Commercial | Com ¦ Occupancy Sensors | 2038 | Economic | GWh | Before Competition Groups | 77.1708 | 0 | 0 | 16578.1171 | 0.004655 | 36 | Commercial_2038_Economic_GWh_Before Competition Groups_36 | Occupancy Sensors | 0.4655% | 0 | 77.1708 | Commercial_2038_Economic_GWh_Before Competition Groups_Occupancy Sensors
Commercial | Com ¦ ENERGY STAR LED LAMPS (General Service Lamps) | 2038 | Technical | GWh | Before Competition Groups | 98.1449 | 0 | 0 | 21583.0494 | 0.0045473 | 41 | Commercial_2038_Technical_GWh_Before Competition Groups_41 | ENERGY STAR LED LAMPS (General Service Lamps) | 0.4547% | 0 | 98.1449 | Commercial_2038_Technical_GWh_Before Competition Groups_ENERGY STAR LED LAMPS (General Service Lamps)
Commercial | Com ¦ Refrigerated Display Case LED | 2038 | Achievable | GWh | Before Competition Groups | 55.5101 | 0 | 0 | 12433.0856 | 0.0044647 | 33 | Commercial_2038_Achievable_GWh_Before Competition Groups_33 | Refrigerated Display Case LED | 0.4465% | 0 | 55.5101 | Commercial_2038_Achievable_GWh_Before Competition Groups_Refrigerated Display Case LED
Commercial | Com ¦ ENERGY STAR FREEZER | 2038 | Economic | GWh | Before Competition Groups | 72.7719 | 0 | 0 | 16578.1171 | 0.0043896 | 37 | Commercial_2038_Economic_GWh_Before Competition Groups_37 | ENERGY STAR FREEZER | 0.439% | 0 | 72.7719 | Commercial_2038_Economic_GWh_Before Competition Groups_ENERGY STAR FREEZER
Commercial | Com ¦ Freezer Case Light Sensor | 2038 | Economic | GWh | Before Competition Groups | 68.562 | 0 | 0 | 16578.1171 | 0.0041357 | 38 | Commercial_2038_Economic_GWh_Before Competition Groups_38 | Freezer Case Light Sensor | 0.4136% | 0 | 68.562 | Commercial_2038_Economic_GWh_Before Competition Groups_Freezer Case Light Sensor
Commercial | Com ¦ Door Gasket Freezer/Refrigerator | 2038 | Achievable | GWh | Before Competition Groups | 51.1764 | 0 | 0 | 12433.0856 | 0.0041161 | 34 | Commercial_2038_Achievable_GWh_Before Competition Groups_34 | Door Gasket Freezer/Refrigerator | 0.4116% | 0 | 51.1764 | Commercial_2038_Achievable_GWh_Before Competition Groups_Door Gasket Freezer/Refrigerator
Commercial | Com ¦ Adding reflective (White) roof treatment or a green roof | 2038 | Technical | GWh | Before Competition Groups | 88.6292 | 0 | 0 | 21583.0494 | 0.0041064 | 42 | Commercial_2038_Technical_GWh_Before Competition Groups_42 | Adding reflective (White) roof treatment or a green roof | 0.4106% | 0 | 88.6292 | Commercial_2038_Technical_GWh_Before Competition Groups_Adding reflective (White) roof treatment or a green roof
Commercial | Com ¦ Evaporator Fan Controls | 2038 | Economic | GWh | Before Competition Groups | 66.8671 | 0 | 0 | 16578.1171 | 0.0040335 | 39 | Commercial_2038_Economic_GWh_Before Competition Groups_39 | Evaporator Fan Controls | 0.4033% | 0 | 66.8671 | Commercial_2038_Economic_GWh_Before Competition Groups_Evaporator Fan Controls
Commercial | Com ¦ ECM MOTORS FOR EVAPORATOR FANS for refrigeration (WALK-IN) | 2038 | Technical | GWh | Before Competition Groups | 83.0312 | 0 | 0 | 21583.0494 | 0.0038471 | 43 | Commercial_2038_Technical_GWh_Before Competition Groups_43 | ECM MOTORS FOR EVAPORATOR FANS for refrigeration (WALK-IN) | 0.3847% | 0 | 83.0312 | Commercial_2038_Technical_GWh_Before Competition Groups_ECM MOTORS FOR EVAPORATOR FANS for refrigeration (WALK-IN)
Commercial | Com ¦ Condensing Unit Heaters or other Efficient Unit Heating System | 2038 | Technical | GWh | Before Competition Groups | 80.031 | 0 | 0 | 21583.0494 | 0.003708 | 44 | Commercial_2038_Technical_GWh_Before Competition Groups_44 | Condensing Unit Heaters or other Efficient Unit Heating System | 0.3708% | 0 | 80.031 | Commercial_2038_Technical_GWh_Before Competition Groups_Condensing Unit Heaters or other Efficient Unit Heating System
Commercial | Com ¦ Occupancy Sensors | 2038 | Technical | GWh | Before Competition Groups | 77.1708 | 0 | 0 | 21583.0494 | 0.0035755 | 45 | Commercial_2038_Technical_GWh_Before Competition Groups_45 | Occupancy Sensors | 0.3576% | 0 | 77.1708 | Commercial_2038_Technical_GWh_Before Competition Groups_Occupancy Sensors
Commercial | Com ¦ High R-Value Glass Doors/no-heat glass door | 2038 | Technical | GWh | Before Competition Groups | 73.8704 | 0 | 0 | 21583.0494 | 0.0034226 | 46 | Commercial_2038_Technical_GWh_Before Competition Groups_46 | High R-Value Glass Doors/no-heat glass door | 0.3423% | 0 | 73.8704 | Commercial_2038_Technical_GWh_Before Competition Groups_High R-Value Glass Doors/no-heat glass door
Commercial | Com ¦ Freezer Case Light Sensor | 2038 | Technical | GWh | Before Competition Groups | 68.562 | 0 | 0 | 21583.0494 | 0.0031767 | 47 | Commercial_2038_Technical_GWh_Before Competition Groups_47 | Freezer Case Light Sensor | 0.3177% | 0 | 68.562 | Commercial_2038_Technical_GWh_Before Competition Groups_Freezer Case Light Sensor
Commercial | Com ¦ HOTEL OCCUPANCY CONTROLS (HVAC + LIGHTING) | 2038 | Technical | GWh | Before Competition Groups | 68.291 | 0 | 0 | 21583.0494 | 0.0031641 | 48 | Commercial_2038_Technical_GWh_Before Competition Groups_48 | HOTEL OCCUPANCY CONTROLS (HVAC + LIGHTING) | 0.3164% | 0 | 68.291 | Commercial_2038_Technical_GWh_Before Competition Groups_HOTEL OCCUPANCY CONTROLS (HVAC + LIGHTING)
Commercial | Com ¦ Ground Source Heat Pump | 2038 | Technical | GWh | Before Competition Groups | 68.2311 | 0 | 0 | 21583.0494 | 0.0031613 | 49 | Commercial_2038_Technical_GWh_Before Competition Groups_49 | Ground Source Heat Pump | 0.3161% | 0 | 68.2311 | Commercial_2038_Technical_GWh_Before Competition Groups_Ground Source Heat Pump
Commercial | Com ¦ Evaporator Fan Controls | 2038 | Technical | GWh | Before Competition Groups | 66.8671 | 0 | 0 | 21583.0494 | 0.0030981 | 50 | Commercial_2038_Technical_GWh_Before Competition Groups_50 | Evaporator Fan Controls | 0.3098% | 0 | 66.8671 | Commercial_2038_Technical_GWh_Before Competition Groups_Evaporator Fan Controls
Commercial | Com ¦ ENERGY STAR Refrigerator | 2038 | Technical | GWh | Before Competition Groups | 65.308 | 0 | 0 | 21583.0494 | 0.0030259 | 51 | Commercial_2038_Technical_GWh_Before Competition Groups_51 | ENERGY STAR Refrigerator | 0.3026% | 0 | 65.308 | Commercial_2038_Technical_GWh_Before Competition Groups_ENERGY STAR Refrigerator
Commercial | Com ¦ Chilled Water Optimization | 2038 | Economic | GWh | Before Competition Groups | 48.9877 | 0 | 0 | 16578.1171 | 0.002955 | 40 | Commercial_2038_Economic_GWh_Before Competition Groups_40 | Chilled Water Optimization | 0.2955% | 0 | 48.9877 | Commercial_2038_Economic_GWh_Before Competition Groups_Chilled Water Optimization
Commercial | Com ¦ Elec Storage WH 2.30 Et | 2038 | Economic | GWh | Before Competition Groups | 48.8819 | 0 | 0 | 16578.1171 | 0.0029486 | 41 | Commercial_2038_Economic_GWh_Before Competition Groups_41 | Elec Storage WH 2.30 Et | 0.2949% | 0 | 48.8819 | Commercial_2038_Economic_GWh_Before Competition Groups_Elec Storage WH 2.30 Et
Commercial | Com ¦ BEVERAGE VENDING MACHINE CONTROLS | 2038 | Achievable | GWh | Before Competition Groups | 35.9642 | 0 | 0 | 12433.0856 | 0.0028926 | 35 | Commercial_2038_Achievable_GWh_Before Competition Groups_35 | BEVERAGE VENDING MACHINE CONTROLS | 0.2893% | 0 | 35.9642 | Commercial_2038_Achievable_GWh_Before Competition Groups_BEVERAGE VENDING MACHINE CONTROLS
Commercial | Com ¦ Super-High Efficiency Furnaces (Emerging Tech) | 2038 | Achievable | GWh | Before Competition Groups | 34.5425 | 0 | 0 | 12433.0856 | 0.0027783 | 36 | Commercial_2038_Achievable_GWh_Before Competition Groups_36 | Super-High Efficiency Furnaces (Emerging Tech) | 0.2778% | 0 | 34.5425 | Commercial_2038_Achievable_GWh_Before Competition Groups_Super-High Efficiency Furnaces (Emerging Tech)
Commercial | Com ¦ ENERGY STAR Griddle (74% eff) | 2038 | Economic | GWh | Before Competition Groups | 45.7039 | 0 | 0 | 16578.1171 | 0.0027569 | 42 | Commercial_2038_Economic_GWh_Before Competition Groups_42 | ENERGY STAR Griddle (74% eff) | 0.2757% | 0 | 45.7039 | Commercial_2038_Economic_GWh_Before Competition Groups_ENERGY STAR Griddle (74% eff)
Commercial | Com ¦ Elec Storage WH 2.30 Et | 2038 | Achievable | GWh | Before Competition Groups | 32.7467 | 0 | 0 | 12433.0856 | 0.0026338 | 37 | Commercial_2038_Achievable_GWh_Before Competition Groups_37 | Elec Storage WH 2.30 Et | 0.2634% | 0 | 32.7467 | Commercial_2038_Achievable_GWh_Before Competition Groups_Elec Storage WH 2.30 Et
Commercial | Com ¦ Occupancy Sensors | 2038 | Achievable | GWh | Before Competition Groups | 32.5525 | 0 | 0 | 12433.0856 | 0.0026182 | 38 | Commercial_2038_Achievable_GWh_Before Competition Groups_38 | Occupancy Sensors | 0.2618% | 0 | 32.5525 | Commercial_2038_Achievable_GWh_Before Competition Groups_Occupancy Sensors
Commercial | Com ¦ BEVERAGE VENDING MACHINE CONTROLS | 2038 | Economic | GWh | Before Competition Groups | 42.7808 | 0 | 0 | 16578.1171 | 0.0025806 | 43 | Commercial_2038_Economic_GWh_Before Competition Groups_43 | BEVERAGE VENDING MACHINE CONTROLS | 0.2581% | 0 | 42.7808 | Commercial_2038_Economic_GWh_Before Competition Groups_BEVERAGE VENDING MACHINE CONTROLS
Commercial | Com ¦ ENERGY STAR FREEZER | 2038 | Achievable | GWh | Before Competition Groups | 31.8623 | 0 | 0 | 12433.0856 | 0.0025627 | 39 | Commercial_2038_Achievable_GWh_Before Competition Groups_39 | ENERGY STAR FREEZER | 0.2563% | 0 | 31.8623 | Commercial_2038_Achievable_GWh_Before Competition Groups_ENERGY STAR FREEZER
Commercial | Com ¦ ENERGY STAR Griddle (74% eff) | 2038 | Achievable | GWh | Before Competition Groups | 31.2208 | 0 | 0 | 12433.0856 | 0.0025111 | 40 | Commercial_2038_Achievable_GWh_Before Competition Groups_40 | ENERGY STAR Griddle (74% eff) | 0.2511% | 0 | 31.2208 | Commercial_2038_Achievable_GWh_Before Competition Groups_ENERGY STAR Griddle (74% eff)
Commercial | Com ¦ Chilled Water Optimization | 2038 | Achievable | GWh | Before Competition Groups | 29.6807 | 0 | 0 | 12433.0856 | 0.0023872 | 41 | Commercial_2038_Achievable_GWh_Before Competition Groups_41 | Chilled Water Optimization | 0.2387% | 0 | 29.6807 | Commercial_2038_Achievable_GWh_Before Competition Groups_Chilled Water Optimization
Commercial | Com ¦ Temperature Adjustment in Commercial Freezers | 2038 | Achievable | GWh | Before Competition Groups | 28.5981 | 0 | 0 | 12433.0856 | 0.0023002 | 42 | Commercial_2038_Achievable_GWh_Before Competition Groups_42 | Temperature Adjustment in Commercial Freezers | 0.23% | 0 | 28.5981 | Commercial_2038_Achievable_GWh_Before Competition Groups_Temperature Adjustment in Commercial Freezers
Commercial | Com ¦ Chilled Water Optimization | 2038 | Technical | GWh | Before Competition Groups | 48.9877 | 0 | 0 | 21583.0494 | 0.0022697 | 52 | Commercial_2038_Technical_GWh_Before Competition Groups_52 | Chilled Water Optimization | 0.227% | 0 | 48.9877 | Commercial_2038_Technical_GWh_Before Competition Groups_Chilled Water Optimization
Commercial | Com ¦ Elec Storage WH 2.30 Et | 2038 | Technical | GWh | Before Competition Groups | 48.8819 | 0 | 0 | 21583.0494 | 0.0022648 | 53 | Commercial_2038_Technical_GWh_Before Competition Groups_53 | Elec Storage WH 2.30 Et | 0.2265% | 0 | 48.8819 | Commercial_2038_Technical_GWh_Before Competition Groups_Elec Storage WH 2.30 Et
Commercial | Com ¦ CO Sensors for parking garage exhaust fans | 2038 | Achievable | GWh | Before Competition Groups | 27.9217 | 0 | 0 | 12433.0856 | 0.0022458 | 43 | Commercial_2038_Achievable_GWh_Before Competition Groups_43 | CO Sensors for parking garage exhaust fans | 0.2246% | 0 | 27.9217 | Commercial_2038_Achievable_GWh_Before Competition Groups_CO Sensors for parking garage exhaust fans
Commercial | Com ¦ Refrigeration Commissioning | 2038 | Technical | GWh | Before Competition Groups | 45.9649 | 0 | 0 | 21583.0494 | 0.0021297 | 54 | Commercial_2038_Technical_GWh_Before Competition Groups_54 | Refrigeration Commissioning | 0.213% | 0 | 45.9649 | Commercial_2038_Technical_GWh_Before Competition Groups_Refrigeration Commissioning
Commercial | Com ¦ ENERGY STAR Griddle (74% eff) | 2038 | Technical | GWh | Before Competition Groups | 45.7039 | 0 | 0 | 21583.0494 | 0.0021176 | 55 | Commercial_2038_Technical_GWh_Before Competition Groups_55 | ENERGY STAR Griddle (74% eff) | 0.2118% | 0 | 45.7039 | Commercial_2038_Technical_GWh_Before Competition Groups_ENERGY STAR Griddle (74% eff)
Commercial | Com ¦ Energy Efficient Laboratory Fume Hood | 2038 | Achievable | GWh | Before Competition Groups | 25.4413 | 0 | 0 | 12433.0856 | 0.0020463 | 44 | Commercial_2038_Achievable_GWh_Before Competition Groups_44 | Energy Efficient Laboratory Fume Hood | 0.2046% | 0 | 25.4413 | Commercial_2038_Achievable_GWh_Before Competition Groups_Energy Efficient Laboratory Fume Hood
Commercial | Com ¦ BEVERAGE VENDING MACHINE CONTROLS | 2038 | Technical | GWh | Before Competition Groups | 42.7808 | 0 | 0 | 21583.0494 | 0.0019821 | 56 | Commercial_2038_Technical_GWh_Before Competition Groups_56 | BEVERAGE VENDING MACHINE CONTROLS | 0.1982% | 0 | 42.7808 | Commercial_2038_Technical_GWh_Before Competition Groups_BEVERAGE VENDING MACHINE CONTROLS
Commercial | Com ¦ Indoor Daylight Sensors/Photocell Dimming Control | 2038 | Economic | GWh | Before Competition Groups | 31.6286 | 0 | 0 | 16578.1171 | 0.0019079 | 44 | Commercial_2038_Economic_GWh_Before Competition Groups_44 | Indoor Daylight Sensors/Photocell Dimming Control | 0.1908% | 0 | 31.6286 | Commercial_2038_Economic_GWh_Before Competition Groups_Indoor Daylight Sensors/Photocell Dimming Control
Commercial | Com ¦ Water Source Heat Pump (4 ton) | 2038 | Economic | GWh | Before Competition Groups | 31.143 | 0 | 0 | 16578.1171 | 0.0018786 | 45 | Commercial_2038_Economic_GWh_Before Competition Groups_45 | Water Source Heat Pump (4 ton) | 0.1879% | 0 | 31.143 | Commercial_2038_Economic_GWh_Before Competition Groups_Water Source Heat Pump (4 ton)
Commercial | Com ¦ CO Sensors for parking garage exhaust fans | 2038 | Economic | GWh | Before Competition Groups | 30.4867 | 0 | 0 | 16578.1171 | 0.001839 | 46 | Commercial_2038_Economic_GWh_Before Competition Groups_46 | CO Sensors for parking garage exhaust fans | 0.1839% | 0 | 30.4867 | Commercial_2038_Economic_GWh_Before Competition Groups_CO Sensors for parking garage exhaust fans
Commercial | Com ¦ Vertical Night Covers | 2038 | Achievable | GWh | Before Competition Groups | 22.2808 | 0 | 0 | 12433.0856 | 0.0017921 | 45 | Commercial_2038_Achievable_GWh_Before Competition Groups_45 | Vertical Night Covers | 0.1792% | 0 | 22.2808 | Commercial_2038_Achievable_GWh_Before Competition Groups_Vertical Night Covers
Commercial | Com ¦ Water Source Heat Pump (4 ton) | 2038 | Achievable | GWh | Before Competition Groups | 21.9453 | 0 | 0 | 12433.0856 | 0.0017651 | 46 | Commercial_2038_Achievable_GWh_Before Competition Groups_46 | Water Source Heat Pump (4 ton) | 0.1765% | 0 | 21.9453 | Commercial_2038_Achievable_GWh_Before Competition Groups_Water Source Heat Pump (4 ton)
Commercial | Com ¦ Super-High Efficiency Furnaces (Emerging Tech) | 2038 | Economic | GWh | Before Competition Groups | 28.1013 | 0 | 0 | 16578.1171 | 0.0016951 | 47 | Commercial_2038_Economic_GWh_Before Competition Groups_47 | Super-High Efficiency Furnaces (Emerging Tech) | 0.1695% | 0 | 28.1013 | Commercial_2038_Economic_GWh_Before Competition Groups_Super-High Efficiency Furnaces (Emerging Tech)
Commercial | Com ¦ Water Source Heat Pump (4 ton) | 2038 | Technical | GWh | Before Competition Groups | 35.9528 | 0 | 0 | 21583.0494 | 0.0016658 | 57 | Commercial_2038_Technical_GWh_Before Competition Groups_57 | Water Source Heat Pump (4 ton) | 0.1666% | 0 | 35.9528 | Commercial_2038_Technical_GWh_Before Competition Groups_Water Source Heat Pump (4 ton)
Commercial | Com ¦ Duct Insulation, R8 | 2038 | Achievable | GWh | Before Competition Groups | 19.7161 | 0 | 0 | 12433.0856 | 0.0015858 | 47 | Commercial_2038_Achievable_GWh_Before Competition Groups_47 | Duct Insulation, R8 | 0.1586% | 0 | 19.7161 | Commercial_2038_Achievable_GWh_Before Competition Groups_Duct Insulation, R8
Commercial | Com ¦ Temperature Adjustment in Commercial Freezers | 2038 | Economic | GWh | Before Competition Groups | 25.5231 | 0 | 0 | 16578.1171 | 0.0015396 | 48 | Commercial_2038_Economic_GWh_Before Competition Groups_48 | Temperature Adjustment in Commercial Freezers | 0.154% | 0 | 25.5231 | Commercial_2038_Economic_GWh_Before Competition Groups_Temperature Adjustment in Commercial Freezers
Commercial | Com ¦ Water Heating (DHW) Pipe Insulation (Add 3/4\ Foam)" | 2038 | Achievable | GWh | Before Competition Groups | 18.9645 | 0 | 0 | 12433.0856 | 0.0015253 | 48 | Commercial_2038_Achievable_GWh_Before Competition Groups_48 | Water Heating (DHW) Pipe Insulation (Add 3/4\ Foam)" | 0.1525% | 0 | 18.9645 | Commercial_2038_Achievable_GWh_Before Competition Groups_Water Heating (DHW) Pipe Insulation (Add 3/4\ Foam)"
Commercial | Com ¦ Outside Air Economizer | 2038 | Achievable | GWh | Before Competition Groups | 17.5897 | 0 | 0 | 12433.0856 | 0.0014148 | 49 | Commercial_2038_Achievable_GWh_Before Competition Groups_49 | Outside Air Economizer | 0.1415% | 0 | 17.5897 | Commercial_2038_Achievable_GWh_Before Competition Groups_Outside Air Economizer
Commercial | Com ¦ CO Sensors for parking garage exhaust fans | 2038 | Technical | GWh | Before Competition Groups | 30.4867 | 0 | 0 | 21583.0494 | 0.0014125 | 58 | Commercial_2038_Technical_GWh_Before Competition Groups_58 | CO Sensors for parking garage exhaust fans | 0.1413% | 0 | 30.4867 | Commercial_2038_Technical_GWh_Before Competition Groups_CO Sensors for parking garage exhaust fans
Commercial | Com ¦ Energy Efficient Laboratory Fume Hood | 2038 | Economic | GWh | Before Competition Groups | 22.6143 | 0 | 0 | 16578.1171 | 0.0013641 | 49 | Commercial_2038_Economic_GWh_Before Competition Groups_49 | Energy Efficient Laboratory Fume Hood | 0.1364% | 0 | 22.6143 | Commercial_2038_Economic_GWh_Before Competition Groups_Energy Efficient Laboratory Fume Hood
Commercial | Com ¦ Anti-sweat heat (ASH) controls - Cooler/Freezer | 2038 | Technical | GWh | Before Competition Groups | 26.3233 | 0 | 0 | 21583.0494 | 0.0012196 | 59 | Commercial_2038_Technical_GWh_Before Competition Groups_59 | Anti-sweat heat (ASH) controls - Cooler/Freezer | 0.122% | 0 | 26.3233 | Commercial_2038_Technical_GWh_Before Competition Groups_Anti-sweat heat (ASH) controls - Cooler/Freezer
Commercial | Com ¦ Vertical Night Covers | 2038 | Economic | GWh | Before Competition Groups | 19.8903 | 0 | 0 | 16578.1171 | 0.0011998 | 50 | Commercial_2038_Economic_GWh_Before Competition Groups_50 | Vertical Night Covers | 0.12% | 0 | 19.8903 | Commercial_2038_Economic_GWh_Before Competition Groups_Vertical Night Covers
Commercial | Com ¦ Temperature Adjustment in Commercial Freezers | 2038 | Technical | GWh | Before Competition Groups | 25.5231 | 0 | 0 | 21583.0494 | 0.0011826 | 60 | Commercial_2038_Technical_GWh_Before Competition Groups_60 | Temperature Adjustment in Commercial Freezers | 0.1183% | 0 | 25.5231 | Commercial_2038_Technical_GWh_Before Competition Groups_Temperature Adjustment in Commercial Freezers
Commercial | Com ¦ Outside Air Economizer | 2038 | Economic | GWh | Before Competition Groups | 17.6108 | 0 | 0 | 16578.1171 | 0.0010623 | 51 | Commercial_2038_Economic_GWh_Before Competition Groups_51 | Outside Air Economizer | 0.1062% | 0 | 17.6108 | Commercial_2038_Economic_GWh_Before Competition Groups_Outside Air Economizer
Commercial | Com ¦ Duct Insulation, R8 | 2038 | Economic | GWh | Before Competition Groups | 17.5234 | 0 | 0 | 16578.1171 | 0.001057 | 52 | Commercial_2038_Economic_GWh_Before Competition Groups_52 | Duct Insulation, R8 | 0.1057% | 0 | 17.5234 | Commercial_2038_Economic_GWh_Before Competition Groups_Duct Insulation, R8
Commercial | Com ¦ Energy Efficient Laboratory Fume Hood | 2038 | Technical | GWh | Before Competition Groups | 22.6143 | 0 | 0 | 21583.0494 | 0.0010478 | 61 | Commercial_2038_Technical_GWh_Before Competition Groups_61 | Energy Efficient Laboratory Fume Hood | 0.1048% | 0 | 22.6143 | Commercial_2038_Technical_GWh_Before Competition Groups_Energy Efficient Laboratory Fume Hood
Commercial | Com ¦ Water Heating (DHW) Pipe Insulation (Add 3/4\ Foam)" | 2038 | Economic | GWh | Before Competition Groups | 16.9067 | 0 | 0 | 16578.1171 | 0.0010198 | 53 | Commercial_2038_Economic_GWh_Before Competition Groups_53 | Water Heating (DHW) Pipe Insulation (Add 3/4\ Foam)" | 0.102% | 0 | 16.9067 | Commercial_2038_Economic_GWh_Before Competition Groups_Water Heating (DHW) Pipe Insulation (Add 3/4\ Foam)"
Commercial | Com ¦ ENERGY STAR Fryer (84% eff) | 2038 | Economic | GWh | Before Competition Groups | 16.571 | 0 | 0 | 16578.1171 | 0.00099957 | 54 | Commercial_2038_Economic_GWh_Before Competition Groups_54 | ENERGY STAR Fryer (84% eff) | 0.09996% | 0 | 16.571 | Commercial_2038_Economic_GWh_Before Competition Groups_ENERGY STAR Fryer (84% eff)
Commercial | Com ¦ Suction Pipe Insulation Freezer/Refrigerator | 2038 | Achievable | GWh | Before Competition Groups | 12.1406 | 0 | 0 | 12433.0856 | 0.00097647 | 50 | Commercial_2038_Achievable_GWh_Before Competition Groups_50 | Suction Pipe Insulation Freezer/Refrigerator | 0.09765% | 0 | 12.1406 | Commercial_2038_Achievable_GWh_Before Competition Groups_Suction Pipe Insulation Freezer/Refrigerator
Commercial | Com ¦ ENERGY STAR Fryer (84% eff) | 2038 | Achievable | GWh | Before Competition Groups | 11.5876 | 0 | 0 | 12433.0856 | 0.00093199 | 51 | Commercial_2038_Achievable_GWh_Before Competition Groups_51 | ENERGY STAR Fryer (84% eff) | 0.0932% | 0 | 11.5876 | Commercial_2038_Achievable_GWh_Before Competition Groups_ENERGY STAR Fryer (84% eff)
Commercial | Com ¦ Vertical Night Covers | 2038 | Technical | GWh | Before Competition Groups | 19.8903 | 0 | 0 | 21583.0494 | 0.00092157 | 62 | Commercial_2038_Technical_GWh_Before Competition Groups_62 | Vertical Night Covers | 0.09216% | 0 | 19.8903 | Commercial_2038_Technical_GWh_Before Competition Groups_Vertical Night Covers
Commercial | Com ¦ Outside Air Economizer | 2038 | Technical | GWh | Before Competition Groups | 17.6108 | 0 | 0 | 21583.0494 | 0.00081596 | 63 | Commercial_2038_Technical_GWh_Before Competition Groups_63 | Outside Air Economizer | 0.0816% | 0 | 17.6108 | Commercial_2038_Technical_GWh_Before Competition Groups_Outside Air Economizer
Commercial | Com ¦ Duct Insulation, R8 | 2038 | Technical | GWh | Before Competition Groups | 17.5234 | 0 | 0 | 21583.0494 | 0.0008119 | 64 | Commercial_2038_Technical_GWh_Before Competition Groups_64 | Duct Insulation, R8 | 0.08119% | 0 | 17.5234 | Commercial_2038_Technical_GWh_Before Competition Groups_Duct Insulation, R8
Commercial | Com ¦ Water Heating (DHW) Pipe Insulation (Add 3/4\ Foam)" | 2038 | Technical | GWh | Before Competition Groups | 16.9067 | 0 | 0 | 21583.0494 | 0.00078333 | 65 | Commercial_2038_Technical_GWh_Before Competition Groups_65 | Water Heating (DHW) Pipe Insulation (Add 3/4\ Foam)" | 0.07833% | 0 | 16.9067 | Commercial_2038_Technical_GWh_Before Competition Groups_Water Heating (DHW) Pipe Insulation (Add 3/4\ Foam)"
Commercial | Com ¦ ENERGY STAR Dishwasher | 2038 | Economic | GWh | Before Competition Groups | 12.8911 | 0 | 0 | 16578.1171 | 0.0007776 | 55 | Commercial_2038_Economic_GWh_Before Competition Groups_55 | ENERGY STAR Dishwasher | 0.07776% | 0 | 12.8911 | Commercial_2038_Economic_GWh_Before Competition Groups_ENERGY STAR Dishwasher
Commercial | Com ¦ HOTEL OCCUPANCY CONTROLS (HVAC + LIGHTING) | 2038 | Economic | GWh | Before Competition Groups | 12.7537 | 0 | 0 | 16578.1171 | 0.00076931 | 56 | Commercial_2038_Economic_GWh_Before Competition Groups_56 | HOTEL OCCUPANCY CONTROLS (HVAC + LIGHTING) | 0.07693% | 0 | 12.7537 | Commercial_2038_Economic_GWh_Before Competition Groups_HOTEL OCCUPANCY CONTROLS (HVAC + LIGHTING)
Commercial | Com ¦ ENERGY STAR Fryer (84% eff) | 2038 | Technical | GWh | Before Competition Groups | 16.571 | 0 | 0 | 21583.0494 | 0.00076778 | 66 | Commercial_2038_Technical_GWh_Before Competition Groups_66 | ENERGY STAR Fryer (84% eff) | 0.07678% | 0 | 16.571 | Commercial_2038_Technical_GWh_Before Competition Groups_ENERGY STAR Fryer (84% eff)
Commercial | Com ¦ Roof Insulation/Ceiling Insulation (R25 Code to R35) | 2038 | Technical | GWh | Before Competition Groups | 14.1856 | 0 | 0 | 21583.0494 | 0.00065726 | 67 | Commercial_2038_Technical_GWh_Before Competition Groups_67 | Roof Insulation/Ceiling Insulation (R25 Code to R35) | 0.06573% | 0 | 14.1856 | Commercial_2038_Technical_GWh_Before Competition Groups_Roof Insulation/Ceiling Insulation (R25 Code to R35)
Commercial | Com ¦ Suction Pipe Insulation Freezer/Refrigerator | 2038 | Economic | GWh | Before Competition Groups | 10.8334 | 0 | 0 | 16578.1171 | 0.00065348 | 57 | Commercial_2038_Economic_GWh_Before Competition Groups_57 | Suction Pipe Insulation Freezer/Refrigerator | 0.06535% | 0 | 10.8334 | Commercial_2038_Economic_GWh_Before Competition Groups_Suction Pipe Insulation Freezer/Refrigerator
Commercial | Com ¦ High Efficiency Small Instantaneous Water Heater | 2038 | Technical | GWh | Before Competition Groups | 13.5949 | 0 | 0 | 21583.0494 | 0.00062989 | 68 | Commercial_2038_Technical_GWh_Before Competition Groups_68 | High Efficiency Small Instantaneous Water Heater | 0.06299% | 0 | 13.5949 | Commercial_2038_Technical_GWh_Before Competition Groups_High Efficiency Small Instantaneous Water Heater
Commercial | Com ¦ ENERGY STAR Dishwasher | 2038 | Technical | GWh | Before Competition Groups | 12.8911 | 0 | 0 | 21583.0494 | 0.00059728 | 69 | Commercial_2038_Technical_GWh_Before Competition Groups_69 | ENERGY STAR Dishwasher | 0.05973% | 0 | 12.8911 | Commercial_2038_Technical_GWh_Before Competition Groups_ENERGY STAR Dishwasher
Commercial | Com ¦ ENERGY STAR Dishwasher | 2038 | Achievable | GWh | Before Competition Groups | 6.9034 | 0 | 0 | 12433.0856 | 0.00055525 | 52 | Commercial_2038_Achievable_GWh_Before Competition Groups_52 | ENERGY STAR Dishwasher | 0.05552% | 0 | 6.9034 | Commercial_2038_Achievable_GWh_Before Competition Groups_ENERGY STAR Dishwasher
Commercial | Com ¦ LED RECESSED DOWNLIGHTS | 2038 | Technical | GWh | Before Competition Groups | 10.9237 | 0 | 0 | 21583.0494 | 0.00050613 | 70 | Commercial_2038_Technical_GWh_Before Competition Groups_70 | LED RECESSED DOWNLIGHTS | 0.05061% | 0 | 10.9237 | Commercial_2038_Technical_GWh_Before Competition Groups_LED RECESSED DOWNLIGHTS
Commercial | Com ¦ High Efficiency Small Instantaneous Water Heater | 2038 | Economic | GWh | Before Competition Groups | 8.3849 | 0 | 0 | 16578.1171 | 0.00050578 | 58 | Commercial_2038_Economic_GWh_Before Competition Groups_58 | High Efficiency Small Instantaneous Water Heater | 0.05058% | 0 | 8.3849 | Commercial_2038_Economic_GWh_Before Competition Groups_High Efficiency Small Instantaneous Water Heater
Commercial | Com ¦ Suction Pipe Insulation Freezer/Refrigerator | 2038 | Technical | GWh | Before Competition Groups | 10.8334 | 0 | 0 | 21583.0494 | 0.00050194 | 71 | Commercial_2038_Technical_GWh_Before Competition Groups_71 | Suction Pipe Insulation Freezer/Refrigerator | 0.05019% | 0 | 10.8334 | Commercial_2038_Technical_GWh_Before Competition Groups_Suction Pipe Insulation Freezer/Refrigerator
Commercial | Com ¦ Ozone Laundry Treatment | 2038 | Achievable | GWh | Before Competition Groups | 6.1766 | 0 | 0 | 12433.0856 | 0.00049679 | 53 | Commercial_2038_Achievable_GWh_Before Competition Groups_53 | Ozone Laundry Treatment | 0.04968% | 0 | 6.1766 | Commercial_2038_Achievable_GWh_Before Competition Groups_Ozone Laundry Treatment
Commercial | Com ¦ Door Gasket Freezer/Refrigerator | 2038 | Economic | GWh | Before Competition Groups | 8.1721 | 0 | 0 | 16578.1171 | 0.00049295 | 59 | Commercial_2038_Economic_GWh_Before Competition Groups_59 | Door Gasket Freezer/Refrigerator | 0.04929% | 0 | 8.1721 | Commercial_2038_Economic_GWh_Before Competition Groups_Door Gasket Freezer/Refrigerator
Commercial | Com ¦ ENERGY STAR Steam Cookers | 2038 | Economic | GWh | Before Competition Groups | 7.8558 | 0 | 0 | 16578.1171 | 0.00047387 | 60 | Commercial_2038_Economic_GWh_Before Competition Groups_60 | ENERGY STAR Steam Cookers | 0.04739% | 0 | 7.8558 | Commercial_2038_Economic_GWh_Before Competition Groups_ENERGY STAR Steam Cookers
Commercial | Com ¦ ENERGY STAR Steam Cookers | 2038 | Achievable | GWh | Before Competition Groups | 5.343 | 0 | 0 | 12433.0856 | 0.00042974 | 54 | Commercial_2038_Achievable_GWh_Before Competition Groups_54 | ENERGY STAR Steam Cookers | 0.04297% | 0 | 5.343 | Commercial_2038_Achievable_GWh_Before Competition Groups_ENERGY STAR Steam Cookers
Commercial | Com ¦ Evaporator Coil Defrost (Cooler) | 2038 | Technical | GWh | Before Competition Groups | 8.9345 | 0 | 0 | 21583.0494 | 0.00041396 | 72 | Commercial_2038_Technical_GWh_Before Competition Groups_72 | Evaporator Coil Defrost (Cooler) | 0.0414% | 0 | 8.9345 | Commercial_2038_Technical_GWh_Before Competition Groups_Evaporator Coil Defrost (Cooler)
Commercial | Com ¦ Ozone Laundry Treatment | 2038 | Economic | GWh | Before Competition Groups | 6.6358 | 0 | 0 | 16578.1171 | 0.00040027 | 61 | Commercial_2038_Economic_GWh_Before Competition Groups_61 | Ozone Laundry Treatment | 0.04003% | 0 | 6.6358 | Commercial_2038_Economic_GWh_Before Competition Groups_Ozone Laundry Treatment
Commercial | Com ¦ ENERGY STAR Steam Cookers | 2038 | Technical | GWh | Before Competition Groups | 7.8558 | 0 | 0 | 21583.0494 | 0.00036398 | 73 | Commercial_2038_Technical_GWh_Before Competition Groups_73 | ENERGY STAR Steam Cookers | 0.0364% | 0 | 7.8558 | Commercial_2038_Technical_GWh_Before Competition Groups_ENERGY STAR Steam Cookers
Commercial | Com ¦ Demand controlled Circulating Systems | 2038 | Achievable | GWh | Before Competition Groups | 4.212 | 0 | 0 | 12433.0856 | 0.00033877 | 55 | Commercial_2038_Achievable_GWh_Before Competition Groups_55 | Demand controlled Circulating Systems | 0.03388% | 0 | 4.212 | Commercial_2038_Achievable_GWh_Before Competition Groups_Demand controlled Circulating Systems
Commercial | Com ¦ SYNCHRONOUS BELT | 2038 | Technical | GWh | Before Competition Groups | 6.7293 | 0 | 0 | 21583.0494 | 0.00031178 | 74 | Commercial_2038_Technical_GWh_Before Competition Groups_74 | SYNCHRONOUS BELT | 0.03118% | 0 | 6.7293 | Commercial_2038_Technical_GWh_Before Competition Groups_SYNCHRONOUS BELT
Commercial | Com ¦ Ozone Laundry Treatment | 2038 | Technical | GWh | Before Competition Groups | 6.6358 | 0 | 0 | 21583.0494 | 0.00030745 | 75 | Commercial_2038_Technical_GWh_Before Competition Groups_75 | Ozone Laundry Treatment | 0.03075% | 0 | 6.6358 | Commercial_2038_Technical_GWh_Before Competition Groups_Ozone Laundry Treatment
Commercial | Com ¦ LED RECESSED DOWNLIGHTS | 2038 | Achievable | GWh | Before Competition Groups | 3.2887 | 0 | 0 | 12433.0856 | 0.00026451 | 56 | Commercial_2038_Achievable_GWh_Before Competition Groups_56 | LED RECESSED DOWNLIGHTS | 0.02645% | 0 | 3.2887 | Commercial_2038_Achievable_GWh_Before Competition Groups_LED RECESSED DOWNLIGHTS
Commercial | Com ¦ Indoor Daylight Sensors/Photocell Dimming Control | 2038 | Achievable | GWh | Before Competition Groups | 3.2483 | 0 | 0 | 12433.0856 | 0.00026126 | 57 | Commercial_2038_Achievable_GWh_Before Competition Groups_57 | Indoor Daylight Sensors/Photocell Dimming Control | 0.02613% | 0 | 3.2483 | Commercial_2038_Achievable_GWh_Before Competition Groups_Indoor Daylight Sensors/Photocell Dimming Control
Commercial | Com ¦ LED RECESSED DOWNLIGHTS | 2038 | Economic | GWh | Before Competition Groups | 4.0874 | 0 | 0 | 16578.1171 | 0.00024655 | 62 | Commercial_2038_Economic_GWh_Before Competition Groups_62 | LED RECESSED DOWNLIGHTS | 0.02466% | 0 | 4.0874 | Commercial_2038_Economic_GWh_Before Competition Groups_LED RECESSED DOWNLIGHTS
Commercial | Com ¦ Solar Water Preheat (Pools/DHW) | 2038 | Economic | GWh | Before Competition Groups | 3.9163 | 0 | 0 | 16578.1171 | 0.00023623 | 63 | Commercial_2038_Economic_GWh_Before Competition Groups_63 | Solar Water Preheat (Pools/DHW) | 0.02362% | 0 | 3.9163 | Commercial_2038_Economic_GWh_Before Competition Groups_Solar Water Preheat (Pools/DHW)
Commercial | Com ¦ Demand controlled Circulating Systems | 2038 | Economic | GWh | Before Competition Groups | 3.7386 | 0 | 0 | 16578.1171 | 0.00022551 | 64 | Commercial_2038_Economic_GWh_Before Competition Groups_64 | Demand controlled Circulating Systems | 0.02255% | 0 | 3.7386 | Commercial_2038_Economic_GWh_Before Competition Groups_Demand controlled Circulating Systems
Commercial | Com ¦ ECM MOTORS FOR HVAC APPLICATION (FAN-POWERED VAV BOX) | 2038 | Achievable | GWh | Before Competition Groups | 2.6912 | 0 | 0 | 12433.0856 | 0.00021645 | 58 | Commercial_2038_Achievable_GWh_Before Competition Groups_58 | ECM MOTORS FOR HVAC APPLICATION (FAN-POWERED VAV BOX) | 0.02165% | 0 | 2.6912 | Commercial_2038_Achievable_GWh_Before Competition Groups_ECM MOTORS FOR HVAC APPLICATION (FAN-POWERED VAV BOX)
Commercial | Com ¦ Thermostat Setback | 2038 | Achievable | GWh | Before Competition Groups | 2.4252 | 0 | 0 | 12433.0856 | 0.00019506 | 59 | Commercial_2038_Achievable_GWh_Before Competition Groups_59 | Thermostat Setback | 0.01951% | 0 | 2.4252 | Commercial_2038_Achievable_GWh_Before Competition Groups_Thermostat Setback
Commercial | Com ¦ Efficient compressor motor | 2038 | Technical | GWh | Before Competition Groups | 4.1633 | 0 | 0 | 21583.0494 | 0.0001929 | 76 | Commercial_2038_Technical_GWh_Before Competition Groups_76 | Efficient compressor motor | 0.01929% | 0 | 4.1633 | Commercial_2038_Technical_GWh_Before Competition Groups_Efficient compressor motor
Commercial | Com ¦ Solar Water Preheat (Pools/DHW) | 2038 | Technical | GWh | Before Competition Groups | 3.9163 | 0 | 0 | 21583.0494 | 0.00018145 | 77 | Commercial_2038_Technical_GWh_Before Competition Groups_77 | Solar Water Preheat (Pools/DHW) | 0.01815% | 0 | 3.9163 | Commercial_2038_Technical_GWh_Before Competition Groups_Solar Water Preheat (Pools/DHW)
Commercial | Com ¦ Solar Water Preheat (Pools/DHW) | 2038 | Achievable | GWh | Before Competition Groups | 2.1748 | 0 | 0 | 12433.0856 | 0.00017492 | 60 | Commercial_2038_Achievable_GWh_Before Competition Groups_60 | Solar Water Preheat (Pools/DHW) | 0.01749% | 0 | 2.1748 | Commercial_2038_Achievable_GWh_Before Competition Groups_Solar Water Preheat (Pools/DHW)
Commercial | Com ¦ Demand controlled Circulating Systems | 2038 | Technical | GWh | Before Competition Groups | 3.7386 | 0 | 0 | 21583.0494 | 0.00017322 | 78 | Commercial_2038_Technical_GWh_Before Competition Groups_78 | Demand controlled Circulating Systems | 0.01732% | 0 | 3.7386 | Commercial_2038_Technical_GWh_Before Competition Groups_Demand controlled Circulating Systems
Commercial | Com ¦ ECM MOTORS FOR HVAC APPLICATION (FAN-POWERED VAV BOX) | 2038 | Economic | GWh | Before Competition Groups | 2.7898 | 0 | 0 | 16578.1171 | 0.00016828 | 65 | Commercial_2038_Economic_GWh_Before Competition Groups_65 | ECM MOTORS FOR HVAC APPLICATION (FAN-POWERED VAV BOX) | 0.01683% | 0 | 2.7898 | Commercial_2038_Economic_GWh_Before Competition Groups_ECM MOTORS FOR HVAC APPLICATION (FAN-POWERED VAV BOX)
Commercial | Com ¦ Thermostat Setback | 2038 | Economic | GWh | Before Competition Groups | 2.7206 | 0 | 0 | 16578.1171 | 0.00016411 | 66 | Commercial_2038_Economic_GWh_Before Competition Groups_66 | Thermostat Setback | 0.01641% | 0 | 2.7206 | Commercial_2038_Economic_GWh_Before Competition Groups_Thermostat Setback
Commercial | Com ¦ SYNCHRONOUS BELT | 2038 | Economic | GWh | Before Competition Groups | 2.7152 | 0 | 0 | 16578.1171 | 0.00016378 | 67 | Commercial_2038_Economic_GWh_Before Competition Groups_67 | SYNCHRONOUS BELT | 0.01638% | 0 | 2.7152 | Commercial_2038_Economic_GWh_Before Competition Groups_SYNCHRONOUS BELT
Commercial | Com ¦ Notched V belts for HVAC Systems | 2038 | Technical | GWh | Before Competition Groups | 3.3646 | 0 | 0 | 21583.0494 | 0.00015589 | 79 | Commercial_2038_Technical_GWh_Before Competition Groups_79 | Notched V belts for HVAC Systems | 0.01559% | 0 | 3.3646 | Commercial_2038_Technical_GWh_Before Competition Groups_Notched V belts for HVAC Systems
Commercial | Com ¦ Heat Pump Water Heater (50 Gallons) | 2038 | Technical | GWh | Before Competition Groups | 3.3018 | 0 | 0 | 21583.0494 | 0.00015298 | 80 | Commercial_2038_Technical_GWh_Before Competition Groups_80 | Heat Pump Water Heater (50 Gallons) | 0.0153% | 0 | 3.3018 | Commercial_2038_Technical_GWh_Before Competition Groups_Heat Pump Water Heater (50 Gallons)
Commercial | Com ¦ Roof Insulation/Ceiling Insulation (R25 Code to R35) | 2038 | Economic | GWh | Before Competition Groups | 2.509 | 0 | 0 | 16578.1171 | 0.00015134 | 68 | Commercial_2038_Economic_GWh_Before Competition Groups_68 | Roof Insulation/Ceiling Insulation (R25 Code to R35) | 0.01513% | 0 | 2.509 | Commercial_2038_Economic_GWh_Before Competition Groups_Roof Insulation/Ceiling Insulation (R25 Code to R35)
Commercial | Com ¦ Efficient compressor motor | 2038 | Economic | GWh | Before Competition Groups | 2.3564 | 0 | 0 | 16578.1171 | 0.00014214 | 69 | Commercial_2038_Economic_GWh_Before Competition Groups_69 | Efficient compressor motor | 0.01421% | 0 | 2.3564 | Commercial_2038_Economic_GWh_Before Competition Groups_Efficient compressor motor
Commercial | Com ¦ ECM MOTORS FOR HVAC APPLICATION (FAN-POWERED VAV BOX) | 2038 | Technical | GWh | Before Competition Groups | 2.7962 | 0 | 0 | 21583.0494 | 0.00012956 | 81 | Commercial_2038_Technical_GWh_Before Competition Groups_81 | ECM MOTORS FOR HVAC APPLICATION (FAN-POWERED VAV BOX) | 0.01296% | 0 | 2.7962 | Commercial_2038_Technical_GWh_Before Competition Groups_ECM MOTORS FOR HVAC APPLICATION (FAN-POWERED VAV BOX)
Commercial | Com ¦ PTAC (12 EER/10,000 BTU) | 2038 | Economic | GWh | Before Competition Groups | 2.1254 | 0 | 0 | 16578.1171 | 0.0001282 | 70 | Commercial_2038_Economic_GWh_Before Competition Groups_70 | PTAC (12 EER/10,000 BTU) | 0.01282% | 0 | 2.1254 | Commercial_2038_Economic_GWh_Before Competition Groups_PTAC (12 EER/10,000 BTU)
Commercial | Com ¦ Room AC (w/ louvered sides) 14 SEER from 12 SEER code | 2038 | Technical | GWh | Before Competition Groups | 2.7584 | 0 | 0 | 21583.0494 | 0.00012781 | 82 | Commercial_2038_Technical_GWh_Before Competition Groups_82 | Room AC (w/ louvered sides) 14 SEER from 12 SEER code | 0.01278% | 0 | 2.7584 | Commercial_2038_Technical_GWh_Before Competition Groups_Room AC (w/ louvered sides) 14 SEER from 12 SEER code
Commercial | Com ¦ Thermostat Setback | 2038 | Technical | GWh | Before Competition Groups | 2.7206 | 0 | 0 | 21583.0494 | 0.00012605 | 83 | Commercial_2038_Technical_GWh_Before Competition Groups_83 | Thermostat Setback | 0.01261% | 0 | 2.7206 | Commercial_2038_Technical_GWh_Before Competition Groups_Thermostat Setback
Commercial | Com ¦ Efficient compressor motor | 2038 | Achievable | GWh | Before Competition Groups | 1.4946 | 0 | 0 | 12433.0856 | 0.00012021 | 61 | Commercial_2038_Achievable_GWh_Before Competition Groups_61 | Efficient compressor motor | 0.01202% | 0 | 1.4946 | Commercial_2038_Achievable_GWh_Before Competition Groups_Efficient compressor motor
Commercial | Com ¦ Wall Insulation | 2038 | Economic | GWh | Before Competition Groups | 1.9869 | 0 | 0 | 16578.1171 | 0.00011985 | 71 | Commercial_2038_Economic_GWh_Before Competition Groups_71 | Wall Insulation | 0.01199% | 0 | 1.9869 | Commercial_2038_Economic_GWh_Before Competition Groups_Wall Insulation
Commercial | Com ¦ PTAC (12 EER/10,000 BTU) | 2038 | Technical | GWh | Before Competition Groups | 2.3415 | 0 | 0 | 21583.0494 | 0.00010849 | 84 | Commercial_2038_Technical_GWh_Before Competition Groups_84 | PTAC (12 EER/10,000 BTU) | 0.01085% | 0 | 2.3415 | Commercial_2038_Technical_GWh_Before Competition Groups_PTAC (12 EER/10,000 BTU)
Commercial | Com ¦ Notched V belts for HVAC Systems | 2038 | Economic | GWh | Before Competition Groups | 1.7814 | 0 | 0 | 16578.1171 | 0.00010745 | 72 | Commercial_2038_Economic_GWh_Before Competition Groups_72 | Notched V belts for HVAC Systems | 0.01075% | 0 | 1.7814 | Commercial_2038_Economic_GWh_Before Competition Groups_Notched V belts for HVAC Systems
Commercial | Com ¦ Commercial Hot Food Holding Cabinets | 2038 | Technical | GWh | Before Competition Groups | 2.3089 | 0 | 0 | 21583.0494 | 0.00010698 | 85 | Commercial_2038_Technical_GWh_Before Competition Groups_85 | Commercial Hot Food Holding Cabinets | 0.0107% | 0 | 2.3089 | Commercial_2038_Technical_GWh_Before Competition Groups_Commercial Hot Food Holding Cabinets
Commercial | Com ¦ CEE Tier 2/Energy Star Clothes Washers | 2038 | Achievable | GWh | Before Competition Groups | 1.2791 | 0 | 0 | 12433.0856 | 0.00010288 | 62 | Commercial_2038_Achievable_GWh_Before Competition Groups_62 | CEE Tier 2/Energy Star Clothes Washers | 0.01029% | 0 | 1.2791 | Commercial_2038_Achievable_GWh_Before Competition Groups_CEE Tier 2/Energy Star Clothes Washers
Commercial | Com ¦ PTAC (12 EER/10,000 BTU) | 2038 | Achievable | GWh | Before Competition Groups | 1.2782 | 0 | 0 | 12433.0856 | 0.00010281 | 63 | Commercial_2038_Achievable_GWh_Before Competition Groups_63 | PTAC (12 EER/10,000 BTU) | 0.01028% | 0 | 1.2782 | Commercial_2038_Achievable_GWh_Before Competition Groups_PTAC (12 EER/10,000 BTU)
Commercial | Com ¦ Auto Off Time Switch or Time Clock control | 2038 | Achievable | GWh | Before Competition Groups | 1.2288 | 0 | 0 | 12433.0856 | 9.8831e-05 | 64 | Commercial_2038_Achievable_GWh_Before Competition Groups_64 | Auto Off Time Switch or Time Clock control | 0.009883% | 0 | 1.2288 | Commercial_2038_Achievable_GWh_Before Competition Groups_Auto Off Time Switch or Time Clock control
Commercial | Com ¦ Wall Insulation | 2038 | Technical | GWh | Before Competition Groups | 2.102 | 0 | 0 | 21583.0494 | 9.7392e-05 | 86 | Commercial_2038_Technical_GWh_Before Competition Groups_86 | Wall Insulation | 0.009739% | 0 | 2.102 | Commercial_2038_Technical_GWh_Before Competition Groups_Wall Insulation
Commercial | Com ¦ CEE Tier 2/Energy Star Clothes Washers | 2038 | Economic | GWh | Before Competition Groups | 1.608 | 0 | 0 | 16578.1171 | 9.6993e-05 | 73 | Commercial_2038_Economic_GWh_Before Competition Groups_73 | CEE Tier 2/Energy Star Clothes Washers | 0.009699% | 0 | 1.608 | Commercial_2038_Economic_GWh_Before Competition Groups_CEE Tier 2/Energy Star Clothes Washers
Commercial | Com ¦ Solar Preheat Make up Air | 2038 | Technical | GWh | Before Competition Groups | 2.0797 | 0 | 0 | 21583.0494 | 9.6358e-05 | 87 | Commercial_2038_Technical_GWh_Before Competition Groups_87 | Solar Preheat Make up Air | 0.009636% | 0 | 2.0797 | Commercial_2038_Technical_GWh_Before Competition Groups_Solar Preheat Make up Air
Commercial | COM ¦ Ductless Mini-Split Heat Pumps | 2038 | Economic | GWh | Before Competition Groups | 1.4818 | 0 | 0 | 16578.1171 | 8.9382e-05 | 74 | Commercial_2038_Economic_GWh_Before Competition Groups_74 | Ductless Mini-Split Heat Pumps | 0.008938% | 0 | 1.4818 | Commercial_2038_Economic_GWh_Before Competition Groups_Ductless Mini-Split Heat Pumps
Commercial | Com ¦ Auto Off Time Switch or Time Clock control | 2038 | Economic | GWh | Before Competition Groups | 1.3749 | 0 | 0 | 16578.1171 | 8.2936e-05 | 75 | Commercial_2038_Economic_GWh_Before Competition Groups_75 | Auto Off Time Switch or Time Clock control | 0.008294% | 0 | 1.3749 | Commercial_2038_Economic_GWh_Before Competition Groups_Auto Off Time Switch or Time Clock control
Commercial | COM ¦ Ductless Mini-Split Heat Pumps | 2038 | Achievable | GWh | Before Competition Groups | 0.9792 | 0 | 0 | 12433.0856 | 7.8758e-05 | 65 | Commercial_2038_Achievable_GWh_Before Competition Groups_65 | Ductless Mini-Split Heat Pumps | 0.007876% | 0 | 0.9792 | Commercial_2038_Achievable_GWh_Before Competition Groups_Ductless Mini-Split Heat Pumps
Commercial | Com ¦ Notched V belts for HVAC Systems | 2038 | Achievable | GWh | Before Competition Groups | 0.92871 | 0 | 0 | 12433.0856 | 7.4696e-05 | 66 | Commercial_2038_Achievable_GWh_Before Competition Groups_66 | Notched V belts for HVAC Systems | 0.00747% | 0 | 0.92871 | Commercial_2038_Achievable_GWh_Before Competition Groups_Notched V belts for HVAC Systems
Commercial | Com ¦ CEE Tier 2/Energy Star Clothes Washers | 2038 | Technical | GWh | Before Competition Groups | 1.608 | 0 | 0 | 21583.0494 | 7.4501e-05 | 88 | Commercial_2038_Technical_GWh_Before Competition Groups_88 | CEE Tier 2/Energy Star Clothes Washers | 0.00745% | 0 | 1.608 | Commercial_2038_Technical_GWh_Before Competition Groups_CEE Tier 2/Energy Star Clothes Washers
Commercial | Com ¦ HOTEL OCCUPANCY CONTROLS (HVAC + LIGHTING) | 2038 | Achievable | GWh | Before Competition Groups | 0.92089 | 0 | 0 | 12433.0856 | 7.4067e-05 | 67 | Commercial_2038_Achievable_GWh_Before Competition Groups_67 | HOTEL OCCUPANCY CONTROLS (HVAC + LIGHTING) | 0.007407% | 0 | 0.92089 | Commercial_2038_Achievable_GWh_Before Competition Groups_HOTEL OCCUPANCY CONTROLS (HVAC + LIGHTING)
Commercial | COM ¦ Ductless Mini-Split Heat Pumps | 2038 | Technical | GWh | Before Competition Groups | 1.4818 | 0 | 0 | 21583.0494 | 6.8655e-05 | 89 | Commercial_2038_Technical_GWh_Before Competition Groups_89 | Ductless Mini-Split Heat Pumps | 0.006866% | 0 | 1.4818 | Commercial_2038_Technical_GWh_Before Competition Groups_Ductless Mini-Split Heat Pumps
Commercial | Com ¦ Solar Electric Water Heater (50 Gallon) | 2038 | Technical | GWh | Before Competition Groups | 1.3919 | 0 | 0 | 21583.0494 | 6.4491e-05 | 90 | Commercial_2038_Technical_GWh_Before Competition Groups_90 | Solar Electric Water Heater (50 Gallon) | 0.006449% | 0 | 1.3919 | Commercial_2038_Technical_GWh_Before Competition Groups_Solar Electric Water Heater (50 Gallon)
Commercial | Com ¦ Auto Off Time Switch or Time Clock control | 2038 | Technical | GWh | Before Competition Groups | 1.3749 | 0 | 0 | 21583.0494 | 6.3704e-05 | 91 | Commercial_2038_Technical_GWh_Before Competition Groups_91 | Auto Off Time Switch or Time Clock control | 0.00637% | 0 | 1.3749 | Commercial_2038_Technical_GWh_Before Competition Groups_Auto Off Time Switch or Time Clock control
Commercial | Com ¦ High Efficiency Small Instantaneous Water Heater | 2038 | Achievable | GWh | Before Competition Groups | 0.77528 | 0 | 0 | 12433.0856 | 6.2357e-05 | 68 | Commercial_2038_Achievable_GWh_Before Competition Groups_68 | High Efficiency Small Instantaneous Water Heater | 0.006236% | 0 | 0.77528 | Commercial_2038_Achievable_GWh_Before Competition Groups_High Efficiency Small Instantaneous Water Heater
Commercial | Com ¦ Low Flow Pre-Rinse Spray Nozzle | 2038 | Economic | GWh | Before Competition Groups | 0.88837 | 0 | 0 | 16578.1171 | 5.3587e-05 | 76 | Commercial_2038_Economic_GWh_Before Competition Groups_76 | Low Flow Pre-Rinse Spray Nozzle | 0.005359% | 0 | 0.88837 | Commercial_2038_Economic_GWh_Before Competition Groups_Low Flow Pre-Rinse Spray Nozzle
Commercial | Com ¦ Low Flow Pre-Rinse Spray Nozzle | 2038 | Achievable | GWh | Before Competition Groups | 0.66017 | 0 | 0 | 12433.0856 | 5.3098e-05 | 69 | Commercial_2038_Achievable_GWh_Before Competition Groups_69 | Low Flow Pre-Rinse Spray Nozzle | 0.00531% | 0 | 0.66017 | Commercial_2038_Achievable_GWh_Before Competition Groups_Low Flow Pre-Rinse Spray Nozzle
Commercial | Com ¦ HVAC Optimization | 2038 | Technical | GWh | Before Competition Groups | 0.93873 | 0 | 0 | 21583.0494 | 4.3494e-05 | 92 | Commercial_2038_Technical_GWh_Before Competition Groups_92 | HVAC Optimization | 0.004349% | 0 | 0.93873 | Commercial_2038_Technical_GWh_Before Competition Groups_HVAC Optimization
Commercial | Com ¦ Commercial Hot Food Holding Cabinets | 2038 | Economic | GWh | Before Competition Groups | 0.68641 | 0 | 0 | 16578.1171 | 4.1405e-05 | 77 | Commercial_2038_Economic_GWh_Before Competition Groups_77 | Commercial Hot Food Holding Cabinets | 0.00414% | 0 | 0.68641 | Commercial_2038_Economic_GWh_Before Competition Groups_Commercial Hot Food Holding Cabinets
Commercial | Com ¦ Low Flow Pre-Rinse Spray Nozzle | 2038 | Technical | GWh | Before Competition Groups | 0.88837 | 0 | 0 | 21583.0494 | 4.1161e-05 | 93 | Commercial_2038_Technical_GWh_Before Competition Groups_93 | Low Flow Pre-Rinse Spray Nozzle | 0.004116% | 0 | 0.88837 | Commercial_2038_Technical_GWh_Before Competition Groups_Low Flow Pre-Rinse Spray Nozzle
Commercial | Com ¦ Wall Insulation | 2038 | Achievable | GWh | Before Competition Groups | 0.47819 | 0 | 0 | 12433.0856 | 3.8461e-05 | 70 | Commercial_2038_Achievable_GWh_Before Competition Groups_70 | Wall Insulation | 0.003846% | 0 | 0.47819 | Commercial_2038_Achievable_GWh_Before Competition Groups_Wall Insulation
Commercial | Com ¦ Commercial Hot Food Holding Cabinets | 2038 | Achievable | GWh | Before Competition Groups | 0.45085 | 0 | 0 | 12433.0856 | 3.6262e-05 | 71 | Commercial_2038_Achievable_GWh_Before Competition Groups_71 | Commercial Hot Food Holding Cabinets | 0.003626% | 0 | 0.45085 | Commercial_2038_Achievable_GWh_Before Competition Groups_Commercial Hot Food Holding Cabinets
Commercial | Com ¦ HVAC Optimization | 2038 | Economic | GWh | Before Competition Groups | 0.56447 | 0 | 0 | 16578.1171 | 3.4049e-05 | 78 | Commercial_2038_Economic_GWh_Before Competition Groups_78 | HVAC Optimization | 0.003405% | 0 | 0.56447 | Commercial_2038_Economic_GWh_Before Competition Groups_HVAC Optimization
Commercial | Com ¦ HVAC Optimization | 2038 | Achievable | GWh | Before Competition Groups | 0.4055 | 0 | 0 | 12433.0856 | 3.2614e-05 | 72 | Commercial_2038_Achievable_GWh_Before Competition Groups_72 | HVAC Optimization | 0.003261% | 0 | 0.4055 | Commercial_2038_Achievable_GWh_Before Competition Groups_HVAC Optimization
Commercial | Com ¦ High Efficiency Chiller (avg of water and air cooled) | 2038 | Technical | GWh | Before Competition Groups | 0.67258 | 0 | 0 | 21583.0494 | 3.1162e-05 | 94 | Commercial_2038_Technical_GWh_Before Competition Groups_94 | High Efficiency Chiller (avg of water and air cooled) | 0.003116% | 0 | 0.67258 | Commercial_2038_Technical_GWh_Before Competition Groups_High Efficiency Chiller (avg of water and air cooled)
Commercial | Com ¦ Energy Recovery Ventilation and Ventilation (Enhanced) | 2038 | Achievable | GWh | Before Competition Groups | 0.24052 | 0 | 0 | 12433.0856 | 1.9345e-05 | 73 | Commercial_2038_Achievable_GWh_Before Competition Groups_73 | Energy Recovery Ventilation and Ventilation (Enhanced) | 0.001935% | 0 | 0.24052 | Commercial_2038_Achievable_GWh_Before Competition Groups_Energy Recovery Ventilation and Ventilation (Enhanced)
Commercial | Com ¦ EC Plug Fan for Data Center (under cabinet) | 2038 | Economic | GWh | Before Competition Groups | 0.23483 | 0 | 0 | 16578.1171 | 1.4165e-05 | 79 | Commercial_2038_Economic_GWh_Before Competition Groups_79 | EC Plug Fan for Data Center (under cabinet) | 0.001416% | 0 | 0.23483 | Commercial_2038_Economic_GWh_Before Competition Groups_EC Plug Fan for Data Center (under cabinet)
Commercial | Com ¦ eCube | 2038 | Technical | GWh | Before Competition Groups | 0.26999 | 0 | 0 | 21583.0494 | 1.2509e-05 | 95 | Commercial_2038_Technical_GWh_Before Competition Groups_95 | eCube | 0.001251% | 0 | 0.26999 | Commercial_2038_Technical_GWh_Before Competition Groups_eCube
Commercial | Com ¦ SYNCHRONOUS BELT | 2038 | Achievable | GWh | Before Competition Groups | 0.15518 | 0 | 0 | 12433.0856 | 1.2481e-05 | 74 | Commercial_2038_Achievable_GWh_Before Competition Groups_74 | SYNCHRONOUS BELT | 0.001248% | 0 | 0.15518 | Commercial_2038_Achievable_GWh_Before Competition Groups_SYNCHRONOUS BELT
Commercial | Com ¦ Roof Insulation/Ceiling Insulation (R25 Code to R35) | 2038 | Achievable | GWh | Before Competition Groups | 0.13949 | 0 | 0 | 12433.0856 | 1.122e-05 | 75 | Commercial_2038_Achievable_GWh_Before Competition Groups_75 | Roof Insulation/Ceiling Insulation (R25 Code to R35) | 0.001122% | 0 | 0.13949 | Commercial_2038_Achievable_GWh_Before Competition Groups_Roof Insulation/Ceiling Insulation (R25 Code to R35)
Commercial | Com ¦ EC Plug Fan for Data Center (under cabinet) | 2038 | Technical | GWh | Before Competition Groups | 0.23483 | 0 | 0 | 21583.0494 | 1.088e-05 | 96 | Commercial_2038_Technical_GWh_Before Competition Groups_96 | EC Plug Fan for Data Center (under cabinet) | 0.001088% | 0 | 0.23483 | Commercial_2038_Technical_GWh_Before Competition Groups_EC Plug Fan for Data Center (under cabinet)
Commercial | Com ¦ EC Plug Fan for Data Center (under cabinet) | 2038 | Achievable | GWh | Before Competition Groups | 0.11914 | 0 | 0 | 12433.0856 | 9.5826e-06 | 76 | Commercial_2038_Achievable_GWh_Before Competition Groups_76 | EC Plug Fan for Data Center (under cabinet) | 0.0009583% | 0 | 0.11914 | Commercial_2038_Achievable_GWh_Before Competition Groups_EC Plug Fan for Data Center (under cabinet)
Commercial | Com ¦ Room AC (w/ louvered sides) 14 SEER from 12 SEER code | 2038 | Achievable | GWh | Before Competition Groups | 0.096126 | 0 | 0 | 12433.0856 | 7.7314e-06 | 77 | Commercial_2038_Achievable_GWh_Before Competition Groups_77 | Room AC (w/ louvered sides) 14 SEER from 12 SEER code | 0.0007731% | 0 | 0.096126 | Commercial_2038_Achievable_GWh_Before Competition Groups_Room AC (w/ louvered sides) 14 SEER from 12 SEER code
Commercial | Com ¦ Room AC (w/ louvered sides) 14 SEER from 12 SEER code | 2038 | Economic | GWh | Before Competition Groups | 0.094207 | 0 | 0 | 16578.1171 | 5.6826e-06 | 80 | Commercial_2038_Economic_GWh_Before Competition Groups_80 | Room AC (w/ louvered sides) 14 SEER from 12 SEER code | 0.0005683% | 0 | 0.094207 | Commercial_2038_Economic_GWh_Before Competition Groups_Room AC (w/ louvered sides) 14 SEER from 12 SEER code
Commercial | Com ¦ Air Curtains | 2038 | Achievable | GWh | Before Competition Groups | 0.053864 | 0 | 0 | 12433.0856 | 4.3323e-06 | 78 | Commercial_2038_Achievable_GWh_Before Competition Groups_78 | Air Curtains | 0.0004332% | 0 | 0.053864 | Commercial_2038_Achievable_GWh_Before Competition Groups_Air Curtains
Commercial | Com ¦ High Efficiency Chiller (avg of water and air cooled) | 2038 | Achievable | GWh | Before Competition Groups | 0.051511 | 0 | 0 | 12433.0856 | 4.1431e-06 | 79 | Commercial_2038_Achievable_GWh_Before Competition Groups_79 | High Efficiency Chiller (avg of water and air cooled) | 0.0004143% | 0 | 0.051511 | Commercial_2038_Achievable_GWh_Before Competition Groups_High Efficiency Chiller (avg of water and air cooled)
Commercial | Com ¦ High Efficiency Chiller (avg of water and air cooled) | 2038 | Economic | GWh | Before Competition Groups | 0.059951 | 0 | 0 | 16578.1171 | 3.6162e-06 | 81 | Commercial_2038_Economic_GWh_Before Competition Groups_81 | High Efficiency Chiller (avg of water and air cooled) | 0.0003616% | 0 | 0.059951 | Commercial_2038_Economic_GWh_Before Competition Groups_High Efficiency Chiller (avg of water and air cooled)
Commercial | Com ¦ Air Curtains | 2038 | Economic | GWh | Before Competition Groups | 0.058178 | 0 | 0 | 16578.1171 | 3.5093e-06 | 82 | Commercial_2038_Economic_GWh_Before Competition Groups_82 | Air Curtains | 0.0003509% | 0 | 0.058178 | Commercial_2038_Economic_GWh_Before Competition Groups_Air Curtains
Commercial | Com ¦ VSD Air Compressor | 2038 | Economic | GWh | Before Competition Groups | 0.05455 | 0 | 0 | 16578.1171 | 3.2905e-06 | 83 | Commercial_2038_Economic_GWh_Before Competition Groups_83 | VSD Air Compressor | 0.000329% | 0 | 0.05455 | Commercial_2038_Economic_GWh_Before Competition Groups_VSD Air Compressor
Commercial | Com ¦ VSD Air Compressor | 2038 | Achievable | GWh | Before Competition Groups | 0.03988 | 0 | 0 | 12433.0856 | 3.2076e-06 | 80 | Commercial_2038_Achievable_GWh_Before Competition Groups_80 | VSD Air Compressor | 0.0003208% | 0 | 0.03988 | Commercial_2038_Achievable_GWh_Before Competition Groups_VSD Air Compressor
Commercial | Com ¦ Exterior Photocell | 2038 | Technical | GWh | Before Competition Groups | 0.060749 | 0 | 0 | 21583.0494 | 2.8147e-06 | 97 | Commercial_2038_Technical_GWh_Before Competition Groups_97 | Exterior Photocell | 0.0002815% | 0 | 0.060749 | Commercial_2038_Technical_GWh_Before Competition Groups_Exterior Photocell
Commercial | Com ¦ Air Curtains | 2038 | Technical | GWh | Before Competition Groups | 0.058178 | 0 | 0 | 21583.0494 | 2.6956e-06 | 98 | Commercial_2038_Technical_GWh_Before Competition Groups_98 | Air Curtains | 0.0002696% | 0 | 0.058178 | Commercial_2038_Technical_GWh_Before Competition Groups_Air Curtains
Commercial | Com ¦ VSD Air Compressor | 2038 | Technical | GWh | Before Competition Groups | 0.05455 | 0 | 0 | 21583.0494 | 2.5274e-06 | 99 | Commercial_2038_Technical_GWh_Before Competition Groups_99 | VSD Air Compressor | 0.0002527% | 0 | 0.05455 | Commercial_2038_Technical_GWh_Before Competition Groups_VSD Air Compressor
Commercial | Com ¦ Ground Source Heat Pump | 2038 | Economic | GWh | Before Competition Groups | 0.018201 | 0 | 0 | 16578.1171 | 1.0979e-06 | 84 | Commercial_2038_Economic_GWh_Before Competition Groups_84 | Ground Source Heat Pump | 0.0001098% | 0 | 0.018201 | Commercial_2038_Economic_GWh_Before Competition Groups_Ground Source Heat Pump
Commercial | Com ¦ High Efficiency Induction Cooking | 2038 | Technical | GWh | Before Competition Groups | 0.0088522 | 0 | 0 | 21583.0494 | 4.1015e-07 | 100 | Commercial_2038_Technical_GWh_Before Competition Groups_100 | High Efficiency Induction Cooking | 4.101e-05% | 0 | 0.0088522 | Commercial_2038_Technical_GWh_Before Competition Groups_High Efficiency Induction Cooking
Commercial | Com ¦ Electric Convection Combination Ovens | 2038 | Achievable | GWh | Before Competition Groups | 0.00362 | 0 | 0 | 12433.0856 | 2.9116e-07 | 81 | Commercial_2038_Achievable_GWh_Before Competition Groups_81 | Electric Convection Combination Ovens | 2.912e-05% | 0 | 0.00362 | Commercial_2038_Achievable_GWh_Before Competition Groups_Electric Convection Combination Ovens
Commercial | Com ¦ Electric Convection Combination Ovens | 2038 | Economic | GWh | Before Competition Groups | 0.004405 | 0 | 0 | 16578.1171 | 2.6571e-07 | 85 | Commercial_2038_Economic_GWh_Before Competition Groups_85 | Electric Convection Combination Ovens | 2.657e-05% | 0 | 0.004405 | Commercial_2038_Economic_GWh_Before Competition Groups_Electric Convection Combination Ovens
Commercial | Com ¦ Electric Convection Combination Ovens | 2038 | Technical | GWh | Before Competition Groups | 0.004405 | 0 | 0 | 21583.0494 | 2.041e-07 | 101 | Commercial_2038_Technical_GWh_Before Competition Groups_101 | Electric Convection Combination Ovens | 2.041e-05% | 0 | 0.004405 | Commercial_2038_Technical_GWh_Before Competition Groups_Electric Convection Combination Ovens
Commercial | Com ¦ Ground Source Heat Pump | 2038 | Achievable | GWh | Before Competition Groups | 0.0002672 | 0 | 0 | 12433.0856 | 2.1491e-08 | 82 | Commercial_2038_Achievable_GWh_Before Competition Groups_82 | Ground Source Heat Pump | 2.149e-06% | 0 | 0.0002672 | Commercial_2038_Achievable_GWh_Before Competition Groups_Ground Source Heat Pump
Commercial | Com ¦ LLLC - Low Impact Application | 2038 | Achievable | GWh | Before Competition Groups | 7.7655e-19 | 0 | 0 | 12433.0856 | 6.2458e-23 | 83 | Commercial_2038_Achievable_GWh_Before Competition Groups_83 | LLLC - Low Impact Application | 6.246e-21% | 0 | 7.7655e-19 | Commercial_2038_Achievable_GWh_Before Competition Groups_LLLC - Low Impact Application
Commercial | Com ¦ LLLC - High Impact Application | 2038 | Achievable | GWh | Before Competition Groups | 3.8972e-19 | 0 | 0 | 12433.0856 | 3.1345e-23 | 84 | Commercial_2038_Achievable_GWh_Before Competition Groups_84 | LLLC - High Impact Application | 3.135e-21% | 0 | 3.8972e-19 | Commercial_2038_Achievable_GWh_Before Competition Groups_LLLC - High Impact Application
Commercial | Com ¦ Networked/Connected - High Impact Application | 2038 | Achievable | GWh | Before Competition Groups | 9.0872e-21 | 0 | 0 | 12433.0856 | 7.3089e-25 | 85 | Commercial_2038_Achievable_GWh_Before Competition Groups_85 | Networked/Connected - High Impact Application | 7.309e-23% | 0 | 9.0872e-21 | Commercial_2038_Achievable_GWh_Before Competition Groups_Networked/Connected - High Impact Application
Commercial | Com ¦ Networked/Connected - Low Impact Application | 2038 | Achievable | GWh | Before Competition Groups | 4.0076e-21 | 0 | 0 | 12433.0856 | 3.2233e-25 | 86 | Commercial_2038_Achievable_GWh_Before Competition Groups_86 | Networked/Connected - Low Impact Application | 3.223e-23% | 0 | 4.0076e-21 | Commercial_2038_Achievable_GWh_Before Competition Groups_Networked/Connected - Low Impact Application
Commercial | Com ¦ High R-Value Glass Doors/no-heat glass door | 2038 | Achievable | GWh | Before Competition Groups | 0 | 0 | 0 | 12433.0856 | 0 | 87 | Commercial_2038_Achievable_GWh_Before Competition Groups_87 | High R-Value Glass Doors/no-heat glass door | 0% | 0 | 0 | Commercial_2038_Achievable_GWh_Before Competition Groups_High R-Value Glass Doors/no-heat glass door
Commercial | Com ¦ High R-Value Glass Doors/no-heat glass door | 2038 | Economic | GWh | Before Competition Groups | 0 | 0 | 0 | 16578.1171 | 0 | 86 | Commercial_2038_Economic_GWh_Before Competition Groups_86 | High R-Value Glass Doors/no-heat glass door | 0% | 0 | 0 | Commercial_2038_Economic_GWh_Before Competition Groups_High R-Value Glass Doors/no-heat glass door
Commercial | Com ¦ Refrigeration Commissioning | 2038 | Achievable | GWh | Before Competition Groups | 0 | 0 | 0 | 12433.0856 | 0 | 88 | Commercial_2038_Achievable_GWh_Before Competition Groups_88 | Refrigeration Commissioning | 0% | 0 | 0 | Commercial_2038_Achievable_GWh_Before Competition Groups_Refrigeration Commissioning
Commercial | Com ¦ Refrigeration Commissioning | 2038 | Economic | GWh | Before Competition Groups | 0 | 0 | 0 | 16578.1171 | 0 | 87 | Commercial_2038_Economic_GWh_Before Competition Groups_87 | Refrigeration Commissioning | 0% | 0 | 0 | Commercial_2038_Economic_GWh_Before Competition Groups_Refrigeration Commissioning
Commercial | Com ¦ Building Recommissioning, Operations and Maintenance (O&M) Improvements | 2039 | Economic | GWh | Before Competition Groups | 1952.8853 | 0 | 0 | 16886.7093 | 0.11565 | 1 | Commercial_2039_Economic_GWh_Before Competition Groups_1 | Building Recommissioning, Operations and Maintenance (O&M) Improvements | 11.56% | 0 | 1952.8853 | Commercial_2039_Economic_GWh_Before Competition Groups_Building Recommissioning, Operations and Maintenance (O&M) Improvements
Commercial | Com ¦ Building Recommissioning, Operations and Maintenance (O&M) Improvements | 2039 | Achievable | GWh | Before Competition Groups | 1455.7927 | 0 | 0 | 12858.4562 | 0.11322 | 1 | Commercial_2039_Achievable_GWh_Before Competition Groups_1 | Building Recommissioning, Operations and Maintenance (O&M) Improvements | 11.32% | 0 | 1455.7927 | Commercial_2039_Achievable_GWh_Before Competition Groups_Building Recommissioning, Operations and Maintenance (O&M) Improvements
Commercial | Com ¦ LED Low/High Bay | 2039 | Achievable | GWh | Before Competition Groups | 1290.9215 | 0 | 0 | 12858.4562 | 0.10039 | 2 | Commercial_2039_Achievable_GWh_Before Competition Groups_2 | LED Low/High Bay | 10.04% | 0 | 1290.9215 | Commercial_2039_Achievable_GWh_Before Competition Groups_LED Low/High Bay
Commercial | Com ¦ Building Recommissioning, Operations and Maintenance (O&M) Improvements | 2039 | Technical | GWh | Before Competition Groups | 1952.8853 | 0 | 0 | 21658.3705 | 0.090168 | 1 | Commercial_2039_Technical_GWh_Before Competition Groups_1 | Building Recommissioning, Operations and Maintenance (O&M) Improvements | 9.017% | 0 | 1952.8853 | Commercial_2039_Technical_GWh_Before Competition Groups_Building Recommissioning, Operations and Maintenance (O&M) Improvements
Commercial | Com ¦ Central Lighting Control System | 2039 | Technical | GWh | Before Competition Groups | 1930.1782 | 0 | 0 | 21658.3705 | 0.089119 | 2 | Commercial_2039_Technical_GWh_Before Competition Groups_2 | Central Lighting Control System | 8.912% | 0 | 1930.1782 | Commercial_2039_Technical_GWh_Before Competition Groups_Central Lighting Control System
Commercial | Com ¦ LED Troffer/Surface/Suspended | 2039 | Achievable | GWh | Before Competition Groups | 1080.6298 | 0 | 0 | 12858.4562 | 0.08404 | 3 | Commercial_2039_Achievable_GWh_Before Competition Groups_3 | LED Troffer/Surface/Suspended | 8.404% | 0 | 1080.6298 | Commercial_2039_Achievable_GWh_Before Competition Groups_LED Troffer/Surface/Suspended
Commercial | Com ¦ ENERGY STAR LED LAMPS (REFLECTOR LAMPs/MR16/PAR 16) | 2039 | Achievable | GWh | Before Competition Groups | 1046.509 | 0 | 0 | 12858.4562 | 0.081387 | 4 | Commercial_2039_Achievable_GWh_Before Competition Groups_4 | ENERGY STAR LED LAMPS (REFLECTOR LAMPs/MR16/PAR 16) | 8.139% | 0 | 1046.509 | Commercial_2039_Achievable_GWh_Before Competition Groups_ENERGY STAR LED LAMPS (REFLECTOR LAMPs/MR16/PAR 16)
Commercial | Com ¦ LED Low/High Bay | 2039 | Economic | GWh | Before Competition Groups | 1178.4926 | 0 | 0 | 16886.7093 | 0.069788 | 2 | Commercial_2039_Economic_GWh_Before Competition Groups_2 | LED Low/High Bay | 6.979% | 0 | 1178.4926 | Commercial_2039_Economic_GWh_Before Competition Groups_LED Low/High Bay
Commercial | Com ¦ ENERGY STAR LED LAMPS (REFLECTOR LAMPs/MR16/PAR 16) | 2039 | Economic | GWh | Before Competition Groups | 1057.2804 | 0 | 0 | 16886.7093 | 0.06261 | 3 | Commercial_2039_Economic_GWh_Before Competition Groups_3 | ENERGY STAR LED LAMPS (REFLECTOR LAMPs/MR16/PAR 16) | 6.261% | 0 | 1057.2804 | Commercial_2039_Economic_GWh_Before Competition Groups_ENERGY STAR LED LAMPS (REFLECTOR LAMPs/MR16/PAR 16)
Commercial | Com ¦ LED Troffer/Surface/Suspended | 2039 | Economic | GWh | Before Competition Groups | 945.1304 | 0 | 0 | 16886.7093 | 0.055969 | 4 | Commercial_2039_Economic_GWh_Before Competition Groups_4 | LED Troffer/Surface/Suspended | 5.597% | 0 | 945.1304 | Commercial_2039_Economic_GWh_Before Competition Groups_LED Troffer/Surface/Suspended
Commercial | Com ¦ LED Low/High Bay | 2039 | Technical | GWh | Before Competition Groups | 1178.4926 | 0 | 0 | 21658.3705 | 0.054413 | 3 | Commercial_2039_Technical_GWh_Before Competition Groups_3 | LED Low/High Bay | 5.441% | 0 | 1178.4926 | Commercial_2039_Technical_GWh_Before Competition Groups_LED Low/High Bay
Commercial | Com ¦ Education and Capacity Building/Energy Behavior | 2039 | Achievable | GWh | Before Competition Groups | 680.6878 | 0 | 0 | 12858.4562 | 0.052937 | 5 | Commercial_2039_Achievable_GWh_Before Competition Groups_5 | Education and Capacity Building/Energy Behavior | 5.294% | 0 | 680.6878 | Commercial_2039_Achievable_GWh_Before Competition Groups_Education and Capacity Building/Energy Behavior
Commercial | Com ¦ LED EXTERIOR AREA LIGHTS - LED fixture (200W) | 2039 | Achievable | GWh | Before Competition Groups | 644.9332 | 0 | 0 | 12858.4562 | 0.050156 | 6 | Commercial_2039_Achievable_GWh_Before Competition Groups_6 | LED EXTERIOR AREA LIGHTS - LED fixture (200W) | 5.016% | 0 | 644.9332 | Commercial_2039_Achievable_GWh_Before Competition Groups_LED EXTERIOR AREA LIGHTS - LED fixture (200W)
Commercial | Com ¦ ENERGY STAR LED LAMPS (REFLECTOR LAMPs/MR16/PAR 16) | 2039 | Technical | GWh | Before Competition Groups | 1070.0951 | 0 | 0 | 21658.3705 | 0.049408 | 4 | Commercial_2039_Technical_GWh_Before Competition Groups_4 | ENERGY STAR LED LAMPS (REFLECTOR LAMPs/MR16/PAR 16) | 4.941% | 0 | 1070.0951 | Commercial_2039_Technical_GWh_Before Competition Groups_ENERGY STAR LED LAMPS (REFLECTOR LAMPs/MR16/PAR 16)
Commercial | Com ¦ LED Replacement Lamp (Tube) | 2039 | Achievable | GWh | Before Competition Groups | 624.3555 | 0 | 0 | 12858.4562 | 0.048556 | 7 | Commercial_2039_Achievable_GWh_Before Competition Groups_7 | LED Replacement Lamp (Tube) | 4.856% | 0 | 624.3555 | Commercial_2039_Achievable_GWh_Before Competition Groups_LED Replacement Lamp (Tube)
Commercial | Com ¦ LLLC - High Impact Application | 2039 | Economic | GWh | Before Competition Groups | 809.2192 | 0 | 0 | 16886.7093 | 0.04792 | 5 | Commercial_2039_Economic_GWh_Before Competition Groups_5 | LLLC - High Impact Application | 4.792% | 0 | 809.2192 | Commercial_2039_Economic_GWh_Before Competition Groups_LLLC - High Impact Application
Commercial | Com ¦ LED parking lot fixture | 2039 | Achievable | GWh | Before Competition Groups | 609.6001 | 0 | 0 | 12858.4562 | 0.047409 | 8 | Commercial_2039_Achievable_GWh_Before Competition Groups_8 | LED parking lot fixture | 4.741% | 0 | 609.6001 | Commercial_2039_Achievable_GWh_Before Competition Groups_LED parking lot fixture
Commercial | Com ¦ LLLC - Low Impact Application | 2039 | Economic | GWh | Before Competition Groups | 786.8356 | 0 | 0 | 16886.7093 | 0.046595 | 6 | Commercial_2039_Economic_GWh_Before Competition Groups_6 | LLLC - Low Impact Application | 4.659% | 0 | 786.8356 | Commercial_2039_Economic_GWh_Before Competition Groups_LLLC - Low Impact Application
Commercial | Com ¦ Furnace Tune-Up | 2039 | Achievable | GWh | Before Competition Groups | 598.6713 | 0 | 0 | 12858.4562 | 0.046559 | 9 | Commercial_2039_Achievable_GWh_Before Competition Groups_9 | Furnace Tune-Up | 4.656% | 0 | 598.6713 | Commercial_2039_Achievable_GWh_Before Competition Groups_Furnace Tune-Up
Commercial | Com ¦ LED Replacement Lamp (Tube) | 2039 | Economic | GWh | Before Competition Groups | 747.0816 | 0 | 0 | 16886.7093 | 0.044241 | 7 | Commercial_2039_Economic_GWh_Before Competition Groups_7 | LED Replacement Lamp (Tube) | 4.424% | 0 | 747.0816 | Commercial_2039_Economic_GWh_Before Competition Groups_LED Replacement Lamp (Tube)
Commercial | Com ¦ LED Troffer/Surface/Suspended | 2039 | Technical | GWh | Before Competition Groups | 945.1304 | 0 | 0 | 21658.3705 | 0.043638 | 5 | Commercial_2039_Technical_GWh_Before Competition Groups_5 | LED Troffer/Surface/Suspended | 4.364% | 0 | 945.1304 | Commercial_2039_Technical_GWh_Before Competition Groups_LED Troffer/Surface/Suspended
Commercial | Com ¦ Education and Capacity Building/Energy Behavior | 2039 | Economic | GWh | Before Competition Groups | 728.6693 | 0 | 0 | 16886.7093 | 0.04315 | 8 | Commercial_2039_Economic_GWh_Before Competition Groups_8 | Education and Capacity Building/Energy Behavior | 4.315% | 0 | 728.6693 | Commercial_2039_Economic_GWh_Before Competition Groups_Education and Capacity Building/Energy Behavior
Commercial | Com ¦ High Efficiency Air Source Heat Pump | 2039 | Economic | GWh | Before Competition Groups | 697.1997 | 0 | 0 | 16886.7093 | 0.041287 | 9 | Commercial_2039_Economic_GWh_Before Competition Groups_9 | High Efficiency Air Source Heat Pump | 4.129% | 0 | 697.1997 | Commercial_2039_Economic_GWh_Before Competition Groups_High Efficiency Air Source Heat Pump
Commercial | Com ¦ LED EXTERIOR AREA LIGHTS - LED fixture (200W) | 2039 | Economic | GWh | Before Competition Groups | 666.0314 | 0 | 0 | 16886.7093 | 0.039441 | 10 | Commercial_2039_Economic_GWh_Before Competition Groups_10 | LED EXTERIOR AREA LIGHTS - LED fixture (200W) | 3.944% | 0 | 666.0314 | Commercial_2039_Economic_GWh_Before Competition Groups_LED EXTERIOR AREA LIGHTS - LED fixture (200W)
Commercial | Com ¦ Networked/Connected - High Impact Application | 2039 | Economic | GWh | Before Competition Groups | 654.0871 | 0 | 0 | 16886.7093 | 0.038734 | 11 | Commercial_2039_Economic_GWh_Before Competition Groups_11 | Networked/Connected - High Impact Application | 3.873% | 0 | 654.0871 | Commercial_2039_Economic_GWh_Before Competition Groups_Networked/Connected - High Impact Application
Commercial | Com ¦ LLLC - Low Impact Application | 2039 | Technical | GWh | Before Competition Groups | 814.2779 | 0 | 0 | 21658.3705 | 0.037596 | 6 | Commercial_2039_Technical_GWh_Before Competition Groups_6 | LLLC - Low Impact Application | 3.76% | 0 | 814.2779 | Commercial_2039_Technical_GWh_Before Competition Groups_LLLC - Low Impact Application
Commercial | Com ¦ LLLC - High Impact Application | 2039 | Technical | GWh | Before Competition Groups | 809.2192 | 0 | 0 | 21658.3705 | 0.037363 | 7 | Commercial_2039_Technical_GWh_Before Competition Groups_7 | LLLC - High Impact Application | 3.736% | 0 | 809.2192 | Commercial_2039_Technical_GWh_Before Competition Groups_LLLC - High Impact Application
Commercial | Com ¦ LED parking lot fixture | 2039 | Economic | GWh | Before Competition Groups | 626.9409 | 0 | 0 | 16886.7093 | 0.037126 | 12 | Commercial_2039_Economic_GWh_Before Competition Groups_12 | LED parking lot fixture | 3.713% | 0 | 626.9409 | Commercial_2039_Economic_GWh_Before Competition Groups_LED parking lot fixture
Commercial | Com ¦ LED Replacement Lamp (Tube) | 2039 | Technical | GWh | Before Competition Groups | 747.0816 | 0 | 0 | 21658.3705 | 0.034494 | 8 | Commercial_2039_Technical_GWh_Before Competition Groups_8 | LED Replacement Lamp (Tube) | 3.449% | 0 | 747.0816 | Commercial_2039_Technical_GWh_Before Competition Groups_LED Replacement Lamp (Tube)
Commercial | Com ¦ Networked/Connected - High Impact Application | 2039 | Technical | GWh | Before Competition Groups | 731.4134 | 0 | 0 | 21658.3705 | 0.03377 | 9 | Commercial_2039_Technical_GWh_Before Competition Groups_9 | Networked/Connected - High Impact Application | 3.377% | 0 | 731.4134 | Commercial_2039_Technical_GWh_Before Competition Groups_Networked/Connected - High Impact Application
Commercial | Com ¦ Education and Capacity Building/Energy Behavior | 2039 | Technical | GWh | Before Competition Groups | 728.6693 | 0 | 0 | 21658.3705 | 0.033644 | 10 | Commercial_2039_Technical_GWh_Before Competition Groups_10 | Education and Capacity Building/Energy Behavior | 3.364% | 0 | 728.6693 | Commercial_2039_Technical_GWh_Before Competition Groups_Education and Capacity Building/Energy Behavior
Commercial | Com ¦ Networked/Connected - Low Impact Application | 2039 | Technical | GWh | Before Competition Groups | 700.1096 | 0 | 0 | 21658.3705 | 0.032325 | 11 | Commercial_2039_Technical_GWh_Before Competition Groups_11 | Networked/Connected - Low Impact Application | 3.233% | 0 | 700.1096 | Commercial_2039_Technical_GWh_Before Competition Groups_Networked/Connected - Low Impact Application
Commercial | Com ¦ High Efficiency Air Source Heat Pump | 2039 | Technical | GWh | Before Competition Groups | 697.1997 | 0 | 0 | 21658.3705 | 0.032191 | 12 | Commercial_2039_Technical_GWh_Before Competition Groups_12 | High Efficiency Air Source Heat Pump | 3.219% | 0 | 697.1997 | Commercial_2039_Technical_GWh_Before Competition Groups_High Efficiency Air Source Heat Pump
Commercial | Com ¦ LED street light fixture | 2039 | Achievable | GWh | Before Competition Groups | 402.7553 | 0 | 0 | 12858.4562 | 0.031322 | 10 | Commercial_2039_Achievable_GWh_Before Competition Groups_10 | LED street light fixture | 3.132% | 0 | 402.7553 | Commercial_2039_Achievable_GWh_Before Competition Groups_LED street light fixture
Commercial | Com ¦ LED EXTERIOR AREA LIGHTS - LED fixture (200W) | 2039 | Technical | GWh | Before Competition Groups | 666.0314 | 0 | 0 | 21658.3705 | 0.030752 | 13 | Commercial_2039_Technical_GWh_Before Competition Groups_13 | LED EXTERIOR AREA LIGHTS - LED fixture (200W) | 3.075% | 0 | 666.0314 | Commercial_2039_Technical_GWh_Before Competition Groups_LED EXTERIOR AREA LIGHTS - LED fixture (200W)
Commercial | Com ¦ Furnace Tune-Up | 2039 | Economic | GWh | Before Competition Groups | 516.7883 | 0 | 0 | 16886.7093 | 0.030603 | 13 | Commercial_2039_Economic_GWh_Before Competition Groups_13 | Furnace Tune-Up | 3.06% | 0 | 516.7883 | Commercial_2039_Economic_GWh_Before Competition Groups_Furnace Tune-Up
Commercial | Com ¦ Smart Strip Plug Outlets | 2039 | Technical | GWh | Before Competition Groups | 630.103 | 0 | 0 | 21658.3705 | 0.029093 | 14 | Commercial_2039_Technical_GWh_Before Competition Groups_14 | Smart Strip Plug Outlets | 2.909% | 0 | 630.103 | Commercial_2039_Technical_GWh_Before Competition Groups_Smart Strip Plug Outlets
Commercial | Com ¦ LED parking lot fixture | 2039 | Technical | GWh | Before Competition Groups | 626.9409 | 0 | 0 | 21658.3705 | 0.028947 | 15 | Commercial_2039_Technical_GWh_Before Competition Groups_15 | LED parking lot fixture | 2.895% | 0 | 626.9409 | Commercial_2039_Technical_GWh_Before Competition Groups_LED parking lot fixture
Commercial | Com ¦ LED street light fixture | 2039 | Economic | GWh | Before Competition Groups | 419.2892 | 0 | 0 | 16886.7093 | 0.02483 | 14 | Commercial_2039_Economic_GWh_Before Competition Groups_14 | LED street light fixture | 2.483% | 0 | 419.2892 | Commercial_2039_Economic_GWh_Before Competition Groups_LED street light fixture
Commercial | Com ¦ Refrigerated Display Case Doors | 2039 | Achievable | GWh | Before Competition Groups | 317.7428 | 0 | 0 | 12858.4562 | 0.024711 | 11 | Commercial_2039_Achievable_GWh_Before Competition Groups_11 | Refrigerated Display Case Doors | 2.471% | 0 | 317.7428 | Commercial_2039_Achievable_GWh_Before Competition Groups_Refrigerated Display Case Doors
Commercial | Com ¦ Variable Refrigerant Flow Heat Pump | 2039 | Technical | GWh | Before Competition Groups | 518.717 | 0 | 0 | 21658.3705 | 0.02395 | 16 | Commercial_2039_Technical_GWh_Before Competition Groups_16 | Variable Refrigerant Flow Heat Pump | 2.395% | 0 | 518.717 | Commercial_2039_Technical_GWh_Before Competition Groups_Variable Refrigerant Flow Heat Pump
Commercial | Com ¦ Furnace Tune-Up | 2039 | Technical | GWh | Before Competition Groups | 516.7883 | 0 | 0 | 21658.3705 | 0.023861 | 17 | Commercial_2039_Technical_GWh_Before Competition Groups_17 | Furnace Tune-Up | 2.386% | 0 | 516.7883 | Commercial_2039_Technical_GWh_Before Competition Groups_Furnace Tune-Up
Commercial | Com ¦ Networked/Connected - Low Impact Application | 2039 | Economic | GWh | Before Competition Groups | 395.6732 | 0 | 0 | 16886.7093 | 0.023431 | 15 | Commercial_2039_Economic_GWh_Before Competition Groups_15 | Networked/Connected - Low Impact Application | 2.343% | 0 | 395.6732 | Commercial_2039_Economic_GWh_Before Competition Groups_Networked/Connected - Low Impact Application
Commercial | Com ¦ Refrigerated Display Case Doors | 2039 | Economic | GWh | Before Competition Groups | 385.7295 | 0 | 0 | 16886.7093 | 0.022842 | 16 | Commercial_2039_Economic_GWh_Before Competition Groups_16 | Refrigerated Display Case Doors | 2.284% | 0 | 385.7295 | Commercial_2039_Economic_GWh_Before Competition Groups_Refrigerated Display Case Doors
Commercial | Com ¦ Refrigerated Display Case Doors | 2039 | Technical | GWh | Before Competition Groups | 471.7075 | 0 | 0 | 21658.3705 | 0.021779 | 18 | Commercial_2039_Technical_GWh_Before Competition Groups_18 | Refrigerated Display Case Doors | 2.178% | 0 | 471.7075 | Commercial_2039_Technical_GWh_Before Competition Groups_Refrigerated Display Case Doors
Commercial | Com ¦ High Efficiency Air Source Heat Pump | 2039 | Achievable | GWh | Before Competition Groups | 279.0275 | 0 | 0 | 12858.4562 | 0.0217 | 12 | Commercial_2039_Achievable_GWh_Before Competition Groups_12 | High Efficiency Air Source Heat Pump | 2.17% | 0 | 279.0275 | Commercial_2039_Achievable_GWh_Before Competition Groups_High Efficiency Air Source Heat Pump
Commercial | Com ¦ Reach-in Shaded Pole to ECM/PSC Evaporator Fan Motor | 2039 | Achievable | GWh | Before Competition Groups | 277.3421 | 0 | 0 | 12858.4562 | 0.021569 | 13 | Commercial_2039_Achievable_GWh_Before Competition Groups_13 | Reach-in Shaded Pole to ECM/PSC Evaporator Fan Motor | 2.157% | 0 | 277.3421 | Commercial_2039_Achievable_GWh_Before Competition Groups_Reach-in Shaded Pole to ECM/PSC Evaporator Fan Motor
Commercial | Com ¦ Reach-in Shaded Pole to ECM/PSC Evaporator Fan Motor | 2039 | Economic | GWh | Before Competition Groups | 353.7402 | 0 | 0 | 16886.7093 | 0.020948 | 17 | Commercial_2039_Economic_GWh_Before Competition Groups_17 | Reach-in Shaded Pole to ECM/PSC Evaporator Fan Motor | 2.095% | 0 | 353.7402 | Commercial_2039_Economic_GWh_Before Competition Groups_Reach-in Shaded Pole to ECM/PSC Evaporator Fan Motor
Commercial | Com ¦ Advanced BAS/Controllers | 2039 | Economic | GWh | Before Competition Groups | 346.4789 | 0 | 0 | 16886.7093 | 0.020518 | 18 | Commercial_2039_Economic_GWh_Before Competition Groups_18 | Advanced BAS/Controllers | 2.052% | 0 | 346.4789 | Commercial_2039_Economic_GWh_Before Competition Groups_Advanced BAS/Controllers
Commercial | Com ¦ Strip Curtains | 2039 | Achievable | GWh | Before Competition Groups | 262.8115 | 0 | 0 | 12858.4562 | 0.020439 | 14 | Commercial_2039_Achievable_GWh_Before Competition Groups_14 | Strip Curtains | 2.044% | 0 | 262.8115 | Commercial_2039_Achievable_GWh_Before Competition Groups_Strip Curtains
Commercial | Com ¦ Demand Control Ventilation | 2039 | Achievable | GWh | Before Competition Groups | 262.7124 | 0 | 0 | 12858.4562 | 0.020431 | 15 | Commercial_2039_Achievable_GWh_Before Competition Groups_15 | Demand Control Ventilation | 2.043% | 0 | 262.7124 | Commercial_2039_Achievable_GWh_Before Competition Groups_Demand Control Ventilation
Commercial | Com ¦ Advanced BAS/Controllers | 2039 | Achievable | GWh | Before Competition Groups | 261.0155 | 0 | 0 | 12858.4562 | 0.020299 | 16 | Commercial_2039_Achievable_GWh_Before Competition Groups_16 | Advanced BAS/Controllers | 2.03% | 0 | 261.0155 | Commercial_2039_Achievable_GWh_Before Competition Groups_Advanced BAS/Controllers
Commercial | Com ¦ Data Center Storage/Server Virtualization | 2039 | Achievable | GWh | Before Competition Groups | 252.5563 | 0 | 0 | 12858.4562 | 0.019641 | 17 | Commercial_2039_Achievable_GWh_Before Competition Groups_17 | Data Center Storage/Server Virtualization | 1.964% | 0 | 252.5563 | Commercial_2039_Achievable_GWh_Before Competition Groups_Data Center Storage/Server Virtualization
Commercial | Com ¦ LED street light fixture | 2039 | Technical | GWh | Before Competition Groups | 419.2892 | 0 | 0 | 21658.3705 | 0.019359 | 19 | Commercial_2039_Technical_GWh_Before Competition Groups_19 | LED street light fixture | 1.936% | 0 | 419.2892 | Commercial_2039_Technical_GWh_Before Competition Groups_LED street light fixture
Commercial | Com ¦ Demand Control Ventilation | 2039 | Economic | GWh | Before Competition Groups | 324.3576 | 0 | 0 | 16886.7093 | 0.019208 | 19 | Commercial_2039_Economic_GWh_Before Competition Groups_19 | Demand Control Ventilation | 1.921% | 0 | 324.3576 | Commercial_2039_Economic_GWh_Before Competition Groups_Demand Control Ventilation
Commercial | Com ¦ Data Center Storage/Server Virtualization | 2039 | Economic | GWh | Before Competition Groups | 316.7072 | 0 | 0 | 16886.7093 | 0.018755 | 20 | Commercial_2039_Economic_GWh_Before Competition Groups_20 | Data Center Storage/Server Virtualization | 1.875% | 0 | 316.7072 | Commercial_2039_Economic_GWh_Before Competition Groups_Data Center Storage/Server Virtualization
Commercial | Com ¦ Reach-in Shaded Pole to ECM/PSC Evaporator Fan Motor | 2039 | Technical | GWh | Before Competition Groups | 353.7402 | 0 | 0 | 21658.3705 | 0.016333 | 20 | Commercial_2039_Technical_GWh_Before Competition Groups_20 | Reach-in Shaded Pole to ECM/PSC Evaporator Fan Motor | 1.633% | 0 | 353.7402 | Commercial_2039_Technical_GWh_Before Competition Groups_Reach-in Shaded Pole to ECM/PSC Evaporator Fan Motor
Commercial | Com ¦ Advanced BAS/Controllers | 2039 | Technical | GWh | Before Competition Groups | 346.4789 | 0 | 0 | 21658.3705 | 0.015997 | 21 | Commercial_2039_Technical_GWh_Before Competition Groups_21 | Advanced BAS/Controllers | 1.6% | 0 | 346.4789 | Commercial_2039_Technical_GWh_Before Competition Groups_Advanced BAS/Controllers
Commercial | Com ¦ Demand Control Ventilation | 2039 | Technical | GWh | Before Competition Groups | 342.9828 | 0 | 0 | 21658.3705 | 0.015836 | 22 | Commercial_2039_Technical_GWh_Before Competition Groups_22 | Demand Control Ventilation | 1.584% | 0 | 342.9828 | Commercial_2039_Technical_GWh_Before Competition Groups_Demand Control Ventilation
Commercial | Com ¦ Variable Frequency Drive (VFD) | 2039 | Achievable | GWh | Before Competition Groups | 200.7367 | 0 | 0 | 12858.4562 | 0.015611 | 18 | Commercial_2039_Achievable_GWh_Before Competition Groups_18 | Variable Frequency Drive (VFD) | 1.561% | 0 | 200.7367 | Commercial_2039_Achievable_GWh_Before Competition Groups_Variable Frequency Drive (VFD)
Commercial | Com ¦ Strip Curtains | 2039 | Economic | GWh | Before Competition Groups | 259.3212 | 0 | 0 | 16886.7093 | 0.015357 | 21 | Commercial_2039_Economic_GWh_Before Competition Groups_21 | Strip Curtains | 1.536% | 0 | 259.3212 | Commercial_2039_Economic_GWh_Before Competition Groups_Strip Curtains
Commercial | Com ¦ Centrally controlled desktop PC/NETWORK PC POWER MANAGEMENT SOFTWARE | 2039 | Achievable | GWh | Before Competition Groups | 191.3309 | 0 | 0 | 12858.4562 | 0.01488 | 19 | Commercial_2039_Achievable_GWh_Before Competition Groups_19 | Centrally controlled desktop PC/NETWORK PC POWER MANAGEMENT SOFTWARE | 1.488% | 0 | 191.3309 | Commercial_2039_Achievable_GWh_Before Competition Groups_Centrally controlled desktop PC/NETWORK PC POWER MANAGEMENT SOFTWARE
Commercial | Com ¦ VFD on Pumps | 2039 | Achievable | GWh | Before Competition Groups | 188.6356 | 0 | 0 | 12858.4562 | 0.01467 | 20 | Commercial_2039_Achievable_GWh_Before Competition Groups_20 | VFD on Pumps | 1.467% | 0 | 188.6356 | Commercial_2039_Achievable_GWh_Before Competition Groups_VFD on Pumps
Commercial | Com ¦ Data Center Storage/Server Virtualization | 2039 | Technical | GWh | Before Competition Groups | 316.7072 | 0 | 0 | 21658.3705 | 0.014623 | 23 | Commercial_2039_Technical_GWh_Before Competition Groups_23 | Data Center Storage/Server Virtualization | 1.462% | 0 | 316.7072 | Commercial_2039_Technical_GWh_Before Competition Groups_Data Center Storage/Server Virtualization
Commercial | Com ¦ LED or Equivalent Sign Lighting | 2039 | Achievable | GWh | Before Competition Groups | 172.636 | 0 | 0 | 12858.4562 | 0.013426 | 21 | Commercial_2039_Achievable_GWh_Before Competition Groups_21 | LED or Equivalent Sign Lighting | 1.343% | 0 | 172.636 | Commercial_2039_Achievable_GWh_Before Competition Groups_LED or Equivalent Sign Lighting
Commercial | Com ¦ Centrally controlled desktop PC/NETWORK PC POWER MANAGEMENT SOFTWARE | 2039 | Economic | GWh | Before Competition Groups | 211.528 | 0 | 0 | 16886.7093 | 0.012526 | 22 | Commercial_2039_Economic_GWh_Before Competition Groups_22 | Centrally controlled desktop PC/NETWORK PC POWER MANAGEMENT SOFTWARE | 1.253% | 0 | 211.528 | Commercial_2039_Economic_GWh_Before Competition Groups_Centrally controlled desktop PC/NETWORK PC POWER MANAGEMENT SOFTWARE
Commercial | Com ¦ Strip Curtains | 2039 | Technical | GWh | Before Competition Groups | 259.3212 | 0 | 0 | 21658.3705 | 0.011973 | 24 | Commercial_2039_Technical_GWh_Before Competition Groups_24 | Strip Curtains | 1.197% | 0 | 259.3212 | Commercial_2039_Technical_GWh_Before Competition Groups_Strip Curtains
Commercial | Com ¦ Adaptive Thermostats | 2039 | Achievable | GWh | Before Competition Groups | 146.289 | 0 | 0 | 12858.4562 | 0.011377 | 22 | Commercial_2039_Achievable_GWh_Before Competition Groups_22 | Adaptive Thermostats | 1.138% | 0 | 146.289 | Commercial_2039_Achievable_GWh_Before Competition Groups_Adaptive Thermostats
Commercial | Com ¦ LED or Equivalent Sign Lighting | 2039 | Economic | GWh | Before Competition Groups | 179.6751 | 0 | 0 | 16886.7093 | 0.01064 | 23 | Commercial_2039_Economic_GWh_Before Competition Groups_23 | LED or Equivalent Sign Lighting | 1.064% | 0 | 179.6751 | Commercial_2039_Economic_GWh_Before Competition Groups_LED or Equivalent Sign Lighting
Commercial | Com ¦ Variable Frequency Drive (VFD) | 2039 | Economic | GWh | Before Competition Groups | 173.0996 | 0 | 0 | 16886.7093 | 0.010251 | 24 | Commercial_2039_Economic_GWh_Before Competition Groups_24 | Variable Frequency Drive (VFD) | 1.025% | 0 | 173.0996 | Commercial_2039_Economic_GWh_Before Competition Groups_Variable Frequency Drive (VFD)
Commercial | Com ¦ Air Handler with Dedicated Outdoor Air Systems | 2039 | Achievable | GWh | Before Competition Groups | 131.4906 | 0 | 0 | 12858.4562 | 0.010226 | 23 | Commercial_2039_Achievable_GWh_Before Competition Groups_23 | Air Handler with Dedicated Outdoor Air Systems | 1.023% | 0 | 131.4906 | Commercial_2039_Achievable_GWh_Before Competition Groups_Air Handler with Dedicated Outdoor Air Systems
Commercial | Com ¦ Centrally controlled desktop PC/NETWORK PC POWER MANAGEMENT SOFTWARE | 2039 | Technical | GWh | Before Competition Groups | 211.528 | 0 | 0 | 21658.3705 | 0.0097666 | 25 | Commercial_2039_Technical_GWh_Before Competition Groups_25 | Centrally controlled desktop PC/NETWORK PC POWER MANAGEMENT SOFTWARE | 0.9767% | 0 | 211.528 | Commercial_2039_Technical_GWh_Before Competition Groups_Centrally controlled desktop PC/NETWORK PC POWER MANAGEMENT SOFTWARE
Commercial | Com ¦ Variable Refrigerant Flow Heat Pump | 2039 | Achievable | GWh | Before Competition Groups | 125.0182 | 0 | 0 | 12858.4562 | 0.0097226 | 24 | Commercial_2039_Achievable_GWh_Before Competition Groups_24 | Variable Refrigerant Flow Heat Pump | 0.9723% | 0 | 125.0182 | Commercial_2039_Achievable_GWh_Before Competition Groups_Variable Refrigerant Flow Heat Pump
Commercial | Com ¦ Door Gasket Freezer/Refrigerator | 2039 | Technical | GWh | Before Competition Groups | 210.1329 | 0 | 0 | 21658.3705 | 0.0097022 | 26 | Commercial_2039_Technical_GWh_Before Competition Groups_26 | Door Gasket Freezer/Refrigerator | 0.9702% | 0 | 210.1329 | Commercial_2039_Technical_GWh_Before Competition Groups_Door Gasket Freezer/Refrigerator
Commercial | Com ¦ VFD on Pumps | 2039 | Economic | GWh | Before Competition Groups | 162.7375 | 0 | 0 | 16886.7093 | 0.009637 | 25 | Commercial_2039_Economic_GWh_Before Competition Groups_25 | VFD on Pumps | 0.9637% | 0 | 162.7375 | Commercial_2039_Economic_GWh_Before Competition Groups_VFD on Pumps
Commercial | Com ¦ Unitary Air-Conditioning Unit | 2039 | Technical | GWh | Before Competition Groups | 208.5936 | 0 | 0 | 21658.3705 | 0.0096311 | 27 | Commercial_2039_Technical_GWh_Before Competition Groups_27 | Unitary Air-Conditioning Unit | 0.9631% | 0 | 208.5936 | Commercial_2039_Technical_GWh_Before Competition Groups_Unitary Air-Conditioning Unit
Commercial | Com ¦ Unitary Air-Conditioning Unit | 2039 | Achievable | GWh | Before Competition Groups | 117.7006 | 0 | 0 | 12858.4562 | 0.0091536 | 25 | Commercial_2039_Achievable_GWh_Before Competition Groups_25 | Unitary Air-Conditioning Unit | 0.9154% | 0 | 117.7006 | Commercial_2039_Achievable_GWh_Before Competition Groups_Unitary Air-Conditioning Unit
Commercial | Com ¦ Adaptive Thermostats | 2039 | Economic | GWh | Before Competition Groups | 150.0362 | 0 | 0 | 16886.7093 | 0.0088849 | 26 | Commercial_2039_Economic_GWh_Before Competition Groups_26 | Adaptive Thermostats | 0.8885% | 0 | 150.0362 | Commercial_2039_Economic_GWh_Before Competition Groups_Adaptive Thermostats
Commercial | Com ¦ LED or Equivalent Sign Lighting | 2039 | Technical | GWh | Before Competition Groups | 179.6751 | 0 | 0 | 21658.3705 | 0.0082959 | 28 | Commercial_2039_Technical_GWh_Before Competition Groups_28 | LED or Equivalent Sign Lighting | 0.8296% | 0 | 179.6751 | Commercial_2039_Technical_GWh_Before Competition Groups_LED or Equivalent Sign Lighting
Commercial | Com ¦ Air Handler with Dedicated Outdoor Air Systems | 2039 | Economic | GWh | Before Competition Groups | 135.0925 | 0 | 0 | 16886.7093 | 0.0079999 | 27 | Commercial_2039_Economic_GWh_Before Competition Groups_27 | Air Handler with Dedicated Outdoor Air Systems | 0.8% | 0 | 135.0925 | Commercial_2039_Economic_GWh_Before Competition Groups_Air Handler with Dedicated Outdoor Air Systems
Commercial | Com ¦ Variable Frequency Drive (VFD) | 2039 | Technical | GWh | Before Competition Groups | 173.0996 | 0 | 0 | 21658.3705 | 0.0079923 | 29 | Commercial_2039_Technical_GWh_Before Competition Groups_29 | Variable Frequency Drive (VFD) | 0.7992% | 0 | 173.0996 | Commercial_2039_Technical_GWh_Before Competition Groups_Variable Frequency Drive (VFD)
Commercial | Com ¦ Refrigeration Optimization | 2039 | Technical | GWh | Before Competition Groups | 166.0359 | 0 | 0 | 21658.3705 | 0.0076661 | 30 | Commercial_2039_Technical_GWh_Before Competition Groups_30 | Refrigeration Optimization | 0.7666% | 0 | 166.0359 | Commercial_2039_Technical_GWh_Before Competition Groups_Refrigeration Optimization
Commercial | Com ¦ VFD on Pumps | 2039 | Technical | GWh | Before Competition Groups | 162.7375 | 0 | 0 | 21658.3705 | 0.0075138 | 31 | Commercial_2039_Technical_GWh_Before Competition Groups_31 | VFD on Pumps | 0.7514% | 0 | 162.7375 | Commercial_2039_Technical_GWh_Before Competition Groups_VFD on Pumps
Commercial | Com ¦ Demand Control Kitchen Ventilation | 2039 | Achievable | GWh | Before Competition Groups | 96.3561 | 0 | 0 | 12858.4562 | 0.0074936 | 26 | Commercial_2039_Achievable_GWh_Before Competition Groups_26 | Demand Control Kitchen Ventilation | 0.7494% | 0 | 96.3561 | Commercial_2039_Achievable_GWh_Before Competition Groups_Demand Control Kitchen Ventilation
Commercial | Com ¦ Unitary Air-Conditioning Unit | 2039 | Economic | GWh | Before Competition Groups | 125.0501 | 0 | 0 | 16886.7093 | 0.0074052 | 28 | Commercial_2039_Economic_GWh_Before Competition Groups_28 | Unitary Air-Conditioning Unit | 0.7405% | 0 | 125.0501 | Commercial_2039_Economic_GWh_Before Competition Groups_Unitary Air-Conditioning Unit
Commercial | Com ¦ ECM MOTORS FOR EVAPORATOR FANS for refrigeration (WALK-IN) | 2039 | Achievable | GWh | Before Competition Groups | 94.0518 | 0 | 0 | 12858.4562 | 0.0073144 | 27 | Commercial_2039_Achievable_GWh_Before Competition Groups_27 | ECM MOTORS FOR EVAPORATOR FANS for refrigeration (WALK-IN) | 0.7314% | 0 | 94.0518 | Commercial_2039_Achievable_GWh_Before Competition Groups_ECM MOTORS FOR EVAPORATOR FANS for refrigeration (WALK-IN)
Commercial | Com ¦ Demand Control Kitchen Ventilation | 2039 | Economic | GWh | Before Competition Groups | 120.1327 | 0 | 0 | 16886.7093 | 0.007114 | 29 | Commercial_2039_Economic_GWh_Before Competition Groups_29 | Demand Control Kitchen Ventilation | 0.7114% | 0 | 120.1327 | Commercial_2039_Economic_GWh_Before Competition Groups_Demand Control Kitchen Ventilation
Commercial | Com ¦ Condensing Unit Heaters or other Efficient Unit Heating System | 2039 | Achievable | GWh | Before Competition Groups | 90.8331 | 0 | 0 | 12858.4562 | 0.0070641 | 28 | Commercial_2039_Achievable_GWh_Before Competition Groups_28 | Condensing Unit Heaters or other Efficient Unit Heating System | 0.7064% | 0 | 90.8331 | Commercial_2039_Achievable_GWh_Before Competition Groups_Condensing Unit Heaters or other Efficient Unit Heating System
Commercial | Com ¦ Adaptive Thermostats | 2039 | Technical | GWh | Before Competition Groups | 151.0428 | 0 | 0 | 21658.3705 | 0.0069739 | 32 | Commercial_2039_Technical_GWh_Before Competition Groups_32 | Adaptive Thermostats | 0.6974% | 0 | 151.0428 | Commercial_2039_Technical_GWh_Before Competition Groups_Adaptive Thermostats
Commercial | Com ¦ Condensing Make Up Air Unit | 2039 | Economic | GWh | Before Competition Groups | 117.2786 | 0 | 0 | 16886.7093 | 0.006945 | 30 | Commercial_2039_Economic_GWh_Before Competition Groups_30 | Condensing Make Up Air Unit | 0.6945% | 0 | 117.2786 | Commercial_2039_Economic_GWh_Before Competition Groups_Condensing Make Up Air Unit
Commercial | Com ¦ Condensing Make Up Air Unit | 2039 | Achievable | GWh | Before Competition Groups | 88.7088 | 0 | 0 | 12858.4562 | 0.0068989 | 29 | Commercial_2039_Achievable_GWh_Before Competition Groups_29 | Condensing Make Up Air Unit | 0.6899% | 0 | 88.7088 | Commercial_2039_Achievable_GWh_Before Competition Groups_Condensing Make Up Air Unit
Commercial | Com ¦ Condensing Make Up Air Unit | 2039 | Technical | GWh | Before Competition Groups | 139.3502 | 0 | 0 | 21658.3705 | 0.006434 | 33 | Commercial_2039_Technical_GWh_Before Competition Groups_33 | Condensing Make Up Air Unit | 0.6434% | 0 | 139.3502 | Commercial_2039_Technical_GWh_Before Competition Groups_Condensing Make Up Air Unit
Commercial | Com ¦ ENERGY STAR LED LAMPS (General Service Lamps) | 2039 | Achievable | GWh | Before Competition Groups | 82.6967 | 0 | 0 | 12858.4562 | 0.0064313 | 30 | Commercial_2039_Achievable_GWh_Before Competition Groups_30 | ENERGY STAR LED LAMPS (General Service Lamps) | 0.6431% | 0 | 82.6967 | Commercial_2039_Achievable_GWh_Before Competition Groups_ENERGY STAR LED LAMPS (General Service Lamps)
Commercial | Com ¦ Variable Refrigerant Flow Heat Pump | 2039 | Economic | GWh | Before Competition Groups | 108.1433 | 0 | 0 | 16886.7093 | 0.0064041 | 31 | Commercial_2039_Economic_GWh_Before Competition Groups_31 | Variable Refrigerant Flow Heat Pump | 0.6404% | 0 | 108.1433 | Commercial_2039_Economic_GWh_Before Competition Groups_Variable Refrigerant Flow Heat Pump
Commercial | Com ¦ Air Handler with Dedicated Outdoor Air Systems | 2039 | Technical | GWh | Before Competition Groups | 135.0925 | 0 | 0 | 21658.3705 | 0.0062374 | 34 | Commercial_2039_Technical_GWh_Before Competition Groups_34 | Air Handler with Dedicated Outdoor Air Systems | 0.6237% | 0 | 135.0925 | Commercial_2039_Technical_GWh_Before Competition Groups_Air Handler with Dedicated Outdoor Air Systems
Commercial | Com ¦ ENERGY STAR FREEZER | 2039 | Technical | GWh | Before Competition Groups | 133.9234 | 0 | 0 | 21658.3705 | 0.0061834 | 35 | Commercial_2039_Technical_GWh_Before Competition Groups_35 | ENERGY STAR FREEZER | 0.6183% | 0 | 133.9234 | Commercial_2039_Technical_GWh_Before Competition Groups_ENERGY STAR FREEZER
Commercial | Com ¦ Evaporator Fan Controls | 2039 | Achievable | GWh | Before Competition Groups | 75.6907 | 0 | 0 | 12858.4562 | 0.0058865 | 31 | Commercial_2039_Achievable_GWh_Before Competition Groups_31 | Evaporator Fan Controls | 0.5886% | 0 | 75.6907 | Commercial_2039_Achievable_GWh_Before Competition Groups_Evaporator Fan Controls
Commercial | Com ¦ Freezer Case Light Sensor | 2039 | Achievable | GWh | Before Competition Groups | 73.6312 | 0 | 0 | 12858.4562 | 0.0057263 | 32 | Commercial_2039_Achievable_GWh_Before Competition Groups_32 | Freezer Case Light Sensor | 0.5726% | 0 | 73.6312 | Commercial_2039_Achievable_GWh_Before Competition Groups_Freezer Case Light Sensor
Commercial | Com ¦ ENERGY STAR ICE MACHINES - Ice Making Head | 2039 | Technical | GWh | Before Competition Groups | 122.7687 | 0 | 0 | 21658.3705 | 0.0056684 | 36 | Commercial_2039_Technical_GWh_Before Competition Groups_36 | ENERGY STAR ICE MACHINES - Ice Making Head | 0.5668% | 0 | 122.7687 | Commercial_2039_Technical_GWh_Before Competition Groups_ENERGY STAR ICE MACHINES - Ice Making Head
Commercial | Com ¦ Super-High Efficiency Furnaces (Emerging Tech) | 2039 | Technical | GWh | Before Competition Groups | 122.1787 | 0 | 0 | 21658.3705 | 0.0056412 | 37 | Commercial_2039_Technical_GWh_Before Competition Groups_37 | Super-High Efficiency Furnaces (Emerging Tech) | 0.5641% | 0 | 122.1787 | Commercial_2039_Technical_GWh_Before Competition Groups_Super-High Efficiency Furnaces (Emerging Tech)
Commercial | Com ¦ Demand Control Kitchen Ventilation | 2039 | Technical | GWh | Before Competition Groups | 120.1327 | 0 | 0 | 21658.3705 | 0.0055467 | 38 | Commercial_2039_Technical_GWh_Before Competition Groups_38 | Demand Control Kitchen Ventilation | 0.5547% | 0 | 120.1327 | Commercial_2039_Technical_GWh_Before Competition Groups_Demand Control Kitchen Ventilation
Commercial | Com ¦ Refrigerated Display Case LED | 2039 | Economic | GWh | Before Competition Groups | 93.6334 | 0 | 0 | 16886.7093 | 0.0055448 | 32 | Commercial_2039_Economic_GWh_Before Competition Groups_32 | Refrigerated Display Case LED | 0.5545% | 0 | 93.6334 | Commercial_2039_Economic_GWh_Before Competition Groups_Refrigerated Display Case LED
Commercial | Com ¦ ENERGY STAR LED LAMPS (General Service Lamps) | 2039 | Economic | GWh | Before Competition Groups | 86.1066 | 0 | 0 | 16886.7093 | 0.0050991 | 33 | Commercial_2039_Economic_GWh_Before Competition Groups_33 | ENERGY STAR LED LAMPS (General Service Lamps) | 0.5099% | 0 | 86.1066 | Commercial_2039_Economic_GWh_Before Competition Groups_ENERGY STAR LED LAMPS (General Service Lamps)
Commercial | Com ¦ Refrigerated Display Case LED | 2039 | Technical | GWh | Before Competition Groups | 105.0687 | 0 | 0 | 21658.3705 | 0.0048512 | 39 | Commercial_2039_Technical_GWh_Before Competition Groups_39 | Refrigerated Display Case LED | 0.4851% | 0 | 105.0687 | Commercial_2039_Technical_GWh_Before Competition Groups_Refrigerated Display Case LED
Commercial | Com ¦ ECM MOTORS FOR EVAPORATOR FANS for refrigeration (WALK-IN) | 2039 | Economic | GWh | Before Competition Groups | 81.3623 | 0 | 0 | 16886.7093 | 0.0048181 | 34 | Commercial_2039_Economic_GWh_Before Competition Groups_34 | ECM MOTORS FOR EVAPORATOR FANS for refrigeration (WALK-IN) | 0.4818% | 0 | 81.3623 | Commercial_2039_Economic_GWh_Before Competition Groups_ECM MOTORS FOR EVAPORATOR FANS for refrigeration (WALK-IN)
Commercial | Com ¦ Refrigerated Display Case LED | 2039 | Achievable | GWh | Before Competition Groups | 61.3462 | 0 | 0 | 12858.4562 | 0.0047709 | 33 | Commercial_2039_Achievable_GWh_Before Competition Groups_33 | Refrigerated Display Case LED | 0.4771% | 0 | 61.3462 | Commercial_2039_Achievable_GWh_Before Competition Groups_Refrigerated Display Case LED
Commercial | Com ¦ Indoor Daylight Sensors/Photocell Dimming Control | 2039 | Technical | GWh | Before Competition Groups | 101.7922 | 0 | 0 | 21658.3705 | 0.0046999 | 40 | Commercial_2039_Technical_GWh_Before Competition Groups_40 | Indoor Daylight Sensors/Photocell Dimming Control | 0.47% | 0 | 101.7922 | Commercial_2039_Technical_GWh_Before Competition Groups_Indoor Daylight Sensors/Photocell Dimming Control
Commercial | Com ¦ Condensing Unit Heaters or other Efficient Unit Heating System | 2039 | Economic | GWh | Before Competition Groups | 78.4223 | 0 | 0 | 16886.7093 | 0.004644 | 35 | Commercial_2039_Economic_GWh_Before Competition Groups_35 | Condensing Unit Heaters or other Efficient Unit Heating System | 0.4644% | 0 | 78.4223 | Commercial_2039_Economic_GWh_Before Competition Groups_Condensing Unit Heaters or other Efficient Unit Heating System
Commercial | Com ¦ Occupancy Sensors | 2039 | Economic | GWh | Before Competition Groups | 77.7879 | 0 | 0 | 16886.7093 | 0.0046065 | 36 | Commercial_2039_Economic_GWh_Before Competition Groups_36 | Occupancy Sensors | 0.4606% | 0 | 77.7879 | Commercial_2039_Economic_GWh_Before Competition Groups_Occupancy Sensors
Commercial | Com ¦ ENERGY STAR LED LAMPS (General Service Lamps) | 2039 | Technical | GWh | Before Competition Groups | 98.559 | 0 | 0 | 21658.3705 | 0.0045506 | 41 | Commercial_2039_Technical_GWh_Before Competition Groups_41 | ENERGY STAR LED LAMPS (General Service Lamps) | 0.4551% | 0 | 98.559 | Commercial_2039_Technical_GWh_Before Competition Groups_ENERGY STAR LED LAMPS (General Service Lamps)
Commercial | Com ¦ ENERGY STAR FREEZER | 2039 | Economic | GWh | Before Competition Groups | 74.645 | 0 | 0 | 16886.7093 | 0.0044203 | 37 | Commercial_2039_Economic_GWh_Before Competition Groups_37 | ENERGY STAR FREEZER | 0.442% | 0 | 74.645 | Commercial_2039_Economic_GWh_Before Competition Groups_ENERGY STAR FREEZER
Commercial | Com ¦ Door Gasket Freezer/Refrigerator | 2039 | Achievable | GWh | Before Competition Groups | 56.7061 | 0 | 0 | 12858.4562 | 0.00441 | 34 | Commercial_2039_Achievable_GWh_Before Competition Groups_34 | Door Gasket Freezer/Refrigerator | 0.441% | 0 | 56.7061 | Commercial_2039_Achievable_GWh_Before Competition Groups_Door Gasket Freezer/Refrigerator
Commercial | Com ¦ Adding reflective (White) roof treatment or a green roof | 2039 | Technical | GWh | Before Competition Groups | 89.3272 | 0 | 0 | 21658.3705 | 0.0041244 | 42 | Commercial_2039_Technical_GWh_Before Competition Groups_42 | Adding reflective (White) roof treatment or a green roof | 0.4124% | 0 | 89.3272 | Commercial_2039_Technical_GWh_Before Competition Groups_Adding reflective (White) roof treatment or a green roof
Commercial | Com ¦ Freezer Case Light Sensor | 2039 | Economic | GWh | Before Competition Groups | 67.1839 | 0 | 0 | 16886.7093 | 0.0039785 | 38 | Commercial_2039_Economic_GWh_Before Competition Groups_38 | Freezer Case Light Sensor | 0.3979% | 0 | 67.1839 | Commercial_2039_Economic_GWh_Before Competition Groups_Freezer Case Light Sensor
Commercial | Com ¦ Evaporator Fan Controls | 2039 | Economic | GWh | Before Competition Groups | 65.5231 | 0 | 0 | 16886.7093 | 0.0038802 | 39 | Commercial_2039_Economic_GWh_Before Competition Groups_39 | Evaporator Fan Controls | 0.388% | 0 | 65.5231 | Commercial_2039_Economic_GWh_Before Competition Groups_Evaporator Fan Controls
Commercial | Com ¦ ECM MOTORS FOR EVAPORATOR FANS for refrigeration (WALK-IN) | 2039 | Technical | GWh | Before Competition Groups | 81.3623 | 0 | 0 | 21658.3705 | 0.0037566 | 43 | Commercial_2039_Technical_GWh_Before Competition Groups_43 | ECM MOTORS FOR EVAPORATOR FANS for refrigeration (WALK-IN) | 0.3757% | 0 | 81.3623 | Commercial_2039_Technical_GWh_Before Competition Groups_ECM MOTORS FOR EVAPORATOR FANS for refrigeration (WALK-IN)
Commercial | Com ¦ Condensing Unit Heaters or other Efficient Unit Heating System | 2039 | Technical | GWh | Before Competition Groups | 78.4223 | 0 | 0 | 21658.3705 | 0.0036209 | 44 | Commercial_2039_Technical_GWh_Before Competition Groups_44 | Condensing Unit Heaters or other Efficient Unit Heating System | 0.3621% | 0 | 78.4223 | Commercial_2039_Technical_GWh_Before Competition Groups_Condensing Unit Heaters or other Efficient Unit Heating System
Commercial | Com ¦ Occupancy Sensors | 2039 | Technical | GWh | Before Competition Groups | 77.7879 | 0 | 0 | 21658.3705 | 0.0035916 | 45 | Commercial_2039_Technical_GWh_Before Competition Groups_45 | Occupancy Sensors | 0.3592% | 0 | 77.7879 | Commercial_2039_Technical_GWh_Before Competition Groups_Occupancy Sensors
Commercial | Com ¦ High R-Value Glass Doors/no-heat glass door | 2039 | Technical | GWh | Before Competition Groups | 72.3856 | 0 | 0 | 21658.3705 | 0.0033422 | 46 | Commercial_2039_Technical_GWh_Before Competition Groups_46 | High R-Value Glass Doors/no-heat glass door | 0.3342% | 0 | 72.3856 | Commercial_2039_Technical_GWh_Before Competition Groups_High R-Value Glass Doors/no-heat glass door
Commercial | Com ¦ Ground Source Heat Pump | 2039 | Technical | GWh | Before Competition Groups | 71.2006 | 0 | 0 | 21658.3705 | 0.0032874 | 47 | Commercial_2039_Technical_GWh_Before Competition Groups_47 | Ground Source Heat Pump | 0.3287% | 0 | 71.2006 | Commercial_2039_Technical_GWh_Before Competition Groups_Ground Source Heat Pump
Commercial | Com ¦ Super-High Efficiency Furnaces (Emerging Tech) | 2039 | Achievable | GWh | Before Competition Groups | 41.7992 | 0 | 0 | 12858.4562 | 0.0032507 | 35 | Commercial_2039_Achievable_GWh_Before Competition Groups_35 | Super-High Efficiency Furnaces (Emerging Tech) | 0.3251% | 0 | 41.7992 | Commercial_2039_Achievable_GWh_Before Competition Groups_Super-High Efficiency Furnaces (Emerging Tech)
Commercial | Com ¦ HOTEL OCCUPANCY CONTROLS (HVAC + LIGHTING) | 2039 | Technical | GWh | Before Competition Groups | 68.5489 | 0 | 0 | 21658.3705 | 0.003165 | 48 | Commercial_2039_Technical_GWh_Before Competition Groups_48 | HOTEL OCCUPANCY CONTROLS (HVAC + LIGHTING) | 0.3165% | 0 | 68.5489 | Commercial_2039_Technical_GWh_Before Competition Groups_HOTEL OCCUPANCY CONTROLS (HVAC + LIGHTING)
Commercial | Com ¦ Freezer Case Light Sensor | 2039 | Technical | GWh | Before Competition Groups | 67.1839 | 0 | 0 | 21658.3705 | 0.003102 | 49 | Commercial_2039_Technical_GWh_Before Competition Groups_49 | Freezer Case Light Sensor | 0.3102% | 0 | 67.1839 | Commercial_2039_Technical_GWh_Before Competition Groups_Freezer Case Light Sensor
Commercial | Com ¦ ENERGY STAR Refrigerator | 2039 | Technical | GWh | Before Competition Groups | 66.2703 | 0 | 0 | 21658.3705 | 0.0030598 | 50 | Commercial_2039_Technical_GWh_Before Competition Groups_50 | ENERGY STAR Refrigerator | 0.306% | 0 | 66.2703 | Commercial_2039_Technical_GWh_Before Competition Groups_ENERGY STAR Refrigerator
Commercial | Com ¦ Chilled Water Optimization | 2039 | Economic | GWh | Before Competition Groups | 51.1976 | 0 | 0 | 16886.7093 | 0.0030318 | 40 | Commercial_2039_Economic_GWh_Before Competition Groups_40 | Chilled Water Optimization | 0.3032% | 0 | 51.1976 | Commercial_2039_Economic_GWh_Before Competition Groups_Chilled Water Optimization
Commercial | Com ¦ Evaporator Fan Controls | 2039 | Technical | GWh | Before Competition Groups | 65.5231 | 0 | 0 | 21658.3705 | 0.0030253 | 51 | Commercial_2039_Technical_GWh_Before Competition Groups_51 | Evaporator Fan Controls | 0.3025% | 0 | 65.5231 | Commercial_2039_Technical_GWh_Before Competition Groups_Evaporator Fan Controls
Commercial | Com ¦ Elec Storage WH 2.30 Et | 2039 | Economic | GWh | Before Competition Groups | 49.677 | 0 | 0 | 16886.7093 | 0.0029418 | 41 | Commercial_2039_Economic_GWh_Before Competition Groups_41 | Elec Storage WH 2.30 Et | 0.2942% | 0 | 49.677 | Commercial_2039_Economic_GWh_Before Competition Groups_Elec Storage WH 2.30 Et
Commercial | Com ¦ BEVERAGE VENDING MACHINE CONTROLS | 2039 | Achievable | GWh | Before Competition Groups | 37.2336 | 0 | 0 | 12858.4562 | 0.0028957 | 36 | Commercial_2039_Achievable_GWh_Before Competition Groups_36 | BEVERAGE VENDING MACHINE CONTROLS | 0.2896% | 0 | 37.2336 | Commercial_2039_Achievable_GWh_Before Competition Groups_BEVERAGE VENDING MACHINE CONTROLS
Commercial | Com ¦ ENERGY STAR FREEZER | 2039 | Achievable | GWh | Before Competition Groups | 36.8086 | 0 | 0 | 12858.4562 | 0.0028626 | 37 | Commercial_2039_Achievable_GWh_Before Competition Groups_37 | ENERGY STAR FREEZER | 0.2863% | 0 | 36.8086 | Commercial_2039_Achievable_GWh_Before Competition Groups_ENERGY STAR FREEZER
Commercial | Com ¦ ENERGY STAR Griddle (74% eff) | 2039 | Economic | GWh | Before Competition Groups | 47.4554 | 0 | 0 | 16886.7093 | 0.0028102 | 42 | Commercial_2039_Economic_GWh_Before Competition Groups_42 | ENERGY STAR Griddle (74% eff) | 0.281% | 0 | 47.4554 | Commercial_2039_Economic_GWh_Before Competition Groups_ENERGY STAR Griddle (74% eff)
Commercial | Com ¦ Occupancy Sensors | 2039 | Achievable | GWh | Before Competition Groups | 35.3098 | 0 | 0 | 12858.4562 | 0.002746 | 38 | Commercial_2039_Achievable_GWh_Before Competition Groups_38 | Occupancy Sensors | 0.2746% | 0 | 35.3098 | Commercial_2039_Achievable_GWh_Before Competition Groups_Occupancy Sensors
Commercial | Com ¦ Refrigeration Commissioning | 2039 | Economic | GWh | Before Competition Groups | 45.041 | 0 | 0 | 16886.7093 | 0.0026672 | 43 | Commercial_2039_Economic_GWh_Before Competition Groups_43 | Refrigeration Commissioning | 0.2667% | 0 | 45.041 | Commercial_2039_Economic_GWh_Before Competition Groups_Refrigeration Commissioning
Commercial | Com ¦ Elec Storage WH 2.30 Et | 2039 | Achievable | GWh | Before Competition Groups | 33.9462 | 0 | 0 | 12858.4562 | 0.00264 | 39 | Commercial_2039_Achievable_GWh_Before Competition Groups_39 | Elec Storage WH 2.30 Et | 0.264% | 0 | 33.9462 | Commercial_2039_Achievable_GWh_Before Competition Groups_Elec Storage WH 2.30 Et
Commercial | Com ¦ ENERGY STAR Griddle (74% eff) | 2039 | Achievable | GWh | Before Competition Groups | 32.9313 | 0 | 0 | 12858.4562 | 0.0025611 | 40 | Commercial_2039_Achievable_GWh_Before Competition Groups_40 | ENERGY STAR Griddle (74% eff) | 0.2561% | 0 | 32.9313 | Commercial_2039_Achievable_GWh_Before Competition Groups_ENERGY STAR Griddle (74% eff)
Commercial | Com ¦ BEVERAGE VENDING MACHINE CONTROLS | 2039 | Economic | GWh | Before Competition Groups | 43.0696 | 0 | 0 | 16886.7093 | 0.0025505 | 44 | Commercial_2039_Economic_GWh_Before Competition Groups_44 | BEVERAGE VENDING MACHINE CONTROLS | 0.2551% | 0 | 43.0696 | Commercial_2039_Economic_GWh_Before Competition Groups_BEVERAGE VENDING MACHINE CONTROLS
Commercial | Com ¦ Chilled Water Optimization | 2039 | Achievable | GWh | Before Competition Groups | 31.6697 | 0 | 0 | 12858.4562 | 0.002463 | 41 | Commercial_2039_Achievable_GWh_Before Competition Groups_41 | Chilled Water Optimization | 0.2463% | 0 | 31.6697 | Commercial_2039_Achievable_GWh_Before Competition Groups_Chilled Water Optimization
Commercial | Com ¦ Chilled Water Optimization | 2039 | Technical | GWh | Before Competition Groups | 51.1976 | 0 | 0 | 21658.3705 | 0.0023639 | 52 | Commercial_2039_Technical_GWh_Before Competition Groups_52 | Chilled Water Optimization | 0.2364% | 0 | 51.1976 | Commercial_2039_Technical_GWh_Before Competition Groups_Chilled Water Optimization
Commercial | Com ¦ Elec Storage WH 2.30 Et | 2039 | Technical | GWh | Before Competition Groups | 49.677 | 0 | 0 | 21658.3705 | 0.0022937 | 53 | Commercial_2039_Technical_GWh_Before Competition Groups_53 | Elec Storage WH 2.30 Et | 0.2294% | 0 | 49.677 | Commercial_2039_Technical_GWh_Before Competition Groups_Elec Storage WH 2.30 Et
Commercial | Com ¦ Temperature Adjustment in Commercial Freezers | 2039 | Achievable | GWh | Before Competition Groups | 28.8975 | 0 | 0 | 12858.4562 | 0.0022474 | 42 | Commercial_2039_Achievable_GWh_Before Competition Groups_42 | Temperature Adjustment in Commercial Freezers | 0.2247% | 0 | 28.8975 | Commercial_2039_Achievable_GWh_Before Competition Groups_Temperature Adjustment in Commercial Freezers
Commercial | Com ¦ CO Sensors for parking garage exhaust fans | 2039 | Achievable | GWh | Before Competition Groups | 28.7418 | 0 | 0 | 12858.4562 | 0.0022352 | 43 | Commercial_2039_Achievable_GWh_Before Competition Groups_43 | CO Sensors for parking garage exhaust fans | 0.2235% | 0 | 28.7418 | Commercial_2039_Achievable_GWh_Before Competition Groups_CO Sensors for parking garage exhaust fans
Commercial | Com ¦ ENERGY STAR Griddle (74% eff) | 2039 | Technical | GWh | Before Competition Groups | 47.4554 | 0 | 0 | 21658.3705 | 0.0021911 | 54 | Commercial_2039_Technical_GWh_Before Competition Groups_54 | ENERGY STAR Griddle (74% eff) | 0.2191% | 0 | 47.4554 | Commercial_2039_Technical_GWh_Before Competition Groups_ENERGY STAR Griddle (74% eff)
Commercial | Com ¦ Refrigeration Commissioning | 2039 | Technical | GWh | Before Competition Groups | 45.041 | 0 | 0 | 21658.3705 | 0.0020796 | 55 | Commercial_2039_Technical_GWh_Before Competition Groups_55 | Refrigeration Commissioning | 0.208% | 0 | 45.041 | Commercial_2039_Technical_GWh_Before Competition Groups_Refrigeration Commissioning
Commercial | Com ¦ Energy Efficient Laboratory Fume Hood | 2039 | Achievable | GWh | Before Competition Groups | 25.6929 | 0 | 0 | 12858.4562 | 0.0019981 | 44 | Commercial_2039_Achievable_GWh_Before Competition Groups_44 | Energy Efficient Laboratory Fume Hood | 0.1998% | 0 | 25.6929 | Commercial_2039_Achievable_GWh_Before Competition Groups_Energy Efficient Laboratory Fume Hood
Commercial | Com ¦ BEVERAGE VENDING MACHINE CONTROLS | 2039 | Technical | GWh | Before Competition Groups | 43.0696 | 0 | 0 | 21658.3705 | 0.0019886 | 56 | Commercial_2039_Technical_GWh_Before Competition Groups_56 | BEVERAGE VENDING MACHINE CONTROLS | 0.1989% | 0 | 43.0696 | Commercial_2039_Technical_GWh_Before Competition Groups_BEVERAGE VENDING MACHINE CONTROLS
Commercial | Com ¦ Super-High Efficiency Furnaces (Emerging Tech) | 2039 | Economic | GWh | Before Competition Groups | 33.4931 | 0 | 0 | 16886.7093 | 0.0019834 | 45 | Commercial_2039_Economic_GWh_Before Competition Groups_45 | Super-High Efficiency Furnaces (Emerging Tech) | 0.1983% | 0 | 33.4931 | Commercial_2039_Economic_GWh_Before Competition Groups_Super-High Efficiency Furnaces (Emerging Tech)
Commercial | Com ¦ Water Source Heat Pump (4 ton) | 2039 | Economic | GWh | Before Competition Groups | 32.6746 | 0 | 0 | 16886.7093 | 0.0019349 | 46 | Commercial_2039_Economic_GWh_Before Competition Groups_46 | Water Source Heat Pump (4 ton) | 0.1935% | 0 | 32.6746 | Commercial_2039_Economic_GWh_Before Competition Groups_Water Source Heat Pump (4 ton)
Commercial | Com ¦ Indoor Daylight Sensors/Photocell Dimming Control | 2039 | Economic | GWh | Before Competition Groups | 31.871 | 0 | 0 | 16886.7093 | 0.0018873 | 47 | Commercial_2039_Economic_GWh_Before Competition Groups_47 | Indoor Daylight Sensors/Photocell Dimming Control | 0.1887% | 0 | 31.871 | Commercial_2039_Economic_GWh_Before Competition Groups_Indoor Daylight Sensors/Photocell Dimming Control
Commercial | Com ¦ Water Source Heat Pump (4 ton) | 2039 | Achievable | GWh | Before Competition Groups | 23.6249 | 0 | 0 | 12858.4562 | 0.0018373 | 45 | Commercial_2039_Achievable_GWh_Before Competition Groups_45 | Water Source Heat Pump (4 ton) | 0.1837% | 0 | 23.6249 | Commercial_2039_Achievable_GWh_Before Competition Groups_Water Source Heat Pump (4 ton)
Commercial | Com ¦ CO Sensors for parking garage exhaust fans | 2039 | Economic | GWh | Before Competition Groups | 30.762 | 0 | 0 | 16886.7093 | 0.0018217 | 48 | Commercial_2039_Economic_GWh_Before Competition Groups_48 | CO Sensors for parking garage exhaust fans | 0.1822% | 0 | 30.762 | Commercial_2039_Economic_GWh_Before Competition Groups_CO Sensors for parking garage exhaust fans
Commercial | Com ¦ Vertical Night Covers | 2039 | Achievable | GWh | Before Competition Groups | 22.5149 | 0 | 0 | 12858.4562 | 0.001751 | 46 | Commercial_2039_Achievable_GWh_Before Competition Groups_46 | Vertical Night Covers | 0.1751% | 0 | 22.5149 | Commercial_2039_Achievable_GWh_Before Competition Groups_Vertical Night Covers
Commercial | Com ¦ Water Source Heat Pump (4 ton) | 2039 | Technical | GWh | Before Competition Groups | 37.4843 | 0 | 0 | 21658.3705 | 0.0017307 | 57 | Commercial_2039_Technical_GWh_Before Competition Groups_57 | Water Source Heat Pump (4 ton) | 0.1731% | 0 | 37.4843 | Commercial_2039_Technical_GWh_Before Competition Groups_Water Source Heat Pump (4 ton)
Commercial | Com ¦ Duct Insulation, R8 | 2039 | Achievable | GWh | Before Competition Groups | 19.9108 | 0 | 0 | 12858.4562 | 0.0015485 | 47 | Commercial_2039_Achievable_GWh_Before Competition Groups_47 | Duct Insulation, R8 | 0.1548% | 0 | 19.9108 | Commercial_2039_Achievable_GWh_Before Competition Groups_Duct Insulation, R8
Commercial | Com ¦ Water Heating (DHW) Pipe Insulation (Add 3/4\ Foam)" | 2039 | Achievable | GWh | Before Competition Groups | 19.1601 | 0 | 0 | 12858.4562 | 0.0014901 | 48 | Commercial_2039_Achievable_GWh_Before Competition Groups_48 | Water Heating (DHW) Pipe Insulation (Add 3/4\ Foam)" | 0.149% | 0 | 19.1601 | Commercial_2039_Achievable_GWh_Before Competition Groups_Water Heating (DHW) Pipe Insulation (Add 3/4\ Foam)"
Commercial | Com ¦ Temperature Adjustment in Commercial Freezers | 2039 | Economic | GWh | Before Competition Groups | 25.0101 | 0 | 0 | 16886.7093 | 0.001481 | 49 | Commercial_2039_Economic_GWh_Before Competition Groups_49 | Temperature Adjustment in Commercial Freezers | 0.1481% | 0 | 25.0101 | Commercial_2039_Economic_GWh_Before Competition Groups_Temperature Adjustment in Commercial Freezers
Commercial | Com ¦ CO Sensors for parking garage exhaust fans | 2039 | Technical | GWh | Before Competition Groups | 30.762 | 0 | 0 | 21658.3705 | 0.0014203 | 58 | Commercial_2039_Technical_GWh_Before Competition Groups_58 | CO Sensors for parking garage exhaust fans | 0.142% | 0 | 30.762 | Commercial_2039_Technical_GWh_Before Competition Groups_CO Sensors for parking garage exhaust fans
Commercial | Com ¦ Outside Air Economizer | 2039 | Achievable | GWh | Before Competition Groups | 18.051 | 0 | 0 | 12858.4562 | 0.0014038 | 49 | Commercial_2039_Achievable_GWh_Before Competition Groups_49 | Outside Air Economizer | 0.1404% | 0 | 18.051 | Commercial_2039_Achievable_GWh_Before Competition Groups_Outside Air Economizer
Commercial | Com ¦ Energy Efficient Laboratory Fume Hood | 2039 | Economic | GWh | Before Competition Groups | 22.1598 | 0 | 0 | 16886.7093 | 0.0013123 | 50 | Commercial_2039_Economic_GWh_Before Competition Groups_50 | Energy Efficient Laboratory Fume Hood | 0.1312% | 0 | 22.1598 | Commercial_2039_Economic_GWh_Before Competition Groups_Energy Efficient Laboratory Fume Hood
Commercial | Com ¦ Anti-sweat heat (ASH) controls - Cooler/Freezer | 2039 | Technical | GWh | Before Competition Groups | 26.452 | 0 | 0 | 21658.3705 | 0.0012213 | 59 | Commercial_2039_Technical_GWh_Before Competition Groups_59 | Anti-sweat heat (ASH) controls - Cooler/Freezer | 0.1221% | 0 | 26.452 | Commercial_2039_Technical_GWh_Before Competition Groups_Anti-sweat heat (ASH) controls - Cooler/Freezer
Commercial | Com ¦ Temperature Adjustment in Commercial Freezers | 2039 | Technical | GWh | Before Competition Groups | 25.0101 | 0 | 0 | 21658.3705 | 0.0011548 | 60 | Commercial_2039_Technical_GWh_Before Competition Groups_60 | Temperature Adjustment in Commercial Freezers | 0.1155% | 0 | 25.0101 | Commercial_2039_Technical_GWh_Before Competition Groups_Temperature Adjustment in Commercial Freezers
Commercial | Com ¦ Vertical Night Covers | 2039 | Economic | GWh | Before Competition Groups | 19.4905 | 0 | 0 | 16886.7093 | 0.0011542 | 51 | Commercial_2039_Economic_GWh_Before Competition Groups_51 | Vertical Night Covers | 0.1154% | 0 | 19.4905 | Commercial_2039_Economic_GWh_Before Competition Groups_Vertical Night Covers
Commercial | Com ¦ Outside Air Economizer | 2039 | Economic | GWh | Before Competition Groups | 17.7467 | 0 | 0 | 16886.7093 | 0.0010509 | 52 | Commercial_2039_Economic_GWh_Before Competition Groups_52 | Outside Air Economizer | 0.1051% | 0 | 17.7467 | Commercial_2039_Economic_GWh_Before Competition Groups_Outside Air Economizer
Commercial | Com ¦ Energy Efficient Laboratory Fume Hood | 2039 | Technical | GWh | Before Competition Groups | 22.1598 | 0 | 0 | 21658.3705 | 0.0010232 | 61 | Commercial_2039_Technical_GWh_Before Competition Groups_61 | Energy Efficient Laboratory Fume Hood | 0.1023% | 0 | 22.1598 | Commercial_2039_Technical_GWh_Before Competition Groups_Energy Efficient Laboratory Fume Hood
Commercial | Com ¦ ENERGY STAR Fryer (84% eff) | 2039 | Economic | GWh | Before Competition Groups | 17.2083 | 0 | 0 | 16886.7093 | 0.001019 | 53 | Commercial_2039_Economic_GWh_Before Competition Groups_53 | ENERGY STAR Fryer (84% eff) | 0.1019% | 0 | 17.2083 | Commercial_2039_Economic_GWh_Before Competition Groups_ENERGY STAR Fryer (84% eff)
Commercial | Com ¦ Duct Insulation, R8 | 2039 | Economic | GWh | Before Competition Groups | 17.1711 | 0 | 0 | 16886.7093 | 0.0010168 | 54 | Commercial_2039_Economic_GWh_Before Competition Groups_54 | Duct Insulation, R8 | 0.1017% | 0 | 17.1711 | Commercial_2039_Economic_GWh_Before Competition Groups_Duct Insulation, R8
Commercial | Com ¦ Water Heating (DHW) Pipe Insulation (Add 3/4\ Foam)" | 2039 | Economic | GWh | Before Competition Groups | 16.5669 | 0 | 0 | 16886.7093 | 0.00098106 | 55 | Commercial_2039_Economic_GWh_Before Competition Groups_55 | Water Heating (DHW) Pipe Insulation (Add 3/4\ Foam)" | 0.09811% | 0 | 16.5669 | Commercial_2039_Economic_GWh_Before Competition Groups_Water Heating (DHW) Pipe Insulation (Add 3/4\ Foam)"
Commercial | Com ¦ Suction Pipe Insulation Freezer/Refrigerator | 2039 | Achievable | GWh | Before Competition Groups | 12.2674 | 0 | 0 | 12858.4562 | 0.00095403 | 50 | Commercial_2039_Achievable_GWh_Before Competition Groups_50 | Suction Pipe Insulation Freezer/Refrigerator | 0.0954% | 0 | 12.2674 | Commercial_2039_Achievable_GWh_Before Competition Groups_Suction Pipe Insulation Freezer/Refrigerator
Commercial | Com ¦ ENERGY STAR Fryer (84% eff) | 2039 | Achievable | GWh | Before Competition Groups | 12.2218 | 0 | 0 | 12858.4562 | 0.00095049 | 51 | Commercial_2039_Achievable_GWh_Before Competition Groups_51 | ENERGY STAR Fryer (84% eff) | 0.09505% | 0 | 12.2218 | Commercial_2039_Achievable_GWh_Before Competition Groups_ENERGY STAR Fryer (84% eff)
Commercial | Com ¦ Vertical Night Covers | 2039 | Technical | GWh | Before Competition Groups | 19.4905 | 0 | 0 | 21658.3705 | 0.00089991 | 62 | Commercial_2039_Technical_GWh_Before Competition Groups_62 | Vertical Night Covers | 0.08999% | 0 | 19.4905 | Commercial_2039_Technical_GWh_Before Competition Groups_Vertical Night Covers
Commercial | Com ¦ Outside Air Economizer | 2039 | Technical | GWh | Before Competition Groups | 17.7467 | 0 | 0 | 21658.3705 | 0.00081939 | 63 | Commercial_2039_Technical_GWh_Before Competition Groups_63 | Outside Air Economizer | 0.08194% | 0 | 17.7467 | Commercial_2039_Technical_GWh_Before Competition Groups_Outside Air Economizer
Commercial | Com ¦ ENERGY STAR Fryer (84% eff) | 2039 | Technical | GWh | Before Competition Groups | 17.2083 | 0 | 0 | 21658.3705 | 0.00079453 | 64 | Commercial_2039_Technical_GWh_Before Competition Groups_64 | ENERGY STAR Fryer (84% eff) | 0.07945% | 0 | 17.2083 | Commercial_2039_Technical_GWh_Before Competition Groups_ENERGY STAR Fryer (84% eff)
Commercial | Com ¦ Duct Insulation, R8 | 2039 | Technical | GWh | Before Competition Groups | 17.1711 | 0 | 0 | 21658.3705 | 0.00079282 | 65 | Commercial_2039_Technical_GWh_Before Competition Groups_65 | Duct Insulation, R8 | 0.07928% | 0 | 17.1711 | Commercial_2039_Technical_GWh_Before Competition Groups_Duct Insulation, R8
Commercial | Com ¦ ENERGY STAR Dishwasher | 2039 | Economic | GWh | Before Competition Groups | 13.1083 | 0 | 0 | 16886.7093 | 0.00077625 | 56 | Commercial_2039_Economic_GWh_Before Competition Groups_56 | ENERGY STAR Dishwasher | 0.07762% | 0 | 13.1083 | Commercial_2039_Economic_GWh_Before Competition Groups_ENERGY STAR Dishwasher
Commercial | Com ¦ Water Heating (DHW) Pipe Insulation (Add 3/4\ Foam)" | 2039 | Technical | GWh | Before Competition Groups | 16.5669 | 0 | 0 | 21658.3705 | 0.00076492 | 66 | Commercial_2039_Technical_GWh_Before Competition Groups_66 | Water Heating (DHW) Pipe Insulation (Add 3/4\ Foam)" | 0.07649% | 0 | 16.5669 | Commercial_2039_Technical_GWh_Before Competition Groups_Water Heating (DHW) Pipe Insulation (Add 3/4\ Foam)"
Commercial | Com ¦ HOTEL OCCUPANCY CONTROLS (HVAC + LIGHTING) | 2039 | Economic | GWh | Before Competition Groups | 12.8255 | 0 | 0 | 16886.7093 | 0.0007595 | 57 | Commercial_2039_Economic_GWh_Before Competition Groups_57 | HOTEL OCCUPANCY CONTROLS (HVAC + LIGHTING) | 0.07595% | 0 | 12.8255 | Commercial_2039_Economic_GWh_Before Competition Groups_HOTEL OCCUPANCY CONTROLS (HVAC + LIGHTING)
Commercial | Com ¦ High Efficiency Small Instantaneous Water Heater | 2039 | Economic | GWh | Before Competition Groups | 11.4597 | 0 | 0 | 16886.7093 | 0.00067862 | 58 | Commercial_2039_Economic_GWh_Before Competition Groups_58 | High Efficiency Small Instantaneous Water Heater | 0.06786% | 0 | 11.4597 | Commercial_2039_Economic_GWh_Before Competition Groups_High Efficiency Small Instantaneous Water Heater
Commercial | Com ¦ Roof Insulation/Ceiling Insulation (R25 Code to R35) | 2039 | Technical | GWh | Before Competition Groups | 14.305 | 0 | 0 | 21658.3705 | 0.00066048 | 67 | Commercial_2039_Technical_GWh_Before Competition Groups_67 | Roof Insulation/Ceiling Insulation (R25 Code to R35) | 0.06605% | 0 | 14.305 | Commercial_2039_Technical_GWh_Before Competition Groups_Roof Insulation/Ceiling Insulation (R25 Code to R35)
Commercial | Com ¦ High Efficiency Small Instantaneous Water Heater | 2039 | Technical | GWh | Before Competition Groups | 13.822 | 0 | 0 | 21658.3705 | 0.00063818 | 68 | Commercial_2039_Technical_GWh_Before Competition Groups_68 | High Efficiency Small Instantaneous Water Heater | 0.06382% | 0 | 13.822 | Commercial_2039_Technical_GWh_Before Competition Groups_High Efficiency Small Instantaneous Water Heater
Commercial | Com ¦ Suction Pipe Insulation Freezer/Refrigerator | 2039 | Economic | GWh | Before Competition Groups | 10.6157 | 0 | 0 | 16886.7093 | 0.00062864 | 59 | Commercial_2039_Economic_GWh_Before Competition Groups_59 | Suction Pipe Insulation Freezer/Refrigerator | 0.06286% | 0 | 10.6157 | Commercial_2039_Economic_GWh_Before Competition Groups_Suction Pipe Insulation Freezer/Refrigerator
Commercial | Com ¦ ENERGY STAR Dishwasher | 2039 | Technical | GWh | Before Competition Groups | 13.1083 | 0 | 0 | 21658.3705 | 0.00060523 | 69 | Commercial_2039_Technical_GWh_Before Competition Groups_69 | ENERGY STAR Dishwasher | 0.06052% | 0 | 13.1083 | Commercial_2039_Technical_GWh_Before Competition Groups_ENERGY STAR Dishwasher
Commercial | Com ¦ ENERGY STAR Dishwasher | 2039 | Achievable | GWh | Before Competition Groups | 7.3566 | 0 | 0 | 12858.4562 | 0.00057212 | 52 | Commercial_2039_Achievable_GWh_Before Competition Groups_52 | ENERGY STAR Dishwasher | 0.05721% | 0 | 7.3566 | Commercial_2039_Achievable_GWh_Before Competition Groups_ENERGY STAR Dishwasher
Commercial | Com ¦ Door Gasket Freezer/Refrigerator | 2039 | Economic | GWh | Before Competition Groups | 8.7026 | 0 | 0 | 16886.7093 | 0.00051535 | 60 | Commercial_2039_Economic_GWh_Before Competition Groups_60 | Door Gasket Freezer/Refrigerator | 0.05154% | 0 | 8.7026 | Commercial_2039_Economic_GWh_Before Competition Groups_Door Gasket Freezer/Refrigerator
Commercial | Com ¦ LED RECESSED DOWNLIGHTS | 2039 | Technical | GWh | Before Competition Groups | 10.9958 | 0 | 0 | 21658.3705 | 0.00050769 | 70 | Commercial_2039_Technical_GWh_Before Competition Groups_70 | LED RECESSED DOWNLIGHTS | 0.05077% | 0 | 10.9958 | Commercial_2039_Technical_GWh_Before Competition Groups_LED RECESSED DOWNLIGHTS
Commercial | Com ¦ Ozone Laundry Treatment | 2039 | Achievable | GWh | Before Competition Groups | 6.3472 | 0 | 0 | 12858.4562 | 0.00049362 | 53 | Commercial_2039_Achievable_GWh_Before Competition Groups_53 | Ozone Laundry Treatment | 0.04936% | 0 | 6.3472 | Commercial_2039_Achievable_GWh_Before Competition Groups_Ozone Laundry Treatment
Commercial | Com ¦ Suction Pipe Insulation Freezer/Refrigerator | 2039 | Technical | GWh | Before Competition Groups | 10.6157 | 0 | 0 | 21658.3705 | 0.00049014 | 71 | Commercial_2039_Technical_GWh_Before Competition Groups_71 | Suction Pipe Insulation Freezer/Refrigerator | 0.04901% | 0 | 10.6157 | Commercial_2039_Technical_GWh_Before Competition Groups_Suction Pipe Insulation Freezer/Refrigerator
Commercial | Com ¦ ENERGY STAR Steam Cookers | 2039 | Economic | GWh | Before Competition Groups | 8.1379 | 0 | 0 | 16886.7093 | 0.00048191 | 61 | Commercial_2039_Economic_GWh_Before Competition Groups_61 | ENERGY STAR Steam Cookers | 0.04819% | 0 | 8.1379 | Commercial_2039_Economic_GWh_Before Competition Groups_ENERGY STAR Steam Cookers
Commercial | Com ¦ ENERGY STAR Steam Cookers | 2039 | Achievable | GWh | Before Competition Groups | 5.6203 | 0 | 0 | 12858.4562 | 0.00043709 | 54 | Commercial_2039_Achievable_GWh_Before Competition Groups_54 | ENERGY STAR Steam Cookers | 0.04371% | 0 | 5.6203 | Commercial_2039_Achievable_GWh_Before Competition Groups_ENERGY STAR Steam Cookers
Commercial | Com ¦ Evaporator Coil Defrost (Cooler) | 2039 | Technical | GWh | Before Competition Groups | 8.7549 | 0 | 0 | 21658.3705 | 0.00040423 | 72 | Commercial_2039_Technical_GWh_Before Competition Groups_72 | Evaporator Coil Defrost (Cooler) | 0.04042% | 0 | 8.7549 | Commercial_2039_Technical_GWh_Before Competition Groups_Evaporator Coil Defrost (Cooler)
Commercial | Com ¦ Ozone Laundry Treatment | 2039 | Economic | GWh | Before Competition Groups | 6.6834 | 0 | 0 | 16886.7093 | 0.00039578 | 62 | Commercial_2039_Economic_GWh_Before Competition Groups_62 | Ozone Laundry Treatment | 0.03958% | 0 | 6.6834 | Commercial_2039_Economic_GWh_Before Competition Groups_Ozone Laundry Treatment
Commercial | Com ¦ ENERGY STAR Steam Cookers | 2039 | Technical | GWh | Before Competition Groups | 8.1379 | 0 | 0 | 21658.3705 | 0.00037574 | 73 | Commercial_2039_Technical_GWh_Before Competition Groups_73 | ENERGY STAR Steam Cookers | 0.03757% | 0 | 8.1379 | Commercial_2039_Technical_GWh_Before Competition Groups_ENERGY STAR Steam Cookers
Commercial | Com ¦ Indoor Daylight Sensors/Photocell Dimming Control | 2039 | Achievable | GWh | Before Competition Groups | 4.2809 | 0 | 0 | 12858.4562 | 0.00033292 | 55 | Commercial_2039_Achievable_GWh_Before Competition Groups_55 | Indoor Daylight Sensors/Photocell Dimming Control | 0.03329% | 0 | 4.2809 | Commercial_2039_Achievable_GWh_Before Competition Groups_Indoor Daylight Sensors/Photocell Dimming Control
Commercial | Com ¦ Demand controlled Circulating Systems | 2039 | Achievable | GWh | Before Competition Groups | 4.2528 | 0 | 0 | 12858.4562 | 0.00033074 | 56 | Commercial_2039_Achievable_GWh_Before Competition Groups_56 | Demand controlled Circulating Systems | 0.03307% | 0 | 4.2528 | Commercial_2039_Achievable_GWh_Before Competition Groups_Demand controlled Circulating Systems
Commercial | Com ¦ SYNCHRONOUS BELT | 2039 | Technical | GWh | Before Competition Groups | 6.7909 | 0 | 0 | 21658.3705 | 0.00031355 | 74 | Commercial_2039_Technical_GWh_Before Competition Groups_74 | SYNCHRONOUS BELT | 0.03135% | 0 | 6.7909 | Commercial_2039_Technical_GWh_Before Competition Groups_SYNCHRONOUS BELT
Commercial | Com ¦ Ozone Laundry Treatment | 2039 | Technical | GWh | Before Competition Groups | 6.6834 | 0 | 0 | 21658.3705 | 0.00030858 | 75 | Commercial_2039_Technical_GWh_Before Competition Groups_75 | Ozone Laundry Treatment | 0.03086% | 0 | 6.6834 | Commercial_2039_Technical_GWh_Before Competition Groups_Ozone Laundry Treatment
Commercial | Com ¦ LED RECESSED DOWNLIGHTS | 2039 | Achievable | GWh | Before Competition Groups | 3.9329 | 0 | 0 | 12858.4562 | 0.00030586 | 57 | Commercial_2039_Achievable_GWh_Before Competition Groups_57 | LED RECESSED DOWNLIGHTS | 0.03059% | 0 | 3.9329 | Commercial_2039_Achievable_GWh_Before Competition Groups_LED RECESSED DOWNLIGHTS
Commercial | Com ¦ LED RECESSED DOWNLIGHTS | 2039 | Economic | GWh | Before Competition Groups | 4.6932 | 0 | 0 | 16886.7093 | 0.00027792 | 63 | Commercial_2039_Economic_GWh_Before Competition Groups_63 | LED RECESSED DOWNLIGHTS | 0.02779% | 0 | 4.6932 | Commercial_2039_Economic_GWh_Before Competition Groups_LED RECESSED DOWNLIGHTS
Commercial | Com ¦ Solar Water Preheat (Pools/DHW) | 2039 | Economic | GWh | Before Competition Groups | 4.08 | 0 | 0 | 16886.7093 | 0.00024161 | 64 | Commercial_2039_Economic_GWh_Before Competition Groups_64 | Solar Water Preheat (Pools/DHW) | 0.02416% | 0 | 4.08 | Commercial_2039_Economic_GWh_Before Competition Groups_Solar Water Preheat (Pools/DHW)
Commercial | Com ¦ Refrigeration Commissioning | 2039 | Achievable | GWh | Before Competition Groups | 2.9478 | 0 | 0 | 12858.4562 | 0.00022925 | 58 | Commercial_2039_Achievable_GWh_Before Competition Groups_58 | Refrigeration Commissioning | 0.02292% | 0 | 2.9478 | Commercial_2039_Achievable_GWh_Before Competition Groups_Refrigeration Commissioning
Commercial | Com ¦ Demand controlled Circulating Systems | 2039 | Economic | GWh | Before Competition Groups | 3.6634 | 0 | 0 | 16886.7093 | 0.00021694 | 65 | Commercial_2039_Economic_GWh_Before Competition Groups_65 | Demand controlled Circulating Systems | 0.02169% | 0 | 3.6634 | Commercial_2039_Economic_GWh_Before Competition Groups_Demand controlled Circulating Systems
Commercial | Com ¦ ECM MOTORS FOR HVAC APPLICATION (FAN-POWERED VAV BOX) | 2039 | Achievable | GWh | Before Competition Groups | 2.7668 | 0 | 0 | 12858.4562 | 0.00021517 | 59 | Commercial_2039_Achievable_GWh_Before Competition Groups_59 | ECM MOTORS FOR HVAC APPLICATION (FAN-POWERED VAV BOX) | 0.02152% | 0 | 2.7668 | Commercial_2039_Achievable_GWh_Before Competition Groups_ECM MOTORS FOR HVAC APPLICATION (FAN-POWERED VAV BOX)
Commercial | Com ¦ Thermostat Setback | 2039 | Achievable | GWh | Before Competition Groups | 2.4752 | 0 | 0 | 12858.4562 | 0.00019249 | 60 | Commercial_2039_Achievable_GWh_Before Competition Groups_60 | Thermostat Setback | 0.01925% | 0 | 2.4752 | Commercial_2039_Achievable_GWh_Before Competition Groups_Thermostat Setback
Commercial | Com ¦ Solar Water Preheat (Pools/DHW) | 2039 | Technical | GWh | Before Competition Groups | 4.08 | 0 | 0 | 21658.3705 | 0.00018838 | 76 | Commercial_2039_Technical_GWh_Before Competition Groups_76 | Solar Water Preheat (Pools/DHW) | 0.01884% | 0 | 4.08 | Commercial_2039_Technical_GWh_Before Competition Groups_Solar Water Preheat (Pools/DHW)
Commercial | Com ¦ Efficient compressor motor | 2039 | Technical | GWh | Before Competition Groups | 4.0797 | 0 | 0 | 21658.3705 | 0.00018836 | 77 | Commercial_2039_Technical_GWh_Before Competition Groups_77 | Efficient compressor motor | 0.01884% | 0 | 4.0797 | Commercial_2039_Technical_GWh_Before Competition Groups_Efficient compressor motor
Commercial | Com ¦ Solar Water Preheat (Pools/DHW) | 2039 | Achievable | GWh | Before Competition Groups | 2.3697 | 0 | 0 | 12858.4562 | 0.00018429 | 61 | Commercial_2039_Achievable_GWh_Before Competition Groups_61 | Solar Water Preheat (Pools/DHW) | 0.01843% | 0 | 2.3697 | Commercial_2039_Achievable_GWh_Before Competition Groups_Solar Water Preheat (Pools/DHW)
Commercial | Com ¦ Demand controlled Circulating Systems | 2039 | Technical | GWh | Before Competition Groups | 3.6634 | 0 | 0 | 21658.3705 | 0.00016915 | 78 | Commercial_2039_Technical_GWh_Before Competition Groups_78 | Demand controlled Circulating Systems | 0.01691% | 0 | 3.6634 | Commercial_2039_Technical_GWh_Before Competition Groups_Demand controlled Circulating Systems
Commercial | Com ¦ ECM MOTORS FOR HVAC APPLICATION (FAN-POWERED VAV BOX) | 2039 | Economic | GWh | Before Competition Groups | 2.8132 | 0 | 0 | 16886.7093 | 0.00016659 | 66 | Commercial_2039_Economic_GWh_Before Competition Groups_66 | ECM MOTORS FOR HVAC APPLICATION (FAN-POWERED VAV BOX) | 0.01666% | 0 | 2.8132 | Commercial_2039_Economic_GWh_Before Competition Groups_ECM MOTORS FOR HVAC APPLICATION (FAN-POWERED VAV BOX)
Commercial | Com ¦ SYNCHRONOUS BELT | 2039 | Economic | GWh | Before Competition Groups | 2.7768 | 0 | 0 | 16886.7093 | 0.00016444 | 67 | Commercial_2039_Economic_GWh_Before Competition Groups_67 | SYNCHRONOUS BELT | 0.01644% | 0 | 2.7768 | Commercial_2039_Economic_GWh_Before Competition Groups_SYNCHRONOUS BELT
Commercial | Com ¦ Thermostat Setback | 2039 | Economic | GWh | Before Competition Groups | 2.771 | 0 | 0 | 16886.7093 | 0.00016409 | 68 | Commercial_2039_Economic_GWh_Before Competition Groups_68 | Thermostat Setback | 0.01641% | 0 | 2.771 | Commercial_2039_Economic_GWh_Before Competition Groups_Thermostat Setback
Commercial | Com ¦ Heat Pump Water Heater (50 Gallons) | 2039 | Technical | GWh | Before Competition Groups | 3.4325 | 0 | 0 | 21658.3705 | 0.00015848 | 79 | Commercial_2039_Technical_GWh_Before Competition Groups_79 | Heat Pump Water Heater (50 Gallons) | 0.01585% | 0 | 3.4325 | Commercial_2039_Technical_GWh_Before Competition Groups_Heat Pump Water Heater (50 Gallons)
Commercial | Com ¦ Notched V belts for HVAC Systems | 2039 | Technical | GWh | Before Competition Groups | 3.3955 | 0 | 0 | 21658.3705 | 0.00015677 | 80 | Commercial_2039_Technical_GWh_Before Competition Groups_80 | Notched V belts for HVAC Systems | 0.01568% | 0 | 3.3955 | Commercial_2039_Technical_GWh_Before Competition Groups_Notched V belts for HVAC Systems
Commercial | Com ¦ Roof Insulation/Ceiling Insulation (R25 Code to R35) | 2039 | Economic | GWh | Before Competition Groups | 2.6022 | 0 | 0 | 16886.7093 | 0.0001541 | 69 | Commercial_2039_Economic_GWh_Before Competition Groups_69 | Roof Insulation/Ceiling Insulation (R25 Code to R35) | 0.01541% | 0 | 2.6022 | Commercial_2039_Economic_GWh_Before Competition Groups_Roof Insulation/Ceiling Insulation (R25 Code to R35)
Commercial | Com ¦ Efficient compressor motor | 2039 | Economic | GWh | Before Competition Groups | 2.309 | 0 | 0 | 16886.7093 | 0.00013673 | 70 | Commercial_2039_Economic_GWh_Before Competition Groups_70 | Efficient compressor motor | 0.01367% | 0 | 2.309 | Commercial_2039_Economic_GWh_Before Competition Groups_Efficient compressor motor
Commercial | Com ¦ Room AC (w/ louvered sides) 14 SEER from 12 SEER code | 2039 | Technical | GWh | Before Competition Groups | 2.8444 | 0 | 0 | 21658.3705 | 0.00013133 | 81 | Commercial_2039_Technical_GWh_Before Competition Groups_81 | Room AC (w/ louvered sides) 14 SEER from 12 SEER code | 0.01313% | 0 | 2.8444 | Commercial_2039_Technical_GWh_Before Competition Groups_Room AC (w/ louvered sides) 14 SEER from 12 SEER code
Commercial | Com ¦ ECM MOTORS FOR HVAC APPLICATION (FAN-POWERED VAV BOX) | 2039 | Technical | GWh | Before Competition Groups | 2.8196 | 0 | 0 | 21658.3705 | 0.00013019 | 82 | Commercial_2039_Technical_GWh_Before Competition Groups_82 | ECM MOTORS FOR HVAC APPLICATION (FAN-POWERED VAV BOX) | 0.01302% | 0 | 2.8196 | Commercial_2039_Technical_GWh_Before Competition Groups_ECM MOTORS FOR HVAC APPLICATION (FAN-POWERED VAV BOX)
Commercial | Com ¦ Efficient compressor motor | 2039 | Achievable | GWh | Before Competition Groups | 1.665 | 0 | 0 | 12858.4562 | 0.00012948 | 62 | Commercial_2039_Achievable_GWh_Before Competition Groups_62 | Efficient compressor motor | 0.01295% | 0 | 1.665 | Commercial_2039_Achievable_GWh_Before Competition Groups_Efficient compressor motor
Commercial | Com ¦ PTAC (12 EER/10,000 BTU) | 2039 | Economic | GWh | Before Competition Groups | 2.1646 | 0 | 0 | 16886.7093 | 0.00012818 | 71 | Commercial_2039_Economic_GWh_Before Competition Groups_71 | PTAC (12 EER/10,000 BTU) | 0.01282% | 0 | 2.1646 | Commercial_2039_Economic_GWh_Before Competition Groups_PTAC (12 EER/10,000 BTU)
Commercial | Com ¦ Thermostat Setback | 2039 | Technical | GWh | Before Competition Groups | 2.771 | 0 | 0 | 21658.3705 | 0.00012794 | 83 | Commercial_2039_Technical_GWh_Before Competition Groups_83 | Thermostat Setback | 0.01279% | 0 | 2.771 | Commercial_2039_Technical_GWh_Before Competition Groups_Thermostat Setback
Commercial | Com ¦ Wall Insulation | 2039 | Economic | GWh | Before Competition Groups | 1.9513 | 0 | 0 | 16886.7093 | 0.00011555 | 72 | Commercial_2039_Economic_GWh_Before Competition Groups_72 | Wall Insulation | 0.01156% | 0 | 1.9513 | Commercial_2039_Economic_GWh_Before Competition Groups_Wall Insulation
Commercial | Com ¦ Commercial Hot Food Holding Cabinets | 2039 | Technical | GWh | Before Competition Groups | 2.3966 | 0 | 0 | 21658.3705 | 0.00011065 | 84 | Commercial_2039_Technical_GWh_Before Competition Groups_84 | Commercial Hot Food Holding Cabinets | 0.01107% | 0 | 2.3966 | Commercial_2039_Technical_GWh_Before Competition Groups_Commercial Hot Food Holding Cabinets
Commercial | Com ¦ PTAC (12 EER/10,000 BTU) | 2039 | Technical | GWh | Before Competition Groups | 2.3807 | 0 | 0 | 21658.3705 | 0.00010992 | 85 | Commercial_2039_Technical_GWh_Before Competition Groups_85 | PTAC (12 EER/10,000 BTU) | 0.01099% | 0 | 2.3807 | Commercial_2039_Technical_GWh_Before Competition Groups_PTAC (12 EER/10,000 BTU)
Commercial | Com ¦ Notched V belts for HVAC Systems | 2039 | Economic | GWh | Before Competition Groups | 1.8122 | 0 | 0 | 16886.7093 | 0.00010731 | 73 | Commercial_2039_Economic_GWh_Before Competition Groups_73 | Notched V belts for HVAC Systems | 0.01073% | 0 | 1.8122 | Commercial_2039_Economic_GWh_Before Competition Groups_Notched V belts for HVAC Systems
Commercial | Com ¦ PTAC (12 EER/10,000 BTU) | 2039 | Achievable | GWh | Before Competition Groups | 1.3531 | 0 | 0 | 12858.4562 | 0.00010523 | 63 | Commercial_2039_Achievable_GWh_Before Competition Groups_63 | PTAC (12 EER/10,000 BTU) | 0.01052% | 0 | 1.3531 | Commercial_2039_Achievable_GWh_Before Competition Groups_PTAC (12 EER/10,000 BTU)
Commercial | Com ¦ HOTEL OCCUPANCY CONTROLS (HVAC + LIGHTING) | 2039 | Achievable | GWh | Before Competition Groups | 1.3339 | 0 | 0 | 12858.4562 | 0.00010373 | 64 | Commercial_2039_Achievable_GWh_Before Competition Groups_64 | HOTEL OCCUPANCY CONTROLS (HVAC + LIGHTING) | 0.01037% | 0 | 1.3339 | Commercial_2039_Achievable_GWh_Before Competition Groups_HOTEL OCCUPANCY CONTROLS (HVAC + LIGHTING)
Commercial | Com ¦ CEE Tier 2/Energy Star Clothes Washers | 2039 | Achievable | GWh | Before Competition Groups | 1.3309 | 0 | 0 | 12858.4562 | 0.0001035 | 65 | Commercial_2039_Achievable_GWh_Before Competition Groups_65 | CEE Tier 2/Energy Star Clothes Washers | 0.01035% | 0 | 1.3309 | Commercial_2039_Achievable_GWh_Before Competition Groups_CEE Tier 2/Energy Star Clothes Washers
Commercial | Com ¦ Auto Off Time Switch or Time Clock control | 2039 | Achievable | GWh | Before Competition Groups | 1.2623 | 0 | 0 | 12858.4562 | 9.817e-05 | 66 | Commercial_2039_Achievable_GWh_Before Competition Groups_66 | Auto Off Time Switch or Time Clock control | 0.009817% | 0 | 1.2623 | Commercial_2039_Achievable_GWh_Before Competition Groups_Auto Off Time Switch or Time Clock control
Commercial | Com ¦ CEE Tier 2/Energy Star Clothes Washers | 2039 | Economic | GWh | Before Competition Groups | 1.6529 | 0 | 0 | 16886.7093 | 9.7884e-05 | 74 | Commercial_2039_Economic_GWh_Before Competition Groups_74 | CEE Tier 2/Energy Star Clothes Washers | 0.009788% | 0 | 1.6529 | Commercial_2039_Economic_GWh_Before Competition Groups_CEE Tier 2/Energy Star Clothes Washers
Commercial | Com ¦ Wall Insulation | 2039 | Technical | GWh | Before Competition Groups | 2.0598 | 0 | 0 | 21658.3705 | 9.5102e-05 | 86 | Commercial_2039_Technical_GWh_Before Competition Groups_86 | Wall Insulation | 0.00951% | 0 | 2.0598 | Commercial_2039_Technical_GWh_Before Competition Groups_Wall Insulation
Commercial | Com ¦ Solar Preheat Make up Air | 2039 | Technical | GWh | Before Competition Groups | 2.0379 | 0 | 0 | 21658.3705 | 9.4093e-05 | 87 | Commercial_2039_Technical_GWh_Before Competition Groups_87 | Solar Preheat Make up Air | 0.009409% | 0 | 2.0379 | Commercial_2039_Technical_GWh_Before Competition Groups_Solar Preheat Make up Air
Commercial | COM ¦ Ductless Mini-Split Heat Pumps | 2039 | Economic | GWh | Before Competition Groups | 1.5442 | 0 | 0 | 16886.7093 | 9.1445e-05 | 75 | Commercial_2039_Economic_GWh_Before Competition Groups_75 | Ductless Mini-Split Heat Pumps | 0.009144% | 0 | 1.5442 | Commercial_2039_Economic_GWh_Before Competition Groups_Ductless Mini-Split Heat Pumps
Commercial | Com ¦ Auto Off Time Switch or Time Clock control | 2039 | Economic | GWh | Before Competition Groups | 1.3831 | 0 | 0 | 16886.7093 | 8.1907e-05 | 76 | Commercial_2039_Economic_GWh_Before Competition Groups_76 | Auto Off Time Switch or Time Clock control | 0.008191% | 0 | 1.3831 | Commercial_2039_Economic_GWh_Before Competition Groups_Auto Off Time Switch or Time Clock control
Commercial | COM ¦ Ductless Mini-Split Heat Pumps | 2039 | Achievable | GWh | Before Competition Groups | 1.0454 | 0 | 0 | 12858.4562 | 8.1304e-05 | 67 | Commercial_2039_Achievable_GWh_Before Competition Groups_67 | Ductless Mini-Split Heat Pumps | 0.00813% | 0 | 1.0454 | Commercial_2039_Achievable_GWh_Before Competition Groups_Ductless Mini-Split Heat Pumps
Commercial | Com ¦ Notched V belts for HVAC Systems | 2039 | Achievable | GWh | Before Competition Groups | 1.0008 | 0 | 0 | 12858.4562 | 7.7829e-05 | 68 | Commercial_2039_Achievable_GWh_Before Competition Groups_68 | Notched V belts for HVAC Systems | 0.007783% | 0 | 1.0008 | Commercial_2039_Achievable_GWh_Before Competition Groups_Notched V belts for HVAC Systems
Commercial | Com ¦ High Efficiency Small Instantaneous Water Heater | 2039 | Achievable | GWh | Before Competition Groups | 0.98782 | 0 | 0 | 12858.4562 | 7.6823e-05 | 69 | Commercial_2039_Achievable_GWh_Before Competition Groups_69 | High Efficiency Small Instantaneous Water Heater | 0.007682% | 0 | 0.98782 | Commercial_2039_Achievable_GWh_Before Competition Groups_High Efficiency Small Instantaneous Water Heater
Commercial | Com ¦ CEE Tier 2/Energy Star Clothes Washers | 2039 | Technical | GWh | Before Competition Groups | 1.6529 | 0 | 0 | 21658.3705 | 7.6318e-05 | 88 | Commercial_2039_Technical_GWh_Before Competition Groups_88 | CEE Tier 2/Energy Star Clothes Washers | 0.007632% | 0 | 1.6529 | Commercial_2039_Technical_GWh_Before Competition Groups_CEE Tier 2/Energy Star Clothes Washers
Commercial | COM ¦ Ductless Mini-Split Heat Pumps | 2039 | Technical | GWh | Before Competition Groups | 1.5442 | 0 | 0 | 21658.3705 | 7.1298e-05 | 89 | Commercial_2039_Technical_GWh_Before Competition Groups_89 | Ductless Mini-Split Heat Pumps | 0.00713% | 0 | 1.5442 | Commercial_2039_Technical_GWh_Before Competition Groups_Ductless Mini-Split Heat Pumps
Commercial | Com ¦ Solar Electric Water Heater (50 Gallon) | 2039 | Technical | GWh | Before Competition Groups | 1.4468 | 0 | 0 | 21658.3705 | 6.6803e-05 | 90 | Commercial_2039_Technical_GWh_Before Competition Groups_90 | Solar Electric Water Heater (50 Gallon) | 0.00668% | 0 | 1.4468 | Commercial_2039_Technical_GWh_Before Competition Groups_Solar Electric Water Heater (50 Gallon)
Commercial | Com ¦ Auto Off Time Switch or Time Clock control | 2039 | Technical | GWh | Before Competition Groups | 1.3831 | 0 | 0 | 21658.3705 | 6.3862e-05 | 91 | Commercial_2039_Technical_GWh_Before Competition Groups_91 | Auto Off Time Switch or Time Clock control | 0.006386% | 0 | 1.3831 | Commercial_2039_Technical_GWh_Before Competition Groups_Auto Off Time Switch or Time Clock control
Commercial | Com ¦ Low Flow Pre-Rinse Spray Nozzle | 2039 | Economic | GWh | Before Competition Groups | 0.89352 | 0 | 0 | 16886.7093 | 5.2912e-05 | 77 | Commercial_2039_Economic_GWh_Before Competition Groups_77 | Low Flow Pre-Rinse Spray Nozzle | 0.005291% | 0 | 0.89352 | Commercial_2039_Economic_GWh_Before Competition Groups_Low Flow Pre-Rinse Spray Nozzle
Commercial | Com ¦ Low Flow Pre-Rinse Spray Nozzle | 2039 | Achievable | GWh | Before Competition Groups | 0.67223 | 0 | 0 | 12858.4562 | 5.2279e-05 | 70 | Commercial_2039_Achievable_GWh_Before Competition Groups_70 | Low Flow Pre-Rinse Spray Nozzle | 0.005228% | 0 | 0.67223 | Commercial_2039_Achievable_GWh_Before Competition Groups_Low Flow Pre-Rinse Spray Nozzle
Commercial | Com ¦ Wall Insulation | 2039 | Achievable | GWh | Before Competition Groups | 0.60978 | 0 | 0 | 12858.4562 | 4.7422e-05 | 71 | Commercial_2039_Achievable_GWh_Before Competition Groups_71 | Wall Insulation | 0.004742% | 0 | 0.60978 | Commercial_2039_Achievable_GWh_Before Competition Groups_Wall Insulation
Commercial | Com ¦ HVAC Optimization | 2039 | Technical | GWh | Before Competition Groups | 0.95345 | 0 | 0 | 21658.3705 | 4.4022e-05 | 92 | Commercial_2039_Technical_GWh_Before Competition Groups_92 | HVAC Optimization | 0.004402% | 0 | 0.95345 | Commercial_2039_Technical_GWh_Before Competition Groups_HVAC Optimization
Commercial | Com ¦ Commercial Hot Food Holding Cabinets | 2039 | Economic | GWh | Before Competition Groups | 0.71287 | 0 | 0 | 16886.7093 | 4.2215e-05 | 78 | Commercial_2039_Economic_GWh_Before Competition Groups_78 | Commercial Hot Food Holding Cabinets | 0.004222% | 0 | 0.71287 | Commercial_2039_Economic_GWh_Before Competition Groups_Commercial Hot Food Holding Cabinets
Commercial | Com ¦ Low Flow Pre-Rinse Spray Nozzle | 2039 | Technical | GWh | Before Competition Groups | 0.89352 | 0 | 0 | 21658.3705 | 4.1255e-05 | 93 | Commercial_2039_Technical_GWh_Before Competition Groups_93 | Low Flow Pre-Rinse Spray Nozzle | 0.004126% | 0 | 0.89352 | Commercial_2039_Technical_GWh_Before Competition Groups_Low Flow Pre-Rinse Spray Nozzle
Commercial | Com ¦ Commercial Hot Food Holding Cabinets | 2039 | Achievable | GWh | Before Competition Groups | 0.48069 | 0 | 0 | 12858.4562 | 3.7383e-05 | 72 | Commercial_2039_Achievable_GWh_Before Competition Groups_72 | Commercial Hot Food Holding Cabinets | 0.003738% | 0 | 0.48069 | Commercial_2039_Achievable_GWh_Before Competition Groups_Commercial Hot Food Holding Cabinets
Commercial | Com ¦ HVAC Optimization | 2039 | Economic | GWh | Before Competition Groups | 0.57279 | 0 | 0 | 16886.7093 | 3.3919e-05 | 79 | Commercial_2039_Economic_GWh_Before Competition Groups_79 | HVAC Optimization | 0.003392% | 0 | 0.57279 | Commercial_2039_Economic_GWh_Before Competition Groups_HVAC Optimization
Commercial | Com ¦ HVAC Optimization | 2039 | Achievable | GWh | Before Competition Groups | 0.42043 | 0 | 0 | 12858.4562 | 3.2696e-05 | 73 | Commercial_2039_Achievable_GWh_Before Competition Groups_73 | HVAC Optimization | 0.00327% | 0 | 0.42043 | Commercial_2039_Achievable_GWh_Before Competition Groups_HVAC Optimization
Commercial | Com ¦ High Efficiency Chiller (avg of water and air cooled) | 2039 | Technical | GWh | Before Competition Groups | 0.70528 | 0 | 0 | 21658.3705 | 3.2564e-05 | 94 | Commercial_2039_Technical_GWh_Before Competition Groups_94 | High Efficiency Chiller (avg of water and air cooled) | 0.003256% | 0 | 0.70528 | Commercial_2039_Technical_GWh_Before Competition Groups_High Efficiency Chiller (avg of water and air cooled)
Commercial | Com ¦ Roof Insulation/Ceiling Insulation (R25 Code to R35) | 2039 | Achievable | GWh | Before Competition Groups | 0.36234 | 0 | 0 | 12858.4562 | 2.8179e-05 | 74 | Commercial_2039_Achievable_GWh_Before Competition Groups_74 | Roof Insulation/Ceiling Insulation (R25 Code to R35) | 0.002818% | 0 | 0.36234 | Commercial_2039_Achievable_GWh_Before Competition Groups_Roof Insulation/Ceiling Insulation (R25 Code to R35)
Commercial | Com ¦ Energy Recovery Ventilation and Ventilation (Enhanced) | 2039 | Achievable | GWh | Before Competition Groups | 0.26182 | 0 | 0 | 12858.4562 | 2.0361e-05 | 75 | Commercial_2039_Achievable_GWh_Before Competition Groups_75 | Energy Recovery Ventilation and Ventilation (Enhanced) | 0.002036% | 0 | 0.26182 | Commercial_2039_Achievable_GWh_Before Competition Groups_Energy Recovery Ventilation and Ventilation (Enhanced)
Commercial | Com ¦ Ground Source Heat Pump | 2039 | Economic | GWh | Before Competition Groups | 0.27327 | 0 | 0 | 16886.7093 | 1.6183e-05 | 80 | Commercial_2039_Economic_GWh_Before Competition Groups_80 | Ground Source Heat Pump | 0.001618% | 0 | 0.27327 | Commercial_2039_Economic_GWh_Before Competition Groups_Ground Source Heat Pump
Commercial | Com ¦ SYNCHRONOUS BELT | 2039 | Achievable | GWh | Before Competition Groups | 0.20273 | 0 | 0 | 12858.4562 | 1.5767e-05 | 76 | Commercial_2039_Achievable_GWh_Before Competition Groups_76 | SYNCHRONOUS BELT | 0.001577% | 0 | 0.20273 | Commercial_2039_Achievable_GWh_Before Competition Groups_SYNCHRONOUS BELT
Commercial | Com ¦ EC Plug Fan for Data Center (under cabinet) | 2039 | Economic | GWh | Before Competition Groups | 0.23588 | 0 | 0 | 16886.7093 | 1.3968e-05 | 81 | Commercial_2039_Economic_GWh_Before Competition Groups_81 | EC Plug Fan for Data Center (under cabinet) | 0.001397% | 0 | 0.23588 | Commercial_2039_Economic_GWh_Before Competition Groups_EC Plug Fan for Data Center (under cabinet)
Commercial | Com ¦ eCube | 2039 | Technical | GWh | Before Competition Groups | 0.28386 | 0 | 0 | 21658.3705 | 1.3106e-05 | 95 | Commercial_2039_Technical_GWh_Before Competition Groups_95 | eCube | 0.001311% | 0 | 0.28386 | Commercial_2039_Technical_GWh_Before Competition Groups_eCube
Commercial | Com ¦ EC Plug Fan for Data Center (under cabinet) | 2039 | Technical | GWh | Before Competition Groups | 0.23588 | 0 | 0 | 21658.3705 | 1.0891e-05 | 96 | Commercial_2039_Technical_GWh_Before Competition Groups_96 | EC Plug Fan for Data Center (under cabinet) | 0.001089% | 0 | 0.23588 | Commercial_2039_Technical_GWh_Before Competition Groups_EC Plug Fan for Data Center (under cabinet)
Commercial | Com ¦ EC Plug Fan for Data Center (under cabinet) | 2039 | Achievable | GWh | Before Competition Groups | 0.13098 | 0 | 0 | 12858.4562 | 1.0186e-05 | 77 | Commercial_2039_Achievable_GWh_Before Competition Groups_77 | EC Plug Fan for Data Center (under cabinet) | 0.001019% | 0 | 0.13098 | Commercial_2039_Achievable_GWh_Before Competition Groups_EC Plug Fan for Data Center (under cabinet)
Commercial | Com ¦ Room AC (w/ louvered sides) 14 SEER from 12 SEER code | 2039 | Achievable | GWh | Before Competition Groups | 0.10409 | 0 | 0 | 12858.4562 | 8.0953e-06 | 78 | Commercial_2039_Achievable_GWh_Before Competition Groups_78 | Room AC (w/ louvered sides) 14 SEER from 12 SEER code | 0.0008095% | 0 | 0.10409 | Commercial_2039_Achievable_GWh_Before Competition Groups_Room AC (w/ louvered sides) 14 SEER from 12 SEER code
Commercial | Com ¦ Energy Recovery Ventilation and Ventilation (Enhanced) | 2039 | Technical | GWh | Before Competition Groups | 0.13025 | 0 | 0 | 21658.3705 | 6.0141e-06 | 97 | Commercial_2039_Technical_GWh_Before Competition Groups_97 | Energy Recovery Ventilation and Ventilation (Enhanced) | 0.0006014% | 0 | 0.13025 | Commercial_2039_Technical_GWh_Before Competition Groups_Energy Recovery Ventilation and Ventilation (Enhanced)
Commercial | Com ¦ Room AC (w/ louvered sides) 14 SEER from 12 SEER code | 2039 | Economic | GWh | Before Competition Groups | 0.099553 | 0 | 0 | 16886.7093 | 5.8953e-06 | 82 | Commercial_2039_Economic_GWh_Before Competition Groups_82 | Room AC (w/ louvered sides) 14 SEER from 12 SEER code | 0.0005895% | 0 | 0.099553 | Commercial_2039_Economic_GWh_Before Competition Groups_Room AC (w/ louvered sides) 14 SEER from 12 SEER code
Commercial | Com ¦ High Efficiency Chiller (avg of water and air cooled) | 2039 | Achievable | GWh | Before Competition Groups | 0.070399 | 0 | 0 | 12858.4562 | 5.4749e-06 | 79 | Commercial_2039_Achievable_GWh_Before Competition Groups_79 | High Efficiency Chiller (avg of water and air cooled) | 0.0005475% | 0 | 0.070399 | Commercial_2039_Achievable_GWh_Before Competition Groups_High Efficiency Chiller (avg of water and air cooled)
Commercial | Com ¦ High Efficiency Chiller (avg of water and air cooled) | 2039 | Economic | GWh | Before Competition Groups | 0.07747 | 0 | 0 | 16886.7093 | 4.5876e-06 | 83 | Commercial_2039_Economic_GWh_Before Competition Groups_83 | High Efficiency Chiller (avg of water and air cooled) | 0.0004588% | 0 | 0.07747 | Commercial_2039_Economic_GWh_Before Competition Groups_High Efficiency Chiller (avg of water and air cooled)
Commercial | Com ¦ Air Curtains | 2039 | Achievable | GWh | Before Competition Groups | 0.057088 | 0 | 0 | 12858.4562 | 4.4397e-06 | 80 | Commercial_2039_Achievable_GWh_Before Competition Groups_80 | Air Curtains | 0.000444% | 0 | 0.057088 | Commercial_2039_Achievable_GWh_Before Competition Groups_Air Curtains
Commercial | Com ¦ Air Curtains | 2039 | Economic | GWh | Before Competition Groups | 0.060597 | 0 | 0 | 16886.7093 | 3.5884e-06 | 84 | Commercial_2039_Economic_GWh_Before Competition Groups_84 | Air Curtains | 0.0003588% | 0 | 0.060597 | Commercial_2039_Economic_GWh_Before Competition Groups_Air Curtains
Commercial | Com ¦ VSD Air Compressor | 2039 | Economic | GWh | Before Competition Groups | 0.056722 | 0 | 0 | 16886.7093 | 3.359e-06 | 85 | Commercial_2039_Economic_GWh_Before Competition Groups_85 | VSD Air Compressor | 0.0003359% | 0 | 0.056722 | Commercial_2039_Economic_GWh_Before Competition Groups_VSD Air Compressor
Commercial | Com ¦ VSD Air Compressor | 2039 | Achievable | GWh | Before Competition Groups | 0.04207 | 0 | 0 | 12858.4562 | 3.2718e-06 | 81 | Commercial_2039_Achievable_GWh_Before Competition Groups_81 | VSD Air Compressor | 0.0003272% | 0 | 0.04207 | Commercial_2039_Achievable_GWh_Before Competition Groups_VSD Air Compressor
Commercial | Com ¦ Air Curtains | 2039 | Technical | GWh | Before Competition Groups | 0.060597 | 0 | 0 | 21658.3705 | 2.7978e-06 | 98 | Commercial_2039_Technical_GWh_Before Competition Groups_98 | Air Curtains | 0.0002798% | 0 | 0.060597 | Commercial_2039_Technical_GWh_Before Competition Groups_Air Curtains
Commercial | Com ¦ Exterior Photocell | 2039 | Technical | GWh | Before Competition Groups | 0.059528 | 0 | 0 | 21658.3705 | 2.7485e-06 | 99 | Commercial_2039_Technical_GWh_Before Competition Groups_99 | Exterior Photocell | 0.0002748% | 0 | 0.059528 | Commercial_2039_Technical_GWh_Before Competition Groups_Exterior Photocell
Commercial | Com ¦ VSD Air Compressor | 2039 | Technical | GWh | Before Competition Groups | 0.056722 | 0 | 0 | 21658.3705 | 2.619e-06 | 100 | Commercial_2039_Technical_GWh_Before Competition Groups_100 | VSD Air Compressor | 0.0002619% | 0 | 0.056722 | Commercial_2039_Technical_GWh_Before Competition Groups_VSD Air Compressor
Commercial | Com ¦ High Efficiency Induction Cooking | 2039 | Technical | GWh | Before Competition Groups | 0.0089872 | 0 | 0 | 21658.3705 | 4.1495e-07 | 101 | Commercial_2039_Technical_GWh_Before Competition Groups_101 | High Efficiency Induction Cooking | 4.15e-05% | 0 | 0.0089872 | Commercial_2039_Technical_GWh_Before Competition Groups_High Efficiency Induction Cooking
Commercial | Com ¦ Ground Source Heat Pump | 2039 | Achievable | GWh | Before Competition Groups | 0.0045077 | 0 | 0 | 12858.4562 | 3.5057e-07 | 82 | Commercial_2039_Achievable_GWh_Before Competition Groups_82 | Ground Source Heat Pump | 3.506e-05% | 0 | 0.0045077 | Commercial_2039_Achievable_GWh_Before Competition Groups_Ground Source Heat Pump
Commercial | Com ¦ Electric Convection Combination Ovens | 2039 | Achievable | GWh | Before Competition Groups | 0.0037845 | 0 | 0 | 12858.4562 | 2.9432e-07 | 83 | Commercial_2039_Achievable_GWh_Before Competition Groups_83 | Electric Convection Combination Ovens | 2.943e-05% | 0 | 0.0037845 | Commercial_2039_Achievable_GWh_Before Competition Groups_Electric Convection Combination Ovens
Commercial | Com ¦ Electric Convection Combination Ovens | 2039 | Economic | GWh | Before Competition Groups | 0.0045747 | 0 | 0 | 16886.7093 | 2.709e-07 | 86 | Commercial_2039_Economic_GWh_Before Competition Groups_86 | Electric Convection Combination Ovens | 2.709e-05% | 0 | 0.0045747 | Commercial_2039_Economic_GWh_Before Competition Groups_Electric Convection Combination Ovens
Commercial | Com ¦ Electric Convection Combination Ovens | 2039 | Technical | GWh | Before Competition Groups | 0.0045747 | 0 | 0 | 21658.3705 | 2.1122e-07 | 102 | Commercial_2039_Technical_GWh_Before Competition Groups_102 | Electric Convection Combination Ovens | 2.112e-05% | 0 | 0.0045747 | Commercial_2039_Technical_GWh_Before Competition Groups_Electric Convection Combination Ovens
Commercial | Com ¦ LLLC - Low Impact Application | 2039 | Achievable | GWh | Before Competition Groups | 7.8323e-19 | 0 | 0 | 12858.4562 | 6.0912e-23 | 84 | Commercial_2039_Achievable_GWh_Before Competition Groups_84 | LLLC - Low Impact Application | 6.091e-21% | 0 | 7.8323e-19 | Commercial_2039_Achievable_GWh_Before Competition Groups_LLLC - Low Impact Application
Commercial | Com ¦ LLLC - High Impact Application | 2039 | Achievable | GWh | Before Competition Groups | 3.9395e-19 | 0 | 0 | 12858.4562 | 3.0637e-23 | 85 | Commercial_2039_Achievable_GWh_Before Competition Groups_85 | LLLC - High Impact Application | 3.064e-21% | 0 | 3.9395e-19 | Commercial_2039_Achievable_GWh_Before Competition Groups_LLLC - High Impact Application
Commercial | Com ¦ Networked/Connected - High Impact Application | 2039 | Achievable | GWh | Before Competition Groups | 9.449e-21 | 0 | 0 | 12858.4562 | 7.3484e-25 | 86 | Commercial_2039_Achievable_GWh_Before Competition Groups_86 | Networked/Connected - High Impact Application | 7.348e-23% | 0 | 9.449e-21 | Commercial_2039_Achievable_GWh_Before Competition Groups_Networked/Connected - High Impact Application
Commercial | Com ¦ Networked/Connected - Low Impact Application | 2039 | Achievable | GWh | Before Competition Groups | 4.1576e-21 | 0 | 0 | 12858.4562 | 3.2334e-25 | 87 | Commercial_2039_Achievable_GWh_Before Competition Groups_87 | Networked/Connected - Low Impact Application | 3.233e-23% | 0 | 4.1576e-21 | Commercial_2039_Achievable_GWh_Before Competition Groups_Networked/Connected - Low Impact Application
Commercial | Com ¦ High R-Value Glass Doors/no-heat glass door | 2039 | Achievable | GWh | Before Competition Groups | 0 | 0 | 0 | 12858.4562 | 0 | 88 | Commercial_2039_Achievable_GWh_Before Competition Groups_88 | High R-Value Glass Doors/no-heat glass door | 0% | 0 | 0 | Commercial_2039_Achievable_GWh_Before Competition Groups_High R-Value Glass Doors/no-heat glass door
Commercial | Com ¦ High R-Value Glass Doors/no-heat glass door | 2039 | Economic | GWh | Before Competition Groups | 0 | 0 | 0 | 16886.7093 | 0 | 87 | Commercial_2039_Economic_GWh_Before Competition Groups_87 | High R-Value Glass Doors/no-heat glass door | 0% | 0 | 0 | Commercial_2039_Economic_GWh_Before Competition Groups_High R-Value Glass Doors/no-heat glass door
Commercial | Com ¦ Building Recommissioning, Operations and Maintenance (O&M) Improvements | 2040 | Achievable | GWh | Before Competition Groups | 1560.4733 | 0 | 0 | 13242.3044 | 0.11784 | 1 | Commercial_2040_Achievable_GWh_Before Competition Groups_1 | Building Recommissioning, Operations and Maintenance (O&M) Improvements | 11.78% | 0 | 1560.4733 | Commercial_2040_Achievable_GWh_Before Competition Groups_Building Recommissioning, Operations and Maintenance (O&M) Improvements
Commercial | Com ¦ Building Recommissioning, Operations and Maintenance (O&M) Improvements | 2040 | Economic | GWh | Before Competition Groups | 1913.6324 | 0 | 0 | 16982.6432 | 0.11268 | 1 | Commercial_2040_Economic_GWh_Before Competition Groups_1 | Building Recommissioning, Operations and Maintenance (O&M) Improvements | 11.27% | 0 | 1913.6324 | Commercial_2040_Economic_GWh_Before Competition Groups_Building Recommissioning, Operations and Maintenance (O&M) Improvements
Commercial | Com ¦ LED Low/High Bay | 2040 | Achievable | GWh | Before Competition Groups | 1308.1016 | 0 | 0 | 13242.3044 | 0.098782 | 2 | Commercial_2040_Achievable_GWh_Before Competition Groups_2 | LED Low/High Bay | 9.878% | 0 | 1308.1016 | Commercial_2040_Achievable_GWh_Before Competition Groups_LED Low/High Bay
Commercial | Com ¦ Central Lighting Control System | 2040 | Technical | GWh | Before Competition Groups | 2005.6568 | 0 | 0 | 21728.6494 | 0.092305 | 1 | Commercial_2040_Technical_GWh_Before Competition Groups_1 | Central Lighting Control System | 9.23% | 0 | 2005.6568 | Commercial_2040_Technical_GWh_Before Competition Groups_Central Lighting Control System
Commercial | Com ¦ Building Recommissioning, Operations and Maintenance (O&M) Improvements | 2040 | Technical | GWh | Before Competition Groups | 1913.6324 | 0 | 0 | 21728.6494 | 0.08807 | 2 | Commercial_2040_Technical_GWh_Before Competition Groups_2 | Building Recommissioning, Operations and Maintenance (O&M) Improvements | 8.807% | 0 | 1913.6324 | Commercial_2040_Technical_GWh_Before Competition Groups_Building Recommissioning, Operations and Maintenance (O&M) Improvements
Commercial | Com ¦ LED Troffer/Surface/Suspended | 2040 | Achievable | GWh | Before Competition Groups | 1089.6431 | 0 | 0 | 13242.3044 | 0.082285 | 3 | Commercial_2040_Achievable_GWh_Before Competition Groups_3 | LED Troffer/Surface/Suspended | 8.229% | 0 | 1089.6431 | Commercial_2040_Achievable_GWh_Before Competition Groups_LED Troffer/Surface/Suspended
Commercial | Com ¦ ENERGY STAR LED LAMPS (REFLECTOR LAMPs/MR16/PAR 16) | 2040 | Achievable | GWh | Before Competition Groups | 1060.8602 | 0 | 0 | 13242.3044 | 0.080111 | 4 | Commercial_2040_Achievable_GWh_Before Competition Groups_4 | ENERGY STAR LED LAMPS (REFLECTOR LAMPs/MR16/PAR 16) | 8.011% | 0 | 1060.8602 | Commercial_2040_Achievable_GWh_Before Competition Groups_ENERGY STAR LED LAMPS (REFLECTOR LAMPs/MR16/PAR 16)
Commercial | Com ¦ LED Low/High Bay | 2040 | Economic | GWh | Before Competition Groups | 1154.8049 | 0 | 0 | 16982.6432 | 0.067999 | 2 | Commercial_2040_Economic_GWh_Before Competition Groups_2 | LED Low/High Bay | 6.8% | 0 | 1154.8049 | Commercial_2040_Economic_GWh_Before Competition Groups_LED Low/High Bay
Commercial | Com ¦ ENERGY STAR LED LAMPS (REFLECTOR LAMPs/MR16/PAR 16) | 2040 | Economic | GWh | Before Competition Groups | 1061.3359 | 0 | 0 | 16982.6432 | 0.062495 | 3 | Commercial_2040_Economic_GWh_Before Competition Groups_3 | ENERGY STAR LED LAMPS (REFLECTOR LAMPs/MR16/PAR 16) | 6.25% | 0 | 1061.3359 | Commercial_2040_Economic_GWh_Before Competition Groups_ENERGY STAR LED LAMPS (REFLECTOR LAMPs/MR16/PAR 16)
Commercial | Com ¦ LED Troffer/Surface/Suspended | 2040 | Economic | GWh | Before Competition Groups | 926.1333 | 0 | 0 | 16982.6432 | 0.054534 | 4 | Commercial_2040_Economic_GWh_Before Competition Groups_4 | LED Troffer/Surface/Suspended | 5.453% | 0 | 926.1333 | Commercial_2040_Economic_GWh_Before Competition Groups_LED Troffer/Surface/Suspended
Commercial | Com ¦ LED Low/High Bay | 2040 | Technical | GWh | Before Competition Groups | 1154.8049 | 0 | 0 | 21728.6494 | 0.053147 | 3 | Commercial_2040_Technical_GWh_Before Competition Groups_3 | LED Low/High Bay | 5.315% | 0 | 1154.8049 | Commercial_2040_Technical_GWh_Before Competition Groups_LED Low/High Bay
Commercial | Com ¦ Education and Capacity Building/Energy Behavior | 2040 | Achievable | GWh | Before Competition Groups | 680.6878 | 0 | 0 | 13242.3044 | 0.051403 | 5 | Commercial_2040_Achievable_GWh_Before Competition Groups_5 | Education and Capacity Building/Energy Behavior | 5.14% | 0 | 680.6878 | Commercial_2040_Achievable_GWh_Before Competition Groups_Education and Capacity Building/Energy Behavior
Commercial | Com ¦ LED EXTERIOR AREA LIGHTS - LED fixture (200W) | 2040 | Achievable | GWh | Before Competition Groups | 655.3405 | 0 | 0 | 13242.3044 | 0.049488 | 6 | Commercial_2040_Achievable_GWh_Before Competition Groups_6 | LED EXTERIOR AREA LIGHTS - LED fixture (200W) | 4.949% | 0 | 655.3405 | Commercial_2040_Achievable_GWh_Before Competition Groups_LED EXTERIOR AREA LIGHTS - LED fixture (200W)
Commercial | Com ¦ ENERGY STAR LED LAMPS (REFLECTOR LAMPs/MR16/PAR 16) | 2040 | Technical | GWh | Before Competition Groups | 1074.1506 | 0 | 0 | 21728.6494 | 0.049435 | 4 | Commercial_2040_Technical_GWh_Before Competition Groups_4 | ENERGY STAR LED LAMPS (REFLECTOR LAMPs/MR16/PAR 16) | 4.943% | 0 | 1074.1506 | Commercial_2040_Technical_GWh_Before Competition Groups_ENERGY STAR LED LAMPS (REFLECTOR LAMPs/MR16/PAR 16)
Commercial | Com ¦ LED Replacement Lamp (Tube) | 2040 | Achievable | GWh | Before Competition Groups | 649.2499 | 0 | 0 | 13242.3044 | 0.049028 | 7 | Commercial_2040_Achievable_GWh_Before Competition Groups_7 | LED Replacement Lamp (Tube) | 4.903% | 0 | 649.2499 | Commercial_2040_Achievable_GWh_Before Competition Groups_LED Replacement Lamp (Tube)
Commercial | Com ¦ LLLC - Low Impact Application | 2040 | Economic | GWh | Before Competition Groups | 797.9109 | 0 | 0 | 16982.6432 | 0.046984 | 5 | Commercial_2040_Economic_GWh_Before Competition Groups_5 | LLLC - Low Impact Application | 4.698% | 0 | 797.9109 | Commercial_2040_Economic_GWh_Before Competition Groups_LLLC - Low Impact Application
Commercial | Com ¦ LED parking lot fixture | 2040 | Achievable | GWh | Before Competition Groups | 618.7342 | 0 | 0 | 13242.3044 | 0.046724 | 8 | Commercial_2040_Achievable_GWh_Before Competition Groups_8 | LED parking lot fixture | 4.672% | 0 | 618.7342 | Commercial_2040_Achievable_GWh_Before Competition Groups_LED parking lot fixture
Commercial | Com ¦ LLLC - High Impact Application | 2040 | Economic | GWh | Before Competition Groups | 792.9539 | 0 | 0 | 16982.6432 | 0.046692 | 6 | Commercial_2040_Economic_GWh_Before Competition Groups_6 | LLLC - High Impact Application | 4.669% | 0 | 792.9539 | Commercial_2040_Economic_GWh_Before Competition Groups_LLLC - High Impact Application
Commercial | Com ¦ LED Replacement Lamp (Tube) | 2040 | Economic | GWh | Before Competition Groups | 775.84 | 0 | 0 | 16982.6432 | 0.045684 | 7 | Commercial_2040_Economic_GWh_Before Competition Groups_7 | LED Replacement Lamp (Tube) | 4.568% | 0 | 775.84 | Commercial_2040_Economic_GWh_Before Competition Groups_LED Replacement Lamp (Tube)
Commercial | Com ¦ Furnace Tune-Up | 2040 | Achievable | GWh | Before Competition Groups | 602.9022 | 0 | 0 | 13242.3044 | 0.045528 | 9 | Commercial_2040_Achievable_GWh_Before Competition Groups_9 | Furnace Tune-Up | 4.553% | 0 | 602.9022 | Commercial_2040_Achievable_GWh_Before Competition Groups_Furnace Tune-Up
Commercial | Com ¦ High Efficiency Air Source Heat Pump | 2040 | Economic | GWh | Before Competition Groups | 725.098 | 0 | 0 | 16982.6432 | 0.042696 | 8 | Commercial_2040_Economic_GWh_Before Competition Groups_8 | High Efficiency Air Source Heat Pump | 4.27% | 0 | 725.098 | Commercial_2040_Economic_GWh_Before Competition Groups_High Efficiency Air Source Heat Pump
Commercial | Com ¦ LED Troffer/Surface/Suspended | 2040 | Technical | GWh | Before Competition Groups | 926.1333 | 0 | 0 | 21728.6494 | 0.042623 | 5 | Commercial_2040_Technical_GWh_Before Competition Groups_5 | LED Troffer/Surface/Suspended | 4.262% | 0 | 926.1333 | Commercial_2040_Technical_GWh_Before Competition Groups_LED Troffer/Surface/Suspended
Commercial | Com ¦ Networked/Connected - High Impact Application | 2040 | Economic | GWh | Before Competition Groups | 716.712 | 0 | 0 | 16982.6432 | 0.042203 | 9 | Commercial_2040_Economic_GWh_Before Competition Groups_9 | Networked/Connected - High Impact Application | 4.22% | 0 | 716.712 | Commercial_2040_Economic_GWh_Before Competition Groups_Networked/Connected - High Impact Application
Commercial | Com ¦ Education and Capacity Building/Energy Behavior | 2040 | Economic | GWh | Before Competition Groups | 714.0231 | 0 | 0 | 16982.6432 | 0.042044 | 10 | Commercial_2040_Economic_GWh_Before Competition Groups_10 | Education and Capacity Building/Energy Behavior | 4.204% | 0 | 714.0231 | Commercial_2040_Economic_GWh_Before Competition Groups_Education and Capacity Building/Energy Behavior
Commercial | Com ¦ LED EXTERIOR AREA LIGHTS - LED fixture (200W) | 2040 | Economic | GWh | Before Competition Groups | 669.9685 | 0 | 0 | 16982.6432 | 0.03945 | 11 | Commercial_2040_Economic_GWh_Before Competition Groups_11 | LED EXTERIOR AREA LIGHTS - LED fixture (200W) | 3.945% | 0 | 669.9685 | Commercial_2040_Economic_GWh_Before Competition Groups_LED EXTERIOR AREA LIGHTS - LED fixture (200W)
Commercial | Com ¦ LED parking lot fixture | 2040 | Economic | GWh | Before Competition Groups | 629.8982 | 0 | 0 | 16982.6432 | 0.037091 | 12 | Commercial_2040_Economic_GWh_Before Competition Groups_12 | LED parking lot fixture | 3.709% | 0 | 629.8982 | Commercial_2040_Economic_GWh_Before Competition Groups_LED parking lot fixture
Commercial | Com ¦ LLLC - Low Impact Application | 2040 | Technical | GWh | Before Competition Groups | 797.9109 | 0 | 0 | 21728.6494 | 0.036722 | 6 | Commercial_2040_Technical_GWh_Before Competition Groups_6 | LLLC - Low Impact Application | 3.672% | 0 | 797.9109 | Commercial_2040_Technical_GWh_Before Competition Groups_LLLC - Low Impact Application
Commercial | Com ¦ LLLC - High Impact Application | 2040 | Technical | GWh | Before Competition Groups | 792.9539 | 0 | 0 | 21728.6494 | 0.036493 | 7 | Commercial_2040_Technical_GWh_Before Competition Groups_7 | LLLC - High Impact Application | 3.649% | 0 | 792.9539 | Commercial_2040_Technical_GWh_Before Competition Groups_LLLC - High Impact Application
Commercial | Com ¦ LED Replacement Lamp (Tube) | 2040 | Technical | GWh | Before Competition Groups | 775.84 | 0 | 0 | 21728.6494 | 0.035706 | 8 | Commercial_2040_Technical_GWh_Before Competition Groups_8 | LED Replacement Lamp (Tube) | 3.571% | 0 | 775.84 | Commercial_2040_Technical_GWh_Before Competition Groups_LED Replacement Lamp (Tube)
Commercial | Com ¦ High Efficiency Air Source Heat Pump | 2040 | Technical | GWh | Before Competition Groups | 725.098 | 0 | 0 | 21728.6494 | 0.033371 | 9 | Commercial_2040_Technical_GWh_Before Competition Groups_9 | High Efficiency Air Source Heat Pump | 3.337% | 0 | 725.098 | Commercial_2040_Technical_GWh_Before Competition Groups_High Efficiency Air Source Heat Pump
Commercial | Com ¦ Networked/Connected - High Impact Application | 2040 | Technical | GWh | Before Competition Groups | 716.712 | 0 | 0 | 21728.6494 | 0.032985 | 10 | Commercial_2040_Technical_GWh_Before Competition Groups_10 | Networked/Connected - High Impact Application | 3.298% | 0 | 716.712 | Commercial_2040_Technical_GWh_Before Competition Groups_Networked/Connected - High Impact Application
Commercial | Com ¦ Education and Capacity Building/Energy Behavior | 2040 | Technical | GWh | Before Competition Groups | 714.0231 | 0 | 0 | 21728.6494 | 0.032861 | 11 | Commercial_2040_Technical_GWh_Before Competition Groups_11 | Education and Capacity Building/Energy Behavior | 3.286% | 0 | 714.0231 | Commercial_2040_Technical_GWh_Before Competition Groups_Education and Capacity Building/Energy Behavior
Commercial | Com ¦ Networked/Connected - Low Impact Application | 2040 | Technical | GWh | Before Competition Groups | 686.0374 | 0 | 0 | 21728.6494 | 0.031573 | 12 | Commercial_2040_Technical_GWh_Before Competition Groups_12 | Networked/Connected - Low Impact Application | 3.157% | 0 | 686.0374 | Commercial_2040_Technical_GWh_Before Competition Groups_Networked/Connected - Low Impact Application
Commercial | Com ¦ LED street light fixture | 2040 | Achievable | GWh | Before Competition Groups | 410.1857 | 0 | 0 | 13242.3044 | 0.030975 | 10 | Commercial_2040_Achievable_GWh_Before Competition Groups_10 | LED street light fixture | 3.098% | 0 | 410.1857 | Commercial_2040_Achievable_GWh_Before Competition Groups_LED street light fixture
Commercial | Com ¦ LED EXTERIOR AREA LIGHTS - LED fixture (200W) | 2040 | Technical | GWh | Before Competition Groups | 669.9685 | 0 | 0 | 21728.6494 | 0.030833 | 13 | Commercial_2040_Technical_GWh_Before Competition Groups_13 | LED EXTERIOR AREA LIGHTS - LED fixture (200W) | 3.083% | 0 | 669.9685 | Commercial_2040_Technical_GWh_Before Competition Groups_LED EXTERIOR AREA LIGHTS - LED fixture (200W)
Commercial | Com ¦ Furnace Tune-Up | 2040 | Economic | GWh | Before Competition Groups | 506.4009 | 0 | 0 | 16982.6432 | 0.029819 | 13 | Commercial_2040_Economic_GWh_Before Competition Groups_13 | Furnace Tune-Up | 2.982% | 0 | 506.4009 | Commercial_2040_Economic_GWh_Before Competition Groups_Furnace Tune-Up
Commercial | Com ¦ Smart Strip Plug Outlets | 2040 | Technical | GWh | Before Competition Groups | 646.1308 | 0 | 0 | 21728.6494 | 0.029736 | 14 | Commercial_2040_Technical_GWh_Before Competition Groups_14 | Smart Strip Plug Outlets | 2.974% | 0 | 646.1308 | Commercial_2040_Technical_GWh_Before Competition Groups_Smart Strip Plug Outlets
Commercial | Com ¦ LED parking lot fixture | 2040 | Technical | GWh | Before Competition Groups | 629.8982 | 0 | 0 | 21728.6494 | 0.028989 | 15 | Commercial_2040_Technical_GWh_Before Competition Groups_15 | LED parking lot fixture | 2.899% | 0 | 629.8982 | Commercial_2040_Technical_GWh_Before Competition Groups_LED parking lot fixture
Commercial | Com ¦ Refrigerated Display Case Doors | 2040 | Achievable | GWh | Before Competition Groups | 334.7837 | 0 | 0 | 13242.3044 | 0.025281 | 11 | Commercial_2040_Achievable_GWh_Before Competition Groups_11 | Refrigerated Display Case Doors | 2.528% | 0 | 334.7837 | Commercial_2040_Achievable_GWh_Before Competition Groups_Refrigerated Display Case Doors
Commercial | Com ¦ LED street light fixture | 2040 | Economic | GWh | Before Competition Groups | 422.8448 | 0 | 0 | 16982.6432 | 0.024899 | 14 | Commercial_2040_Economic_GWh_Before Competition Groups_14 | LED street light fixture | 2.49% | 0 | 422.8448 | Commercial_2040_Economic_GWh_Before Competition Groups_LED street light fixture
Commercial | Com ¦ Variable Refrigerant Flow Heat Pump | 2040 | Technical | GWh | Before Competition Groups | 528.0538 | 0 | 0 | 21728.6494 | 0.024302 | 16 | Commercial_2040_Technical_GWh_Before Competition Groups_16 | Variable Refrigerant Flow Heat Pump | 2.43% | 0 | 528.0538 | Commercial_2040_Technical_GWh_Before Competition Groups_Variable Refrigerant Flow Heat Pump
Commercial | Com ¦ Refrigerated Display Case Doors | 2040 | Economic | GWh | Before Competition Groups | 401.5123 | 0 | 0 | 16982.6432 | 0.023643 | 15 | Commercial_2040_Economic_GWh_Before Competition Groups_15 | Refrigerated Display Case Doors | 2.364% | 0 | 401.5123 | Commercial_2040_Economic_GWh_Before Competition Groups_Refrigerated Display Case Doors
Commercial | Com ¦ Furnace Tune-Up | 2040 | Technical | GWh | Before Competition Groups | 506.4009 | 0 | 0 | 21728.6494 | 0.023306 | 17 | Commercial_2040_Technical_GWh_Before Competition Groups_17 | Furnace Tune-Up | 2.331% | 0 | 506.4009 | Commercial_2040_Technical_GWh_Before Competition Groups_Furnace Tune-Up
Commercial | Com ¦ Networked/Connected - Low Impact Application | 2040 | Economic | GWh | Before Competition Groups | 387.7201 | 0 | 0 | 16982.6432 | 0.02283 | 16 | Commercial_2040_Economic_GWh_Before Competition Groups_16 | Networked/Connected - Low Impact Application | 2.283% | 0 | 387.7201 | Commercial_2040_Economic_GWh_Before Competition Groups_Networked/Connected - Low Impact Application
Commercial | Com ¦ High Efficiency Air Source Heat Pump | 2040 | Achievable | GWh | Before Competition Groups | 297.4431 | 0 | 0 | 13242.3044 | 0.022462 | 12 | Commercial_2040_Achievable_GWh_Before Competition Groups_12 | High Efficiency Air Source Heat Pump | 2.246% | 0 | 297.4431 | Commercial_2040_Achievable_GWh_Before Competition Groups_High Efficiency Air Source Heat Pump
Commercial | Com ¦ Refrigerated Display Case Doors | 2040 | Technical | GWh | Before Competition Groups | 487.4902 | 0 | 0 | 21728.6494 | 0.022435 | 18 | Commercial_2040_Technical_GWh_Before Competition Groups_18 | Refrigerated Display Case Doors | 2.244% | 0 | 487.4902 | Commercial_2040_Technical_GWh_Before Competition Groups_Refrigerated Display Case Doors
Commercial | Com ¦ Reach-in Shaded Pole to ECM/PSC Evaporator Fan Motor | 2040 | Achievable | GWh | Before Competition Groups | 289.4384 | 0 | 0 | 13242.3044 | 0.021857 | 13 | Commercial_2040_Achievable_GWh_Before Competition Groups_13 | Reach-in Shaded Pole to ECM/PSC Evaporator Fan Motor | 2.186% | 0 | 289.4384 | Commercial_2040_Achievable_GWh_Before Competition Groups_Reach-in Shaded Pole to ECM/PSC Evaporator Fan Motor
Commercial | Com ¦ Reach-in Shaded Pole to ECM/PSC Evaporator Fan Motor | 2040 | Economic | GWh | Before Competition Groups | 367.0625 | 0 | 0 | 16982.6432 | 0.021614 | 17 | Commercial_2040_Economic_GWh_Before Competition Groups_17 | Reach-in Shaded Pole to ECM/PSC Evaporator Fan Motor | 2.161% | 0 | 367.0625 | Commercial_2040_Economic_GWh_Before Competition Groups_Reach-in Shaded Pole to ECM/PSC Evaporator Fan Motor
Commercial | Com ¦ Advanced BAS/Controllers | 2040 | Achievable | GWh | Before Competition Groups | 278.952 | 0 | 0 | 13242.3044 | 0.021065 | 14 | Commercial_2040_Achievable_GWh_Before Competition Groups_14 | Advanced BAS/Controllers | 2.107% | 0 | 278.952 | Commercial_2040_Achievable_GWh_Before Competition Groups_Advanced BAS/Controllers
Commercial | Com ¦ Demand Control Ventilation | 2040 | Achievable | GWh | Before Competition Groups | 272.4964 | 0 | 0 | 13242.3044 | 0.020578 | 15 | Commercial_2040_Achievable_GWh_Before Competition Groups_15 | Demand Control Ventilation | 2.058% | 0 | 272.4964 | Commercial_2040_Achievable_GWh_Before Competition Groups_Demand Control Ventilation
Commercial | Com ¦ Advanced BAS/Controllers | 2040 | Economic | GWh | Before Competition Groups | 348.0971 | 0 | 0 | 16982.6432 | 0.020497 | 18 | Commercial_2040_Economic_GWh_Before Competition Groups_18 | Advanced BAS/Controllers | 2.05% | 0 | 348.0971 | Commercial_2040_Economic_GWh_Before Competition Groups_Advanced BAS/Controllers
Commercial | Com ¦ Strip Curtains | 2040 | Achievable | GWh | Before Competition Groups | 269.2299 | 0 | 0 | 13242.3044 | 0.020331 | 16 | Commercial_2040_Achievable_GWh_Before Competition Groups_16 | Strip Curtains | 2.033% | 0 | 269.2299 | Commercial_2040_Achievable_GWh_Before Competition Groups_Strip Curtains
Commercial | Com ¦ LED street light fixture | 2040 | Technical | GWh | Before Competition Groups | 422.8448 | 0 | 0 | 21728.6494 | 0.01946 | 19 | Commercial_2040_Technical_GWh_Before Competition Groups_19 | LED street light fixture | 1.946% | 0 | 422.8448 | Commercial_2040_Technical_GWh_Before Competition Groups_LED street light fixture
Commercial | Com ¦ Demand Control Ventilation | 2040 | Economic | GWh | Before Competition Groups | 329.7262 | 0 | 0 | 16982.6432 | 0.019415 | 19 | Commercial_2040_Economic_GWh_Before Competition Groups_19 | Demand Control Ventilation | 1.942% | 0 | 329.7262 | Commercial_2040_Economic_GWh_Before Competition Groups_Demand Control Ventilation
Commercial | Com ¦ Data Center Storage/Server Virtualization | 2040 | Achievable | GWh | Before Competition Groups | 254.2603 | 0 | 0 | 13242.3044 | 0.019201 | 17 | Commercial_2040_Achievable_GWh_Before Competition Groups_17 | Data Center Storage/Server Virtualization | 1.92% | 0 | 254.2603 | Commercial_2040_Achievable_GWh_Before Competition Groups_Data Center Storage/Server Virtualization
Commercial | Com ¦ Data Center Storage/Server Virtualization | 2040 | Economic | GWh | Before Competition Groups | 317.3069 | 0 | 0 | 16982.6432 | 0.018684 | 20 | Commercial_2040_Economic_GWh_Before Competition Groups_20 | Data Center Storage/Server Virtualization | 1.868% | 0 | 317.3069 | Commercial_2040_Economic_GWh_Before Competition Groups_Data Center Storage/Server Virtualization
Commercial | Com ¦ Reach-in Shaded Pole to ECM/PSC Evaporator Fan Motor | 2040 | Technical | GWh | Before Competition Groups | 367.0625 | 0 | 0 | 21728.6494 | 0.016893 | 20 | Commercial_2040_Technical_GWh_Before Competition Groups_20 | Reach-in Shaded Pole to ECM/PSC Evaporator Fan Motor | 1.689% | 0 | 367.0625 | Commercial_2040_Technical_GWh_Before Competition Groups_Reach-in Shaded Pole to ECM/PSC Evaporator Fan Motor
Commercial | Com ¦ Demand Control Ventilation | 2040 | Technical | GWh | Before Competition Groups | 348.3476 | 0 | 0 | 21728.6494 | 0.016032 | 21 | Commercial_2040_Technical_GWh_Before Competition Groups_21 | Demand Control Ventilation | 1.603% | 0 | 348.3476 | Commercial_2040_Technical_GWh_Before Competition Groups_Demand Control Ventilation
Commercial | Com ¦ Advanced BAS/Controllers | 2040 | Technical | GWh | Before Competition Groups | 348.0971 | 0 | 0 | 21728.6494 | 0.01602 | 22 | Commercial_2040_Technical_GWh_Before Competition Groups_22 | Advanced BAS/Controllers | 1.602% | 0 | 348.0971 | Commercial_2040_Technical_GWh_Before Competition Groups_Advanced BAS/Controllers
Commercial | Com ¦ Strip Curtains | 2040 | Economic | GWh | Before Competition Groups | 261.5486 | 0 | 0 | 16982.6432 | 0.015401 | 21 | Commercial_2040_Economic_GWh_Before Competition Groups_21 | Strip Curtains | 1.54% | 0 | 261.5486 | Commercial_2040_Economic_GWh_Before Competition Groups_Strip Curtains
Commercial | Com ¦ Variable Frequency Drive (VFD) | 2040 | Achievable | GWh | Before Competition Groups | 202.1285 | 0 | 0 | 13242.3044 | 0.015264 | 18 | Commercial_2040_Achievable_GWh_Before Competition Groups_18 | Variable Frequency Drive (VFD) | 1.526% | 0 | 202.1285 | Commercial_2040_Achievable_GWh_Before Competition Groups_Variable Frequency Drive (VFD)
Commercial | Com ¦ Centrally controlled desktop PC/NETWORK PC POWER MANAGEMENT SOFTWARE | 2040 | Achievable | GWh | Before Competition Groups | 196.0283 | 0 | 0 | 13242.3044 | 0.014803 | 19 | Commercial_2040_Achievable_GWh_Before Competition Groups_19 | Centrally controlled desktop PC/NETWORK PC POWER MANAGEMENT SOFTWARE | 1.48% | 0 | 196.0283 | Commercial_2040_Achievable_GWh_Before Competition Groups_Centrally controlled desktop PC/NETWORK PC POWER MANAGEMENT SOFTWARE
Commercial | Com ¦ Data Center Storage/Server Virtualization | 2040 | Technical | GWh | Before Competition Groups | 317.3069 | 0 | 0 | 21728.6494 | 0.014603 | 23 | Commercial_2040_Technical_GWh_Before Competition Groups_23 | Data Center Storage/Server Virtualization | 1.46% | 0 | 317.3069 | Commercial_2040_Technical_GWh_Before Competition Groups_Data Center Storage/Server Virtualization
Commercial | Com ¦ VFD on Pumps | 2040 | Achievable | GWh | Before Competition Groups | 189.9543 | 0 | 0 | 13242.3044 | 0.014345 | 20 | Commercial_2040_Achievable_GWh_Before Competition Groups_20 | VFD on Pumps | 1.434% | 0 | 189.9543 | Commercial_2040_Achievable_GWh_Before Competition Groups_VFD on Pumps
Commercial | Com ¦ LED or Equivalent Sign Lighting | 2040 | Achievable | GWh | Before Competition Groups | 175.4542 | 0 | 0 | 13242.3044 | 0.01325 | 21 | Commercial_2040_Achievable_GWh_Before Competition Groups_21 | LED or Equivalent Sign Lighting | 1.325% | 0 | 175.4542 | Commercial_2040_Achievable_GWh_Before Competition Groups_LED or Equivalent Sign Lighting
Commercial | Com ¦ Centrally controlled desktop PC/NETWORK PC POWER MANAGEMENT SOFTWARE | 2040 | Economic | GWh | Before Competition Groups | 212.9709 | 0 | 0 | 16982.6432 | 0.012541 | 22 | Commercial_2040_Economic_GWh_Before Competition Groups_22 | Centrally controlled desktop PC/NETWORK PC POWER MANAGEMENT SOFTWARE | 1.254% | 0 | 212.9709 | Commercial_2040_Economic_GWh_Before Competition Groups_Centrally controlled desktop PC/NETWORK PC POWER MANAGEMENT SOFTWARE
Commercial | Com ¦ Strip Curtains | 2040 | Technical | GWh | Before Competition Groups | 261.5486 | 0 | 0 | 21728.6494 | 0.012037 | 24 | Commercial_2040_Technical_GWh_Before Competition Groups_24 | Strip Curtains | 1.204% | 0 | 261.5486 | Commercial_2040_Technical_GWh_Before Competition Groups_Strip Curtains
Commercial | Com ¦ Adaptive Thermostats | 2040 | Achievable | GWh | Before Competition Groups | 150.0597 | 0 | 0 | 13242.3044 | 0.011332 | 22 | Commercial_2040_Achievable_GWh_Before Competition Groups_22 | Adaptive Thermostats | 1.133% | 0 | 150.0597 | Commercial_2040_Achievable_GWh_Before Competition Groups_Adaptive Thermostats
Commercial | Com ¦ Variable Refrigerant Flow Heat Pump | 2040 | Achievable | GWh | Before Competition Groups | 141.5892 | 0 | 0 | 13242.3044 | 0.010692 | 23 | Commercial_2040_Achievable_GWh_Before Competition Groups_23 | Variable Refrigerant Flow Heat Pump | 1.069% | 0 | 141.5892 | Commercial_2040_Achievable_GWh_Before Competition Groups_Variable Refrigerant Flow Heat Pump
Commercial | Com ¦ LED or Equivalent Sign Lighting | 2040 | Economic | GWh | Before Competition Groups | 180.7765 | 0 | 0 | 16982.6432 | 0.010645 | 23 | Commercial_2040_Economic_GWh_Before Competition Groups_23 | LED or Equivalent Sign Lighting | 1.064% | 0 | 180.7765 | Commercial_2040_Economic_GWh_Before Competition Groups_LED or Equivalent Sign Lighting
Commercial | Com ¦ Air Handler with Dedicated Outdoor Air Systems | 2040 | Achievable | GWh | Before Competition Groups | 134.6421 | 0 | 0 | 13242.3044 | 0.010168 | 24 | Commercial_2040_Achievable_GWh_Before Competition Groups_24 | Air Handler with Dedicated Outdoor Air Systems | 1.017% | 0 | 134.6421 | Commercial_2040_Achievable_GWh_Before Competition Groups_Air Handler with Dedicated Outdoor Air Systems
Commercial | Com ¦ Variable Frequency Drive (VFD) | 2040 | Economic | GWh | Before Competition Groups | 169.6203 | 0 | 0 | 16982.6432 | 0.0099879 | 24 | Commercial_2040_Economic_GWh_Before Competition Groups_24 | Variable Frequency Drive (VFD) | 0.9988% | 0 | 169.6203 | Commercial_2040_Economic_GWh_Before Competition Groups_Variable Frequency Drive (VFD)
Commercial | Com ¦ Unitary Air-Conditioning Unit | 2040 | Technical | GWh | Before Competition Groups | 216.7437 | 0 | 0 | 21728.6494 | 0.009975 | 25 | Commercial_2040_Technical_GWh_Before Competition Groups_25 | Unitary Air-Conditioning Unit | 0.9975% | 0 | 216.7437 | Commercial_2040_Technical_GWh_Before Competition Groups_Unitary Air-Conditioning Unit
Commercial | Com ¦ Centrally controlled desktop PC/NETWORK PC POWER MANAGEMENT SOFTWARE | 2040 | Technical | GWh | Before Competition Groups | 212.9709 | 0 | 0 | 21728.6494 | 0.0098014 | 26 | Commercial_2040_Technical_GWh_Before Competition Groups_26 | Centrally controlled desktop PC/NETWORK PC POWER MANAGEMENT SOFTWARE | 0.9801% | 0 | 212.9709 | Commercial_2040_Technical_GWh_Before Competition Groups_Centrally controlled desktop PC/NETWORK PC POWER MANAGEMENT SOFTWARE
Commercial | Com ¦ Door Gasket Freezer/Refrigerator | 2040 | Technical | GWh | Before Competition Groups | 210.5307 | 0 | 0 | 21728.6494 | 0.0096891 | 27 | Commercial_2040_Technical_GWh_Before Competition Groups_27 | Door Gasket Freezer/Refrigerator | 0.9689% | 0 | 210.5307 | Commercial_2040_Technical_GWh_Before Competition Groups_Door Gasket Freezer/Refrigerator
Commercial | Com ¦ Unitary Air-Conditioning Unit | 2040 | Achievable | GWh | Before Competition Groups | 127.2385 | 0 | 0 | 13242.3044 | 0.0096085 | 25 | Commercial_2040_Achievable_GWh_Before Competition Groups_25 | Unitary Air-Conditioning Unit | 0.9608% | 0 | 127.2385 | Commercial_2040_Achievable_GWh_Before Competition Groups_Unitary Air-Conditioning Unit
Commercial | Com ¦ VFD on Pumps | 2040 | Economic | GWh | Before Competition Groups | 159.4664 | 0 | 0 | 16982.6432 | 0.00939 | 25 | Commercial_2040_Economic_GWh_Before Competition Groups_25 | VFD on Pumps | 0.939% | 0 | 159.4664 | Commercial_2040_Economic_GWh_Before Competition Groups_VFD on Pumps
Commercial | Com ¦ Adaptive Thermostats | 2040 | Economic | GWh | Before Competition Groups | 151.228 | 0 | 0 | 16982.6432 | 0.0089049 | 26 | Commercial_2040_Economic_GWh_Before Competition Groups_26 | Adaptive Thermostats | 0.8905% | 0 | 151.228 | Commercial_2040_Economic_GWh_Before Competition Groups_Adaptive Thermostats
Commercial | Com ¦ LED or Equivalent Sign Lighting | 2040 | Technical | GWh | Before Competition Groups | 180.7765 | 0 | 0 | 21728.6494 | 0.0083197 | 28 | Commercial_2040_Technical_GWh_Before Competition Groups_28 | LED or Equivalent Sign Lighting | 0.832% | 0 | 180.7765 | Commercial_2040_Technical_GWh_Before Competition Groups_LED or Equivalent Sign Lighting
Commercial | Com ¦ Unitary Air-Conditioning Unit | 2040 | Economic | GWh | Before Competition Groups | 133.2001 | 0 | 0 | 16982.6432 | 0.0078433 | 27 | Commercial_2040_Economic_GWh_Before Competition Groups_27 | Unitary Air-Conditioning Unit | 0.7843% | 0 | 133.2001 | Commercial_2040_Economic_GWh_Before Competition Groups_Unitary Air-Conditioning Unit
Commercial | Com ¦ Variable Frequency Drive (VFD) | 2040 | Technical | GWh | Before Competition Groups | 169.6203 | 0 | 0 | 21728.6494 | 0.0078063 | 29 | Commercial_2040_Technical_GWh_Before Competition Groups_29 | Variable Frequency Drive (VFD) | 0.7806% | 0 | 169.6203 | Commercial_2040_Technical_GWh_Before Competition Groups_Variable Frequency Drive (VFD)
Commercial | Com ¦ Air Handler with Dedicated Outdoor Air Systems | 2040 | Economic | GWh | Before Competition Groups | 132.3771 | 0 | 0 | 16982.6432 | 0.0077948 | 28 | Commercial_2040_Economic_GWh_Before Competition Groups_28 | Air Handler with Dedicated Outdoor Air Systems | 0.7795% | 0 | 132.3771 | Commercial_2040_Economic_GWh_Before Competition Groups_Air Handler with Dedicated Outdoor Air Systems
Commercial | Com ¦ Refrigeration Optimization | 2040 | Technical | GWh | Before Competition Groups | 168.5729 | 0 | 0 | 21728.6494 | 0.0077581 | 30 | Commercial_2040_Technical_GWh_Before Competition Groups_30 | Refrigeration Optimization | 0.7758% | 0 | 168.5729 | Commercial_2040_Technical_GWh_Before Competition Groups_Refrigeration Optimization
Commercial | Com ¦ Demand Control Kitchen Ventilation | 2040 | Achievable | GWh | Before Competition Groups | 100.3415 | 0 | 0 | 13242.3044 | 0.0075773 | 26 | Commercial_2040_Achievable_GWh_Before Competition Groups_26 | Demand Control Kitchen Ventilation | 0.7577% | 0 | 100.3415 | Commercial_2040_Achievable_GWh_Before Competition Groups_Demand Control Kitchen Ventilation
Commercial | Com ¦ VFD on Pumps | 2040 | Technical | GWh | Before Competition Groups | 159.4664 | 0 | 0 | 21728.6494 | 0.007339 | 31 | Commercial_2040_Technical_GWh_Before Competition Groups_31 | VFD on Pumps | 0.7339% | 0 | 159.4664 | Commercial_2040_Technical_GWh_Before Competition Groups_VFD on Pumps
Commercial | Com ¦ Condensing Make Up Air Unit | 2040 | Economic | GWh | Before Competition Groups | 123.5581 | 0 | 0 | 16982.6432 | 0.0072755 | 29 | Commercial_2040_Economic_GWh_Before Competition Groups_29 | Condensing Make Up Air Unit | 0.7276% | 0 | 123.5581 | Commercial_2040_Economic_GWh_Before Competition Groups_Condensing Make Up Air Unit
Commercial | Com ¦ Demand Control Kitchen Ventilation | 2040 | Economic | GWh | Before Competition Groups | 122.1222 | 0 | 0 | 16982.6432 | 0.007191 | 30 | Commercial_2040_Economic_GWh_Before Competition Groups_30 | Demand Control Kitchen Ventilation | 0.7191% | 0 | 122.1222 | Commercial_2040_Economic_GWh_Before Competition Groups_Demand Control Kitchen Ventilation
Commercial | Com ¦ Condensing Make Up Air Unit | 2040 | Achievable | GWh | Before Competition Groups | 95.088 | 0 | 0 | 13242.3044 | 0.0071806 | 27 | Commercial_2040_Achievable_GWh_Before Competition Groups_27 | Condensing Make Up Air Unit | 0.7181% | 0 | 95.088 | Commercial_2040_Achievable_GWh_Before Competition Groups_Condensing Make Up Air Unit
Commercial | Com ¦ Variable Refrigerant Flow Heat Pump | 2040 | Economic | GWh | Before Competition Groups | 121.7646 | 0 | 0 | 16982.6432 | 0.0071699 | 31 | Commercial_2040_Economic_GWh_Before Competition Groups_31 | Variable Refrigerant Flow Heat Pump | 0.717% | 0 | 121.7646 | Commercial_2040_Economic_GWh_Before Competition Groups_Variable Refrigerant Flow Heat Pump
Commercial | Com ¦ ECM MOTORS FOR EVAPORATOR FANS for refrigeration (WALK-IN) | 2040 | Achievable | GWh | Before Competition Groups | 94.7423 | 0 | 0 | 13242.3044 | 0.0071545 | 28 | Commercial_2040_Achievable_GWh_Before Competition Groups_28 | ECM MOTORS FOR EVAPORATOR FANS for refrigeration (WALK-IN) | 0.7155% | 0 | 94.7423 | Commercial_2040_Achievable_GWh_Before Competition Groups_ECM MOTORS FOR EVAPORATOR FANS for refrigeration (WALK-IN)
Commercial | Com ¦ Adaptive Thermostats | 2040 | Technical | GWh | Before Competition Groups | 152.2345 | 0 | 0 | 21728.6494 | 0.0070062 | 32 | Commercial_2040_Technical_GWh_Before Competition Groups_32 | Adaptive Thermostats | 0.7006% | 0 | 152.2345 | Commercial_2040_Technical_GWh_Before Competition Groups_Adaptive Thermostats
Commercial | Com ¦ Condensing Unit Heaters or other Efficient Unit Heating System | 2040 | Achievable | GWh | Before Competition Groups | 91.477 | 0 | 0 | 13242.3044 | 0.0069079 | 29 | Commercial_2040_Achievable_GWh_Before Competition Groups_29 | Condensing Unit Heaters or other Efficient Unit Heating System | 0.6908% | 0 | 91.477 | Commercial_2040_Achievable_GWh_Before Competition Groups_Condensing Unit Heaters or other Efficient Unit Heating System
Commercial | Com ¦ Condensing Make Up Air Unit | 2040 | Technical | GWh | Before Competition Groups | 145.6297 | 0 | 0 | 21728.6494 | 0.0067022 | 33 | Commercial_2040_Technical_GWh_Before Competition Groups_33 | Condensing Make Up Air Unit | 0.6702% | 0 | 145.6297 | Commercial_2040_Technical_GWh_Before Competition Groups_Condensing Make Up Air Unit
Commercial | Com ¦ ENERGY STAR LED LAMPS (General Service Lamps) | 2040 | Achievable | GWh | Before Competition Groups | 84.1399 | 0 | 0 | 13242.3044 | 0.0063539 | 30 | Commercial_2040_Achievable_GWh_Before Competition Groups_30 | ENERGY STAR LED LAMPS (General Service Lamps) | 0.6354% | 0 | 84.1399 | Commercial_2040_Achievable_GWh_Before Competition Groups_ENERGY STAR LED LAMPS (General Service Lamps)
Commercial | Com ¦ ENERGY STAR FREEZER | 2040 | Technical | GWh | Before Competition Groups | 135.6804 | 0 | 0 | 21728.6494 | 0.0062443 | 34 | Commercial_2040_Technical_GWh_Before Competition Groups_34 | ENERGY STAR FREEZER | 0.6244% | 0 | 135.6804 | Commercial_2040_Technical_GWh_Before Competition Groups_ENERGY STAR FREEZER
Commercial | Com ¦ Air Handler with Dedicated Outdoor Air Systems | 2040 | Technical | GWh | Before Competition Groups | 132.3771 | 0 | 0 | 21728.6494 | 0.0060923 | 35 | Commercial_2040_Technical_GWh_Before Competition Groups_35 | Air Handler with Dedicated Outdoor Air Systems | 0.6092% | 0 | 132.3771 | Commercial_2040_Technical_GWh_Before Competition Groups_Air Handler with Dedicated Outdoor Air Systems
Commercial | Com ¦ Super-High Efficiency Furnaces (Emerging Tech) | 2040 | Technical | GWh | Before Competition Groups | 127.4136 | 0 | 0 | 21728.6494 | 0.0058639 | 36 | Commercial_2040_Technical_GWh_Before Competition Groups_36 | Super-High Efficiency Furnaces (Emerging Tech) | 0.5864% | 0 | 127.4136 | Commercial_2040_Technical_GWh_Before Competition Groups_Super-High Efficiency Furnaces (Emerging Tech)
Commercial | Com ¦ ENERGY STAR ICE MACHINES - Ice Making Head | 2040 | Technical | GWh | Before Competition Groups | 125.2259 | 0 | 0 | 21728.6494 | 0.0057632 | 37 | Commercial_2040_Technical_GWh_Before Competition Groups_37 | ENERGY STAR ICE MACHINES - Ice Making Head | 0.5763% | 0 | 125.2259 | Commercial_2040_Technical_GWh_Before Competition Groups_ENERGY STAR ICE MACHINES - Ice Making Head
Commercial | Com ¦ Evaporator Fan Controls | 2040 | Achievable | GWh | Before Competition Groups | 76.253 | 0 | 0 | 13242.3044 | 0.0057583 | 31 | Commercial_2040_Achievable_GWh_Before Competition Groups_31 | Evaporator Fan Controls | 0.5758% | 0 | 76.253 | Commercial_2040_Achievable_GWh_Before Competition Groups_Evaporator Fan Controls
Commercial | Com ¦ Demand Control Kitchen Ventilation | 2040 | Technical | GWh | Before Competition Groups | 122.1222 | 0 | 0 | 21728.6494 | 0.0056203 | 38 | Commercial_2040_Technical_GWh_Before Competition Groups_38 | Demand Control Kitchen Ventilation | 0.562% | 0 | 122.1222 | Commercial_2040_Technical_GWh_Before Competition Groups_Demand Control Kitchen Ventilation
Commercial | Com ¦ Freezer Case Light Sensor | 2040 | Achievable | GWh | Before Competition Groups | 74.3483 | 0 | 0 | 13242.3044 | 0.0056144 | 32 | Commercial_2040_Achievable_GWh_Before Competition Groups_32 | Freezer Case Light Sensor | 0.5614% | 0 | 74.3483 | Commercial_2040_Achievable_GWh_Before Competition Groups_Freezer Case Light Sensor
Commercial | Com ¦ Refrigerated Display Case LED | 2040 | Economic | GWh | Before Competition Groups | 93.5984 | 0 | 0 | 16982.6432 | 0.0055114 | 32 | Commercial_2040_Economic_GWh_Before Competition Groups_32 | Refrigerated Display Case LED | 0.5511% | 0 | 93.5984 | Commercial_2040_Economic_GWh_Before Competition Groups_Refrigerated Display Case LED
Commercial | Com ¦ ENERGY STAR LED LAMPS (General Service Lamps) | 2040 | Economic | GWh | Before Competition Groups | 86.5247 | 0 | 0 | 16982.6432 | 0.0050949 | 33 | Commercial_2040_Economic_GWh_Before Competition Groups_33 | ENERGY STAR LED LAMPS (General Service Lamps) | 0.5095% | 0 | 86.5247 | Commercial_2040_Economic_GWh_Before Competition Groups_ENERGY STAR LED LAMPS (General Service Lamps)
Commercial | Com ¦ Refrigerated Display Case LED | 2040 | Achievable | GWh | Before Competition Groups | 66.5587 | 0 | 0 | 13242.3044 | 0.0050262 | 33 | Commercial_2040_Achievable_GWh_Before Competition Groups_33 | Refrigerated Display Case LED | 0.5026% | 0 | 66.5587 | Commercial_2040_Achievable_GWh_Before Competition Groups_Refrigerated Display Case LED
Commercial | Com ¦ Refrigerated Display Case LED | 2040 | Technical | GWh | Before Competition Groups | 104.251 | 0 | 0 | 21728.6494 | 0.0047979 | 39 | Commercial_2040_Technical_GWh_Before Competition Groups_39 | Refrigerated Display Case LED | 0.4798% | 0 | 104.251 | Commercial_2040_Technical_GWh_Before Competition Groups_Refrigerated Display Case LED
Commercial | Com ¦ Indoor Daylight Sensors/Photocell Dimming Control | 2040 | Technical | GWh | Before Competition Groups | 102.5113 | 0 | 0 | 21728.6494 | 0.0047178 | 40 | Commercial_2040_Technical_GWh_Before Competition Groups_40 | Indoor Daylight Sensors/Photocell Dimming Control | 0.4718% | 0 | 102.5113 | Commercial_2040_Technical_GWh_Before Competition Groups_Indoor Daylight Sensors/Photocell Dimming Control
Commercial | Com ¦ ECM MOTORS FOR EVAPORATOR FANS for refrigeration (WALK-IN) | 2040 | Economic | GWh | Before Competition Groups | 79.7269 | 0 | 0 | 16982.6432 | 0.0046946 | 34 | Commercial_2040_Economic_GWh_Before Competition Groups_34 | ECM MOTORS FOR EVAPORATOR FANS for refrigeration (WALK-IN) | 0.4695% | 0 | 79.7269 | Commercial_2040_Economic_GWh_Before Competition Groups_ECM MOTORS FOR EVAPORATOR FANS for refrigeration (WALK-IN)
Commercial | Com ¦ Occupancy Sensors | 2040 | Economic | GWh | Before Competition Groups | 78.4118 | 0 | 0 | 16982.6432 | 0.0046172 | 35 | Commercial_2040_Economic_GWh_Before Competition Groups_35 | Occupancy Sensors | 0.4617% | 0 | 78.4118 | Commercial_2040_Economic_GWh_Before Competition Groups_Occupancy Sensors
Commercial | Com ¦ Door Gasket Freezer/Refrigerator | 2040 | Achievable | GWh | Before Competition Groups | 61.0106 | 0 | 0 | 13242.3044 | 0.0046072 | 34 | Commercial_2040_Achievable_GWh_Before Competition Groups_34 | Door Gasket Freezer/Refrigerator | 0.4607% | 0 | 61.0106 | Commercial_2040_Achievable_GWh_Before Competition Groups_Door Gasket Freezer/Refrigerator
Commercial | Com ¦ ENERGY STAR LED LAMPS (General Service Lamps) | 2040 | Technical | GWh | Before Competition Groups | 98.9771 | 0 | 0 | 21728.6494 | 0.0045551 | 41 | Commercial_2040_Technical_GWh_Before Competition Groups_41 | ENERGY STAR LED LAMPS (General Service Lamps) | 0.4555% | 0 | 98.9771 | Commercial_2040_Technical_GWh_Before Competition Groups_ENERGY STAR LED LAMPS (General Service Lamps)
Commercial | Com ¦ Condensing Unit Heaters or other Efficient Unit Heating System | 2040 | Economic | GWh | Before Competition Groups | 76.8461 | 0 | 0 | 16982.6432 | 0.004525 | 36 | Commercial_2040_Economic_GWh_Before Competition Groups_36 | Condensing Unit Heaters or other Efficient Unit Heating System | 0.4525% | 0 | 76.8461 | Commercial_2040_Economic_GWh_Before Competition Groups_Condensing Unit Heaters or other Efficient Unit Heating System
Commercial | Com ¦ ENERGY STAR FREEZER | 2040 | Economic | GWh | Before Competition Groups | 76.402 | 0 | 0 | 16982.6432 | 0.0044988 | 37 | Commercial_2040_Economic_GWh_Before Competition Groups_37 | ENERGY STAR FREEZER | 0.4499% | 0 | 76.402 | Commercial_2040_Economic_GWh_Before Competition Groups_ENERGY STAR FREEZER
Commercial | Com ¦ Adding reflective (White) roof treatment or a green roof | 2040 | Technical | GWh | Before Competition Groups | 90.0331 | 0 | 0 | 21728.6494 | 0.0041435 | 42 | Commercial_2040_Technical_GWh_Before Competition Groups_42 | Adding reflective (White) roof treatment or a green roof | 0.4144% | 0 | 90.0331 | Commercial_2040_Technical_GWh_Before Competition Groups_Adding reflective (White) roof treatment or a green roof
Commercial | Com ¦ Freezer Case Light Sensor | 2040 | Economic | GWh | Before Competition Groups | 65.8335 | 0 | 0 | 16982.6432 | 0.0038765 | 38 | Commercial_2040_Economic_GWh_Before Competition Groups_38 | Freezer Case Light Sensor | 0.3877% | 0 | 65.8335 | Commercial_2040_Economic_GWh_Before Competition Groups_Freezer Case Light Sensor
Commercial | Com ¦ Evaporator Fan Controls | 2040 | Economic | GWh | Before Competition Groups | 64.2061 | 0 | 0 | 16982.6432 | 0.0037807 | 39 | Commercial_2040_Economic_GWh_Before Competition Groups_39 | Evaporator Fan Controls | 0.3781% | 0 | 64.2061 | Commercial_2040_Economic_GWh_Before Competition Groups_Evaporator Fan Controls
Commercial | Com ¦ Super-High Efficiency Furnaces (Emerging Tech) | 2040 | Achievable | GWh | Before Competition Groups | 48.8181 | 0 | 0 | 13242.3044 | 0.0036865 | 35 | Commercial_2040_Achievable_GWh_Before Competition Groups_35 | Super-High Efficiency Furnaces (Emerging Tech) | 0.3687% | 0 | 48.8181 | Commercial_2040_Achievable_GWh_Before Competition Groups_Super-High Efficiency Furnaces (Emerging Tech)
Commercial | Com ¦ ECM MOTORS FOR EVAPORATOR FANS for refrigeration (WALK-IN) | 2040 | Technical | GWh | Before Competition Groups | 79.7269 | 0 | 0 | 21728.6494 | 0.0036692 | 43 | Commercial_2040_Technical_GWh_Before Competition Groups_43 | ECM MOTORS FOR EVAPORATOR FANS for refrigeration (WALK-IN) | 0.3669% | 0 | 79.7269 | Commercial_2040_Technical_GWh_Before Competition Groups_ECM MOTORS FOR EVAPORATOR FANS for refrigeration (WALK-IN)
Commercial | Com ¦ Occupancy Sensors | 2040 | Technical | GWh | Before Competition Groups | 78.4118 | 0 | 0 | 21728.6494 | 0.0036087 | 44 | Commercial_2040_Technical_GWh_Before Competition Groups_44 | Occupancy Sensors | 0.3609% | 0 | 78.4118 | Commercial_2040_Technical_GWh_Before Competition Groups_Occupancy Sensors
Commercial | Com ¦ Condensing Unit Heaters or other Efficient Unit Heating System | 2040 | Technical | GWh | Before Competition Groups | 76.8461 | 0 | 0 | 21728.6494 | 0.0035366 | 45 | Commercial_2040_Technical_GWh_Before Competition Groups_45 | Condensing Unit Heaters or other Efficient Unit Heating System | 0.3537% | 0 | 76.8461 | Commercial_2040_Technical_GWh_Before Competition Groups_Condensing Unit Heaters or other Efficient Unit Heating System
Commercial | Com ¦ Ground Source Heat Pump | 2040 | Technical | GWh | Before Competition Groups | 74.0666 | 0 | 0 | 21728.6494 | 0.0034087 | 46 | Commercial_2040_Technical_GWh_Before Competition Groups_46 | Ground Source Heat Pump | 0.3409% | 0 | 74.0666 | Commercial_2040_Technical_GWh_Before Competition Groups_Ground Source Heat Pump
Commercial | Com ¦ High R-Value Glass Doors/no-heat glass door | 2040 | Technical | GWh | Before Competition Groups | 70.9306 | 0 | 0 | 21728.6494 | 0.0032644 | 47 | Commercial_2040_Technical_GWh_Before Competition Groups_47 | High R-Value Glass Doors/no-heat glass door | 0.3264% | 0 | 70.9306 | Commercial_2040_Technical_GWh_Before Competition Groups_High R-Value Glass Doors/no-heat glass door
Commercial | Com ¦ HOTEL OCCUPANCY CONTROLS (HVAC + LIGHTING) | 2040 | Technical | GWh | Before Competition Groups | 68.821 | 0 | 0 | 21728.6494 | 0.0031673 | 48 | Commercial_2040_Technical_GWh_Before Competition Groups_48 | HOTEL OCCUPANCY CONTROLS (HVAC + LIGHTING) | 0.3167% | 0 | 68.821 | Commercial_2040_Technical_GWh_Before Competition Groups_HOTEL OCCUPANCY CONTROLS (HVAC + LIGHTING)
Commercial | Com ¦ ENERGY STAR FREEZER | 2040 | Achievable | GWh | Before Competition Groups | 41.624 | 0 | 0 | 13242.3044 | 0.0031433 | 36 | Commercial_2040_Achievable_GWh_Before Competition Groups_36 | ENERGY STAR FREEZER | 0.3143% | 0 | 41.624 | Commercial_2040_Achievable_GWh_Before Competition Groups_ENERGY STAR FREEZER
Commercial | Com ¦ Chilled Water Optimization | 2040 | Economic | GWh | Before Competition Groups | 53.3389 | 0 | 0 | 16982.6432 | 0.0031408 | 40 | Commercial_2040_Economic_GWh_Before Competition Groups_40 | Chilled Water Optimization | 0.3141% | 0 | 53.3389 | Commercial_2040_Economic_GWh_Before Competition Groups_Chilled Water Optimization
Commercial | Com ¦ ENERGY STAR Refrigerator | 2040 | Technical | GWh | Before Competition Groups | 67.1764 | 0 | 0 | 21728.6494 | 0.0030916 | 49 | Commercial_2040_Technical_GWh_Before Competition Groups_49 | ENERGY STAR Refrigerator | 0.3092% | 0 | 67.1764 | Commercial_2040_Technical_GWh_Before Competition Groups_ENERGY STAR Refrigerator
Commercial | Com ¦ Freezer Case Light Sensor | 2040 | Technical | GWh | Before Competition Groups | 65.8335 | 0 | 0 | 21728.6494 | 0.0030298 | 50 | Commercial_2040_Technical_GWh_Before Competition Groups_50 | Freezer Case Light Sensor | 0.303% | 0 | 65.8335 | Commercial_2040_Technical_GWh_Before Competition Groups_Freezer Case Light Sensor
Commercial | Com ¦ Elec Storage WH 2.30 Et | 2040 | Economic | GWh | Before Competition Groups | 50.4315 | 0 | 0 | 16982.6432 | 0.0029696 | 41 | Commercial_2040_Economic_GWh_Before Competition Groups_41 | Elec Storage WH 2.30 Et | 0.297% | 0 | 50.4315 | Commercial_2040_Economic_GWh_Before Competition Groups_Elec Storage WH 2.30 Et
Commercial | Com ¦ Evaporator Fan Controls | 2040 | Technical | GWh | Before Competition Groups | 64.2061 | 0 | 0 | 21728.6494 | 0.0029549 | 51 | Commercial_2040_Technical_GWh_Before Competition Groups_51 | Evaporator Fan Controls | 0.2955% | 0 | 64.2061 | Commercial_2040_Technical_GWh_Before Competition Groups_Evaporator Fan Controls
Commercial | Com ¦ BEVERAGE VENDING MACHINE CONTROLS | 2040 | Achievable | GWh | Before Competition Groups | 38.348 | 0 | 0 | 13242.3044 | 0.0028959 | 37 | Commercial_2040_Achievable_GWh_Before Competition Groups_37 | BEVERAGE VENDING MACHINE CONTROLS | 0.2896% | 0 | 38.348 | Commercial_2040_Achievable_GWh_Before Competition Groups_BEVERAGE VENDING MACHINE CONTROLS
Commercial | Com ¦ ENERGY STAR Griddle (74% eff) | 2040 | Economic | GWh | Before Competition Groups | 49.1326 | 0 | 0 | 16982.6432 | 0.0028931 | 42 | Commercial_2040_Economic_GWh_Before Competition Groups_42 | ENERGY STAR Griddle (74% eff) | 0.2893% | 0 | 49.1326 | Commercial_2040_Economic_GWh_Before Competition Groups_ENERGY STAR Griddle (74% eff)
Commercial | Com ¦ Occupancy Sensors | 2040 | Achievable | GWh | Before Competition Groups | 38.0992 | 0 | 0 | 13242.3044 | 0.0028771 | 38 | Commercial_2040_Achievable_GWh_Before Competition Groups_38 | Occupancy Sensors | 0.2877% | 0 | 38.0992 | Commercial_2040_Achievable_GWh_Before Competition Groups_Occupancy Sensors
Commercial | Com ¦ Elec Storage WH 2.30 Et | 2040 | Achievable | GWh | Before Competition Groups | 35.0669 | 0 | 0 | 13242.3044 | 0.0026481 | 39 | Commercial_2040_Achievable_GWh_Before Competition Groups_39 | Elec Storage WH 2.30 Et | 0.2648% | 0 | 35.0669 | Commercial_2040_Achievable_GWh_Before Competition Groups_Elec Storage WH 2.30 Et
Commercial | Com ¦ ENERGY STAR Griddle (74% eff) | 2040 | Achievable | GWh | Before Competition Groups | 34.5959 | 0 | 0 | 13242.3044 | 0.0026125 | 40 | Commercial_2040_Achievable_GWh_Before Competition Groups_40 | ENERGY STAR Griddle (74% eff) | 0.2613% | 0 | 34.5959 | Commercial_2040_Achievable_GWh_Before Competition Groups_ENERGY STAR Griddle (74% eff)
Commercial | Com ¦ Refrigeration Commissioning | 2040 | Economic | GWh | Before Competition Groups | 44.1356 | 0 | 0 | 16982.6432 | 0.0025989 | 43 | Commercial_2040_Economic_GWh_Before Competition Groups_43 | Refrigeration Commissioning | 0.2599% | 0 | 44.1356 | Commercial_2040_Economic_GWh_Before Competition Groups_Refrigeration Commissioning
Commercial | Com ¦ BEVERAGE VENDING MACHINE CONTROLS | 2040 | Economic | GWh | Before Competition Groups | 43.3376 | 0 | 0 | 16982.6432 | 0.0025519 | 44 | Commercial_2040_Economic_GWh_Before Competition Groups_44 | BEVERAGE VENDING MACHINE CONTROLS | 0.2552% | 0 | 43.3376 | Commercial_2040_Economic_GWh_Before Competition Groups_BEVERAGE VENDING MACHINE CONTROLS
Commercial | Com ¦ Chilled Water Optimization | 2040 | Achievable | GWh | Before Competition Groups | 33.6373 | 0 | 0 | 13242.3044 | 0.0025401 | 41 | Commercial_2040_Achievable_GWh_Before Competition Groups_41 | Chilled Water Optimization | 0.254% | 0 | 33.6373 | Commercial_2040_Achievable_GWh_Before Competition Groups_Chilled Water Optimization
Commercial | Com ¦ Chilled Water Optimization | 2040 | Technical | GWh | Before Competition Groups | 53.3389 | 0 | 0 | 21728.6494 | 0.0024548 | 52 | Commercial_2040_Technical_GWh_Before Competition Groups_52 | Chilled Water Optimization | 0.2455% | 0 | 53.3389 | Commercial_2040_Technical_GWh_Before Competition Groups_Chilled Water Optimization
Commercial | Com ¦ Elec Storage WH 2.30 Et | 2040 | Technical | GWh | Before Competition Groups | 50.4315 | 0 | 0 | 21728.6494 | 0.002321 | 53 | Commercial_2040_Technical_GWh_Before Competition Groups_53 | Elec Storage WH 2.30 Et | 0.2321% | 0 | 50.4315 | Commercial_2040_Technical_GWh_Before Competition Groups_Elec Storage WH 2.30 Et
Commercial | Com ¦ Indoor Daylight Sensors/Photocell Dimming Control | 2040 | Economic | GWh | Before Competition Groups | 38.9642 | 0 | 0 | 16982.6432 | 0.0022944 | 45 | Commercial_2040_Economic_GWh_Before Competition Groups_45 | Indoor Daylight Sensors/Photocell Dimming Control | 0.2294% | 0 | 38.9642 | Commercial_2040_Economic_GWh_Before Competition Groups_Indoor Daylight Sensors/Photocell Dimming Control
Commercial | Com ¦ Super-High Efficiency Furnaces (Emerging Tech) | 2040 | Economic | GWh | Before Competition Groups | 38.728 | 0 | 0 | 16982.6432 | 0.0022804 | 46 | Commercial_2040_Economic_GWh_Before Competition Groups_46 | Super-High Efficiency Furnaces (Emerging Tech) | 0.228% | 0 | 38.728 | Commercial_2040_Economic_GWh_Before Competition Groups_Super-High Efficiency Furnaces (Emerging Tech)
Commercial | Com ¦ ENERGY STAR Griddle (74% eff) | 2040 | Technical | GWh | Before Competition Groups | 49.1326 | 0 | 0 | 21728.6494 | 0.0022612 | 54 | Commercial_2040_Technical_GWh_Before Competition Groups_54 | ENERGY STAR Griddle (74% eff) | 0.2261% | 0 | 49.1326 | Commercial_2040_Technical_GWh_Before Competition Groups_ENERGY STAR Griddle (74% eff)
Commercial | Com ¦ CO Sensors for parking garage exhaust fans | 2040 | Achievable | GWh | Before Competition Groups | 29.4994 | 0 | 0 | 13242.3044 | 0.0022277 | 42 | Commercial_2040_Achievable_GWh_Before Competition Groups_42 | CO Sensors for parking garage exhaust fans | 0.2228% | 0 | 29.4994 | Commercial_2040_Achievable_GWh_Before Competition Groups_CO Sensors for parking garage exhaust fans
Commercial | Com ¦ Temperature Adjustment in Commercial Freezers | 2040 | Achievable | GWh | Before Competition Groups | 29.1113 | 0 | 0 | 13242.3044 | 0.0021984 | 43 | Commercial_2040_Achievable_GWh_Before Competition Groups_43 | Temperature Adjustment in Commercial Freezers | 0.2198% | 0 | 29.1113 | Commercial_2040_Achievable_GWh_Before Competition Groups_Temperature Adjustment in Commercial Freezers
Commercial | Com ¦ Refrigeration Commissioning | 2040 | Technical | GWh | Before Competition Groups | 44.1356 | 0 | 0 | 21728.6494 | 0.0020312 | 55 | Commercial_2040_Technical_GWh_Before Competition Groups_55 | Refrigeration Commissioning | 0.2031% | 0 | 44.1356 | Commercial_2040_Technical_GWh_Before Competition Groups_Refrigeration Commissioning
Commercial | Com ¦ Water Source Heat Pump (4 ton) | 2040 | Economic | GWh | Before Competition Groups | 34.1509 | 0 | 0 | 16982.6432 | 0.0020109 | 47 | Commercial_2040_Economic_GWh_Before Competition Groups_47 | Water Source Heat Pump (4 ton) | 0.2011% | 0 | 34.1509 | Commercial_2040_Economic_GWh_Before Competition Groups_Water Source Heat Pump (4 ton)
Commercial | Com ¦ BEVERAGE VENDING MACHINE CONTROLS | 2040 | Technical | GWh | Before Competition Groups | 43.3376 | 0 | 0 | 21728.6494 | 0.0019945 | 56 | Commercial_2040_Technical_GWh_Before Competition Groups_56 | BEVERAGE VENDING MACHINE CONTROLS | 0.1994% | 0 | 43.3376 | Commercial_2040_Technical_GWh_Before Competition Groups_BEVERAGE VENDING MACHINE CONTROLS
Commercial | Com ¦ Energy Efficient Laboratory Fume Hood | 2040 | Achievable | GWh | Before Competition Groups | 25.8717 | 0 | 0 | 13242.3044 | 0.0019537 | 44 | Commercial_2040_Achievable_GWh_Before Competition Groups_44 | Energy Efficient Laboratory Fume Hood | 0.1954% | 0 | 25.8717 | Commercial_2040_Achievable_GWh_Before Competition Groups_Energy Efficient Laboratory Fume Hood
Commercial | Com ¦ Water Source Heat Pump (4 ton) | 2040 | Achievable | GWh | Before Competition Groups | 25.2386 | 0 | 0 | 13242.3044 | 0.0019059 | 45 | Commercial_2040_Achievable_GWh_Before Competition Groups_45 | Water Source Heat Pump (4 ton) | 0.1906% | 0 | 25.2386 | Commercial_2040_Achievable_GWh_Before Competition Groups_Water Source Heat Pump (4 ton)
Commercial | Com ¦ CO Sensors for parking garage exhaust fans | 2040 | Economic | GWh | Before Competition Groups | 31.0402 | 0 | 0 | 16982.6432 | 0.0018278 | 48 | Commercial_2040_Economic_GWh_Before Competition Groups_48 | CO Sensors for parking garage exhaust fans | 0.1828% | 0 | 31.0402 | Commercial_2040_Economic_GWh_Before Competition Groups_CO Sensors for parking garage exhaust fans
Commercial | Com ¦ Water Source Heat Pump (4 ton) | 2040 | Technical | GWh | Before Competition Groups | 38.9607 | 0 | 0 | 21728.6494 | 0.0017931 | 57 | Commercial_2040_Technical_GWh_Before Competition Groups_57 | Water Source Heat Pump (4 ton) | 0.1793% | 0 | 38.9607 | Commercial_2040_Technical_GWh_Before Competition Groups_Water Source Heat Pump (4 ton)
Commercial | Com ¦ Vertical Night Covers | 2040 | Achievable | GWh | Before Competition Groups | 22.6822 | 0 | 0 | 13242.3044 | 0.0017129 | 46 | Commercial_2040_Achievable_GWh_Before Competition Groups_46 | Vertical Night Covers | 0.1713% | 0 | 22.6822 | Commercial_2040_Achievable_GWh_Before Competition Groups_Vertical Night Covers
Commercial | Com ¦ Duct Insulation, R8 | 2040 | Achievable | GWh | Before Competition Groups | 20.0491 | 0 | 0 | 13242.3044 | 0.001514 | 47 | Commercial_2040_Achievable_GWh_Before Competition Groups_47 | Duct Insulation, R8 | 0.1514% | 0 | 20.0491 | Commercial_2040_Achievable_GWh_Before Competition Groups_Duct Insulation, R8
Commercial | Com ¦ Water Heating (DHW) Pipe Insulation (Add 3/4\ Foam)" | 2040 | Achievable | GWh | Before Competition Groups | 19.2995 | 0 | 0 | 13242.3044 | 0.0014574 | 48 | Commercial_2040_Achievable_GWh_Before Competition Groups_48 | Water Heating (DHW) Pipe Insulation (Add 3/4\ Foam)" | 0.1457% | 0 | 19.2995 | Commercial_2040_Achievable_GWh_Before Competition Groups_Water Heating (DHW) Pipe Insulation (Add 3/4\ Foam)"
Commercial | Com ¦ Temperature Adjustment in Commercial Freezers | 2040 | Economic | GWh | Before Competition Groups | 24.5074 | 0 | 0 | 16982.6432 | 0.0014431 | 49 | Commercial_2040_Economic_GWh_Before Competition Groups_49 | Temperature Adjustment in Commercial Freezers | 0.1443% | 0 | 24.5074 | Commercial_2040_Economic_GWh_Before Competition Groups_Temperature Adjustment in Commercial Freezers
Commercial | Com ¦ CO Sensors for parking garage exhaust fans | 2040 | Technical | GWh | Before Competition Groups | 31.0402 | 0 | 0 | 21728.6494 | 0.0014285 | 58 | Commercial_2040_Technical_GWh_Before Competition Groups_58 | CO Sensors for parking garage exhaust fans | 0.1429% | 0 | 31.0402 | Commercial_2040_Technical_GWh_Before Competition Groups_CO Sensors for parking garage exhaust fans
Commercial | Com ¦ Outside Air Economizer | 2040 | Achievable | GWh | Before Competition Groups | 18.4723 | 0 | 0 | 13242.3044 | 0.0013949 | 49 | Commercial_2040_Achievable_GWh_Before Competition Groups_49 | Outside Air Economizer | 0.1395% | 0 | 18.4723 | Commercial_2040_Achievable_GWh_Before Competition Groups_Outside Air Economizer
Commercial | Com ¦ Energy Efficient Laboratory Fume Hood | 2040 | Economic | GWh | Before Competition Groups | 21.7144 | 0 | 0 | 16982.6432 | 0.0012786 | 50 | Commercial_2040_Economic_GWh_Before Competition Groups_50 | Energy Efficient Laboratory Fume Hood | 0.1279% | 0 | 21.7144 | Commercial_2040_Economic_GWh_Before Competition Groups_Energy Efficient Laboratory Fume Hood
Commercial | Com ¦ Anti-sweat heat (ASH) controls - Cooler/Freezer | 2040 | Technical | GWh | Before Competition Groups | 26.5815 | 0 | 0 | 21728.6494 | 0.0012233 | 59 | Commercial_2040_Technical_GWh_Before Competition Groups_59 | Anti-sweat heat (ASH) controls - Cooler/Freezer | 0.1223% | 0 | 26.5815 | Commercial_2040_Technical_GWh_Before Competition Groups_Anti-sweat heat (ASH) controls - Cooler/Freezer
Commercial | Com ¦ Temperature Adjustment in Commercial Freezers | 2040 | Technical | GWh | Before Competition Groups | 24.5074 | 0 | 0 | 21728.6494 | 0.0011279 | 60 | Commercial_2040_Technical_GWh_Before Competition Groups_60 | Temperature Adjustment in Commercial Freezers | 0.1128% | 0 | 24.5074 | Commercial_2040_Technical_GWh_Before Competition Groups_Temperature Adjustment in Commercial Freezers
Commercial | Com ¦ Vertical Night Covers | 2040 | Economic | GWh | Before Competition Groups | 19.0987 | 0 | 0 | 16982.6432 | 0.0011246 | 51 | Commercial_2040_Economic_GWh_Before Competition Groups_51 | Vertical Night Covers | 0.1125% | 0 | 19.0987 | Commercial_2040_Economic_GWh_Before Competition Groups_Vertical Night Covers
Commercial | Com ¦ Outside Air Economizer | 2040 | Economic | GWh | Before Competition Groups | 17.8839 | 0 | 0 | 16982.6432 | 0.0010531 | 52 | Commercial_2040_Economic_GWh_Before Competition Groups_52 | Outside Air Economizer | 0.1053% | 0 | 17.8839 | Commercial_2040_Economic_GWh_Before Competition Groups_Outside Air Economizer
Commercial | Com ¦ ENERGY STAR Fryer (84% eff) | 2040 | Economic | GWh | Before Competition Groups | 17.8194 | 0 | 0 | 16982.6432 | 0.0010493 | 53 | Commercial_2040_Economic_GWh_Before Competition Groups_53 | ENERGY STAR Fryer (84% eff) | 0.1049% | 0 | 17.8194 | Commercial_2040_Economic_GWh_Before Competition Groups_ENERGY STAR Fryer (84% eff)
Commercial | Com ¦ Energy Efficient Laboratory Fume Hood | 2040 | Technical | GWh | Before Competition Groups | 21.7144 | 0 | 0 | 21728.6494 | 0.00099934 | 61 | Commercial_2040_Technical_GWh_Before Competition Groups_61 | Energy Efficient Laboratory Fume Hood | 0.09993% | 0 | 21.7144 | Commercial_2040_Technical_GWh_Before Competition Groups_Energy Efficient Laboratory Fume Hood
Commercial | Com ¦ Duct Insulation, R8 | 2040 | Economic | GWh | Before Competition Groups | 16.826 | 0 | 0 | 16982.6432 | 0.00099078 | 54 | Commercial_2040_Economic_GWh_Before Competition Groups_54 | Duct Insulation, R8 | 0.09908% | 0 | 16.826 | Commercial_2040_Economic_GWh_Before Competition Groups_Duct Insulation, R8
Commercial | Com ¦ ENERGY STAR Fryer (84% eff) | 2040 | Achievable | GWh | Before Competition Groups | 12.8394 | 0 | 0 | 13242.3044 | 0.00096958 | 50 | Commercial_2040_Achievable_GWh_Before Competition Groups_50 | ENERGY STAR Fryer (84% eff) | 0.09696% | 0 | 12.8394 | Commercial_2040_Achievable_GWh_Before Competition Groups_ENERGY STAR Fryer (84% eff)
Commercial | Com ¦ Water Heating (DHW) Pipe Insulation (Add 3/4\ Foam)" | 2040 | Economic | GWh | Before Competition Groups | 16.2339 | 0 | 0 | 16982.6432 | 0.00095591 | 55 | Commercial_2040_Economic_GWh_Before Competition Groups_55 | Water Heating (DHW) Pipe Insulation (Add 3/4\ Foam)" | 0.09559% | 0 | 16.2339 | Commercial_2040_Economic_GWh_Before Competition Groups_Water Heating (DHW) Pipe Insulation (Add 3/4\ Foam)"
Commercial | Com ¦ Suction Pipe Insulation Freezer/Refrigerator | 2040 | Achievable | GWh | Before Competition Groups | 12.358 | 0 | 0 | 13242.3044 | 0.00093322 | 51 | Commercial_2040_Achievable_GWh_Before Competition Groups_51 | Suction Pipe Insulation Freezer/Refrigerator | 0.09332% | 0 | 12.358 | Commercial_2040_Achievable_GWh_Before Competition Groups_Suction Pipe Insulation Freezer/Refrigerator
Commercial | Com ¦ Vertical Night Covers | 2040 | Technical | GWh | Before Competition Groups | 19.0987 | 0 | 0 | 21728.6494 | 0.00087897 | 62 | Commercial_2040_Technical_GWh_Before Competition Groups_62 | Vertical Night Covers | 0.0879% | 0 | 19.0987 | Commercial_2040_Technical_GWh_Before Competition Groups_Vertical Night Covers
Commercial | Com ¦ High Efficiency Small Instantaneous Water Heater | 2040 | Economic | GWh | Before Competition Groups | 14.0379 | 0 | 0 | 16982.6432 | 0.0008266 | 56 | Commercial_2040_Economic_GWh_Before Competition Groups_56 | High Efficiency Small Instantaneous Water Heater | 0.08266% | 0 | 14.0379 | Commercial_2040_Economic_GWh_Before Competition Groups_High Efficiency Small Instantaneous Water Heater
Commercial | Com ¦ Outside Air Economizer | 2040 | Technical | GWh | Before Competition Groups | 17.8839 | 0 | 0 | 21728.6494 | 0.00082305 | 63 | Commercial_2040_Technical_GWh_Before Competition Groups_63 | Outside Air Economizer | 0.08231% | 0 | 17.8839 | Commercial_2040_Technical_GWh_Before Competition Groups_Outside Air Economizer
Commercial | Com ¦ ENERGY STAR Fryer (84% eff) | 2040 | Technical | GWh | Before Competition Groups | 17.8194 | 0 | 0 | 21728.6494 | 0.00082009 | 64 | Commercial_2040_Technical_GWh_Before Competition Groups_64 | ENERGY STAR Fryer (84% eff) | 0.08201% | 0 | 17.8194 | Commercial_2040_Technical_GWh_Before Competition Groups_ENERGY STAR Fryer (84% eff)
Commercial | Com ¦ ENERGY STAR Dishwasher | 2040 | Economic | GWh | Before Competition Groups | 13.3257 | 0 | 0 | 16982.6432 | 0.00078466 | 57 | Commercial_2040_Economic_GWh_Before Competition Groups_57 | ENERGY STAR Dishwasher | 0.07847% | 0 | 13.3257 | Commercial_2040_Economic_GWh_Before Competition Groups_ENERGY STAR Dishwasher
Commercial | Com ¦ Duct Insulation, R8 | 2040 | Technical | GWh | Before Competition Groups | 16.826 | 0 | 0 | 21728.6494 | 0.00077437 | 65 | Commercial_2040_Technical_GWh_Before Competition Groups_65 | Duct Insulation, R8 | 0.07744% | 0 | 16.826 | Commercial_2040_Technical_GWh_Before Competition Groups_Duct Insulation, R8
Commercial | Com ¦ HOTEL OCCUPANCY CONTROLS (HVAC + LIGHTING) | 2040 | Economic | GWh | Before Competition Groups | 12.8976 | 0 | 0 | 16982.6432 | 0.00075946 | 58 | Commercial_2040_Economic_GWh_Before Competition Groups_58 | HOTEL OCCUPANCY CONTROLS (HVAC + LIGHTING) | 0.07595% | 0 | 12.8976 | Commercial_2040_Economic_GWh_Before Competition Groups_HOTEL OCCUPANCY CONTROLS (HVAC + LIGHTING)
Commercial | Com ¦ Water Heating (DHW) Pipe Insulation (Add 3/4\ Foam)" | 2040 | Technical | GWh | Before Competition Groups | 16.2339 | 0 | 0 | 21728.6494 | 0.00074712 | 66 | Commercial_2040_Technical_GWh_Before Competition Groups_66 | Water Heating (DHW) Pipe Insulation (Add 3/4\ Foam)" | 0.07471% | 0 | 16.2339 | Commercial_2040_Technical_GWh_Before Competition Groups_Water Heating (DHW) Pipe Insulation (Add 3/4\ Foam)"
Commercial | Com ¦ Roof Insulation/Ceiling Insulation (R25 Code to R35) | 2040 | Technical | GWh | Before Competition Groups | 14.4306 | 0 | 0 | 21728.6494 | 0.00066413 | 67 | Commercial_2040_Technical_GWh_Before Competition Groups_67 | Roof Insulation/Ceiling Insulation (R25 Code to R35) | 0.06641% | 0 | 14.4306 | Commercial_2040_Technical_GWh_Before Competition Groups_Roof Insulation/Ceiling Insulation (R25 Code to R35)
Commercial | Com ¦ High Efficiency Small Instantaneous Water Heater | 2040 | Technical | GWh | Before Competition Groups | 14.0379 | 0 | 0 | 21728.6494 | 0.00064606 | 68 | Commercial_2040_Technical_GWh_Before Competition Groups_68 | High Efficiency Small Instantaneous Water Heater | 0.06461% | 0 | 14.0379 | Commercial_2040_Technical_GWh_Before Competition Groups_High Efficiency Small Instantaneous Water Heater
Commercial | Com ¦ ENERGY STAR Dishwasher | 2040 | Technical | GWh | Before Competition Groups | 13.3257 | 0 | 0 | 21728.6494 | 0.00061328 | 69 | Commercial_2040_Technical_GWh_Before Competition Groups_69 | ENERGY STAR Dishwasher | 0.06133% | 0 | 13.3257 | Commercial_2040_Technical_GWh_Before Competition Groups_ENERGY STAR Dishwasher
Commercial | Com ¦ Suction Pipe Insulation Freezer/Refrigerator | 2040 | Economic | GWh | Before Competition Groups | 10.4023 | 0 | 0 | 16982.6432 | 0.00061253 | 59 | Commercial_2040_Economic_GWh_Before Competition Groups_59 | Suction Pipe Insulation Freezer/Refrigerator | 0.06125% | 0 | 10.4023 | Commercial_2040_Economic_GWh_Before Competition Groups_Suction Pipe Insulation Freezer/Refrigerator
Commercial | Com ¦ ENERGY STAR Dishwasher | 2040 | Achievable | GWh | Before Competition Groups | 7.8134 | 0 | 0 | 13242.3044 | 0.00059003 | 52 | Commercial_2040_Achievable_GWh_Before Competition Groups_52 | ENERGY STAR Dishwasher | 0.059% | 0 | 7.8134 | Commercial_2040_Achievable_GWh_Before Competition Groups_ENERGY STAR Dishwasher
Commercial | Com ¦ Door Gasket Freezer/Refrigerator | 2040 | Economic | GWh | Before Competition Groups | 9.1005 | 0 | 0 | 16982.6432 | 0.00053587 | 60 | Commercial_2040_Economic_GWh_Before Competition Groups_60 | Door Gasket Freezer/Refrigerator | 0.05359% | 0 | 9.1005 | Commercial_2040_Economic_GWh_Before Competition Groups_Door Gasket Freezer/Refrigerator
Commercial | Com ¦ LED RECESSED DOWNLIGHTS | 2040 | Technical | GWh | Before Competition Groups | 11.063 | 0 | 0 | 21728.6494 | 0.00050915 | 70 | Commercial_2040_Technical_GWh_Before Competition Groups_70 | LED RECESSED DOWNLIGHTS | 0.05091% | 0 | 11.063 | Commercial_2040_Technical_GWh_Before Competition Groups_LED RECESSED DOWNLIGHTS
Commercial | Com ¦ ENERGY STAR Steam Cookers | 2040 | Economic | GWh | Before Competition Groups | 8.407 | 0 | 0 | 16982.6432 | 0.00049503 | 61 | Commercial_2040_Economic_GWh_Before Competition Groups_61 | ENERGY STAR Steam Cookers | 0.0495% | 0 | 8.407 | Commercial_2040_Economic_GWh_Before Competition Groups_ENERGY STAR Steam Cookers
Commercial | Com ¦ Ozone Laundry Treatment | 2040 | Achievable | GWh | Before Competition Groups | 6.5044 | 0 | 0 | 13242.3044 | 0.00049118 | 53 | Commercial_2040_Achievable_GWh_Before Competition Groups_53 | Ozone Laundry Treatment | 0.04912% | 0 | 6.5044 | Commercial_2040_Achievable_GWh_Before Competition Groups_Ozone Laundry Treatment
Commercial | Com ¦ Suction Pipe Insulation Freezer/Refrigerator | 2040 | Technical | GWh | Before Competition Groups | 10.4023 | 0 | 0 | 21728.6494 | 0.00047874 | 71 | Commercial_2040_Technical_GWh_Before Competition Groups_71 | Suction Pipe Insulation Freezer/Refrigerator | 0.04787% | 0 | 10.4023 | Commercial_2040_Technical_GWh_Before Competition Groups_Suction Pipe Insulation Freezer/Refrigerator
Commercial | Com ¦ ENERGY STAR Steam Cookers | 2040 | Achievable | GWh | Before Competition Groups | 5.8892 | 0 | 0 | 13242.3044 | 0.00044473 | 54 | Commercial_2040_Achievable_GWh_Before Competition Groups_54 | ENERGY STAR Steam Cookers | 0.04447% | 0 | 5.8892 | Commercial_2040_Achievable_GWh_Before Competition Groups_ENERGY STAR Steam Cookers
Commercial | Com ¦ Indoor Daylight Sensors/Photocell Dimming Control | 2040 | Achievable | GWh | Before Competition Groups | 5.4064 | 0 | 0 | 13242.3044 | 0.00040826 | 55 | Commercial_2040_Achievable_GWh_Before Competition Groups_55 | Indoor Daylight Sensors/Photocell Dimming Control | 0.04083% | 0 | 5.4064 | Commercial_2040_Achievable_GWh_Before Competition Groups_Indoor Daylight Sensors/Photocell Dimming Control
Commercial | Com ¦ Refrigeration Commissioning | 2040 | Achievable | GWh | Before Competition Groups | 5.384 | 0 | 0 | 13242.3044 | 0.00040658 | 56 | Commercial_2040_Achievable_GWh_Before Competition Groups_56 | Refrigeration Commissioning | 0.04066% | 0 | 5.384 | Commercial_2040_Achievable_GWh_Before Competition Groups_Refrigeration Commissioning
Commercial | Com ¦ Ozone Laundry Treatment | 2040 | Economic | GWh | Before Competition Groups | 6.7319 | 0 | 0 | 16982.6432 | 0.0003964 | 62 | Commercial_2040_Economic_GWh_Before Competition Groups_62 | Ozone Laundry Treatment | 0.03964% | 0 | 6.7319 | Commercial_2040_Economic_GWh_Before Competition Groups_Ozone Laundry Treatment
Commercial | Com ¦ Evaporator Coil Defrost (Cooler) | 2040 | Technical | GWh | Before Competition Groups | 8.5789 | 0 | 0 | 21728.6494 | 0.00039482 | 72 | Commercial_2040_Technical_GWh_Before Competition Groups_72 | Evaporator Coil Defrost (Cooler) | 0.03948% | 0 | 8.5789 | Commercial_2040_Technical_GWh_Before Competition Groups_Evaporator Coil Defrost (Cooler)
Commercial | Com ¦ ENERGY STAR Steam Cookers | 2040 | Technical | GWh | Before Competition Groups | 8.407 | 0 | 0 | 21728.6494 | 0.00038691 | 73 | Commercial_2040_Technical_GWh_Before Competition Groups_73 | ENERGY STAR Steam Cookers | 0.03869% | 0 | 8.407 | Commercial_2040_Technical_GWh_Before Competition Groups_ENERGY STAR Steam Cookers
Commercial | Com ¦ LED RECESSED DOWNLIGHTS | 2040 | Achievable | GWh | Before Competition Groups | 4.5317 | 0 | 0 | 13242.3044 | 0.00034221 | 57 | Commercial_2040_Achievable_GWh_Before Competition Groups_57 | LED RECESSED DOWNLIGHTS | 0.03422% | 0 | 4.5317 | Commercial_2040_Achievable_GWh_Before Competition Groups_LED RECESSED DOWNLIGHTS
Commercial | Com ¦ Demand controlled Circulating Systems | 2040 | Achievable | GWh | Before Competition Groups | 4.2817 | 0 | 0 | 13242.3044 | 0.00032334 | 58 | Commercial_2040_Achievable_GWh_Before Competition Groups_58 | Demand controlled Circulating Systems | 0.03233% | 0 | 4.2817 | Commercial_2040_Achievable_GWh_Before Competition Groups_Demand controlled Circulating Systems
Commercial | Com ¦ SYNCHRONOUS BELT | 2040 | Technical | GWh | Before Competition Groups | 6.8481 | 0 | 0 | 21728.6494 | 0.00031517 | 74 | Commercial_2040_Technical_GWh_Before Competition Groups_74 | SYNCHRONOUS BELT | 0.03152% | 0 | 6.8481 | Commercial_2040_Technical_GWh_Before Competition Groups_SYNCHRONOUS BELT
Commercial | Com ¦ Ozone Laundry Treatment | 2040 | Technical | GWh | Before Competition Groups | 6.7319 | 0 | 0 | 21728.6494 | 0.00030981 | 75 | Commercial_2040_Technical_GWh_Before Competition Groups_75 | Ozone Laundry Treatment | 0.03098% | 0 | 6.7319 | Commercial_2040_Technical_GWh_Before Competition Groups_Ozone Laundry Treatment
Commercial | Com ¦ LED RECESSED DOWNLIGHTS | 2040 | Economic | GWh | Before Competition Groups | 4.7608 | 0 | 0 | 16982.6432 | 0.00028033 | 63 | Commercial_2040_Economic_GWh_Before Competition Groups_63 | LED RECESSED DOWNLIGHTS | 0.02803% | 0 | 4.7608 | Commercial_2040_Economic_GWh_Before Competition Groups_LED RECESSED DOWNLIGHTS
Commercial | Com ¦ Solar Water Preheat (Pools/DHW) | 2040 | Economic | GWh | Before Competition Groups | 4.2377 | 0 | 0 | 16982.6432 | 0.00024953 | 64 | Commercial_2040_Economic_GWh_Before Competition Groups_64 | Solar Water Preheat (Pools/DHW) | 0.02495% | 0 | 4.2377 | Commercial_2040_Economic_GWh_Before Competition Groups_Solar Water Preheat (Pools/DHW)
Commercial | Com ¦ Roof Insulation/Ceiling Insulation (R25 Code to R35) | 2040 | Economic | GWh | Before Competition Groups | 3.8962 | 0 | 0 | 16982.6432 | 0.00022942 | 65 | Commercial_2040_Economic_GWh_Before Competition Groups_65 | Roof Insulation/Ceiling Insulation (R25 Code to R35) | 0.02294% | 0 | 3.8962 | Commercial_2040_Economic_GWh_Before Competition Groups_Roof Insulation/Ceiling Insulation (R25 Code to R35)
Commercial | Com ¦ ECM MOTORS FOR HVAC APPLICATION (FAN-POWERED VAV BOX) | 2040 | Achievable | GWh | Before Competition Groups | 2.8361 | 0 | 0 | 13242.3044 | 0.00021417 | 59 | Commercial_2040_Achievable_GWh_Before Competition Groups_59 | ECM MOTORS FOR HVAC APPLICATION (FAN-POWERED VAV BOX) | 0.02142% | 0 | 2.8361 | Commercial_2040_Achievable_GWh_Before Competition Groups_ECM MOTORS FOR HVAC APPLICATION (FAN-POWERED VAV BOX)
Commercial | Com ¦ Demand controlled Circulating Systems | 2040 | Economic | GWh | Before Competition Groups | 3.5898 | 0 | 0 | 16982.6432 | 0.00021138 | 66 | Commercial_2040_Economic_GWh_Before Competition Groups_66 | Demand controlled Circulating Systems | 0.02114% | 0 | 3.5898 | Commercial_2040_Economic_GWh_Before Competition Groups_Demand controlled Circulating Systems
Commercial | Com ¦ Solar Water Preheat (Pools/DHW) | 2040 | Technical | GWh | Before Competition Groups | 4.2377 | 0 | 0 | 21728.6494 | 0.00019503 | 76 | Commercial_2040_Technical_GWh_Before Competition Groups_76 | Solar Water Preheat (Pools/DHW) | 0.0195% | 0 | 4.2377 | Commercial_2040_Technical_GWh_Before Competition Groups_Solar Water Preheat (Pools/DHW)
Commercial | Com ¦ Solar Water Preheat (Pools/DHW) | 2040 | Achievable | GWh | Before Competition Groups | 2.5576 | 0 | 0 | 13242.3044 | 0.00019314 | 60 | Commercial_2040_Achievable_GWh_Before Competition Groups_60 | Solar Water Preheat (Pools/DHW) | 0.01931% | 0 | 2.5576 | Commercial_2040_Achievable_GWh_Before Competition Groups_Solar Water Preheat (Pools/DHW)
Commercial | Com ¦ Thermostat Setback | 2040 | Achievable | GWh | Before Competition Groups | 2.5236 | 0 | 0 | 13242.3044 | 0.00019057 | 61 | Commercial_2040_Achievable_GWh_Before Competition Groups_61 | Thermostat Setback | 0.01906% | 0 | 2.5236 | Commercial_2040_Achievable_GWh_Before Competition Groups_Thermostat Setback
Commercial | Com ¦ Efficient compressor motor | 2040 | Technical | GWh | Before Competition Groups | 3.9977 | 0 | 0 | 21728.6494 | 0.00018398 | 77 | Commercial_2040_Technical_GWh_Before Competition Groups_77 | Efficient compressor motor | 0.0184% | 0 | 3.9977 | Commercial_2040_Technical_GWh_Before Competition Groups_Efficient compressor motor
Commercial | Com ¦ ECM MOTORS FOR HVAC APPLICATION (FAN-POWERED VAV BOX) | 2040 | Economic | GWh | Before Competition Groups | 2.8369 | 0 | 0 | 16982.6432 | 0.00016705 | 67 | Commercial_2040_Economic_GWh_Before Competition Groups_67 | ECM MOTORS FOR HVAC APPLICATION (FAN-POWERED VAV BOX) | 0.0167% | 0 | 2.8369 | Commercial_2040_Economic_GWh_Before Competition Groups_ECM MOTORS FOR HVAC APPLICATION (FAN-POWERED VAV BOX)
Commercial | Com ¦ SYNCHRONOUS BELT | 2040 | Economic | GWh | Before Competition Groups | 2.834 | 0 | 0 | 16982.6432 | 0.00016688 | 68 | Commercial_2040_Economic_GWh_Before Competition Groups_68 | SYNCHRONOUS BELT | 0.01669% | 0 | 2.834 | Commercial_2040_Economic_GWh_Before Competition Groups_SYNCHRONOUS BELT
Commercial | Com ¦ Thermostat Setback | 2040 | Economic | GWh | Before Competition Groups | 2.8199 | 0 | 0 | 16982.6432 | 0.00016605 | 69 | Commercial_2040_Economic_GWh_Before Competition Groups_69 | Thermostat Setback | 0.0166% | 0 | 2.8199 | Commercial_2040_Economic_GWh_Before Competition Groups_Thermostat Setback
Commercial | Com ¦ Demand controlled Circulating Systems | 2040 | Technical | GWh | Before Competition Groups | 3.5898 | 0 | 0 | 21728.6494 | 0.00016521 | 78 | Commercial_2040_Technical_GWh_Before Competition Groups_78 | Demand controlled Circulating Systems | 0.01652% | 0 | 3.5898 | Commercial_2040_Technical_GWh_Before Competition Groups_Demand controlled Circulating Systems
Commercial | Com ¦ Heat Pump Water Heater (50 Gallons) | 2040 | Technical | GWh | Before Competition Groups | 3.558 | 0 | 0 | 21728.6494 | 0.00016375 | 79 | Commercial_2040_Technical_GWh_Before Competition Groups_79 | Heat Pump Water Heater (50 Gallons) | 0.01637% | 0 | 3.558 | Commercial_2040_Technical_GWh_Before Competition Groups_Heat Pump Water Heater (50 Gallons)
Commercial | Com ¦ Notched V belts for HVAC Systems | 2040 | Technical | GWh | Before Competition Groups | 3.4241 | 0 | 0 | 21728.6494 | 0.00015758 | 80 | Commercial_2040_Technical_GWh_Before Competition Groups_80 | Notched V belts for HVAC Systems | 0.01576% | 0 | 3.4241 | Commercial_2040_Technical_GWh_Before Competition Groups_Notched V belts for HVAC Systems
Commercial | Com ¦ Efficient compressor motor | 2040 | Achievable | GWh | Before Competition Groups | 1.8109 | 0 | 0 | 13242.3044 | 0.00013675 | 62 | Commercial_2040_Achievable_GWh_Before Competition Groups_62 | Efficient compressor motor | 0.01367% | 0 | 1.8109 | Commercial_2040_Achievable_GWh_Before Competition Groups_Efficient compressor motor
Commercial | Com ¦ Room AC (w/ louvered sides) 14 SEER from 12 SEER code | 2040 | Technical | GWh | Before Competition Groups | 2.9257 | 0 | 0 | 21728.6494 | 0.00013465 | 81 | Commercial_2040_Technical_GWh_Before Competition Groups_81 | Room AC (w/ louvered sides) 14 SEER from 12 SEER code | 0.01346% | 0 | 2.9257 | Commercial_2040_Technical_GWh_Before Competition Groups_Room AC (w/ louvered sides) 14 SEER from 12 SEER code
Commercial | Com ¦ Efficient compressor motor | 2040 | Economic | GWh | Before Competition Groups | 2.2626 | 0 | 0 | 16982.6432 | 0.00013323 | 70 | Commercial_2040_Economic_GWh_Before Competition Groups_70 | Efficient compressor motor | 0.01332% | 0 | 2.2626 | Commercial_2040_Economic_GWh_Before Competition Groups_Efficient compressor motor
Commercial | Com ¦ HOTEL OCCUPANCY CONTROLS (HVAC + LIGHTING) | 2040 | Achievable | GWh | Before Competition Groups | 1.76 | 0 | 0 | 13242.3044 | 0.00013291 | 63 | Commercial_2040_Achievable_GWh_Before Competition Groups_63 | HOTEL OCCUPANCY CONTROLS (HVAC + LIGHTING) | 0.01329% | 0 | 1.76 | Commercial_2040_Achievable_GWh_Before Competition Groups_HOTEL OCCUPANCY CONTROLS (HVAC + LIGHTING)
Commercial | Com ¦ ECM MOTORS FOR HVAC APPLICATION (FAN-POWERED VAV BOX) | 2040 | Technical | GWh | Before Competition Groups | 2.8433 | 0 | 0 | 21728.6494 | 0.00013086 | 82 | Commercial_2040_Technical_GWh_Before Competition Groups_82 | ECM MOTORS FOR HVAC APPLICATION (FAN-POWERED VAV BOX) | 0.01309% | 0 | 2.8433 | Commercial_2040_Technical_GWh_Before Competition Groups_ECM MOTORS FOR HVAC APPLICATION (FAN-POWERED VAV BOX)
Commercial | Com ¦ Thermostat Setback | 2040 | Technical | GWh | Before Competition Groups | 2.8199 | 0 | 0 | 21728.6494 | 0.00012978 | 83 | Commercial_2040_Technical_GWh_Before Competition Groups_83 | Thermostat Setback | 0.01298% | 0 | 2.8199 | Commercial_2040_Technical_GWh_Before Competition Groups_Thermostat Setback
Commercial | Com ¦ PTAC (12 EER/10,000 BTU) | 2040 | Economic | GWh | Before Competition Groups | 2.1988 | 0 | 0 | 16982.6432 | 0.00012948 | 71 | Commercial_2040_Economic_GWh_Before Competition Groups_71 | PTAC (12 EER/10,000 BTU) | 0.01295% | 0 | 2.1988 | Commercial_2040_Economic_GWh_Before Competition Groups_PTAC (12 EER/10,000 BTU)
Commercial | Com ¦ Commercial Hot Food Holding Cabinets | 2040 | Technical | GWh | Before Competition Groups | 2.4804 | 0 | 0 | 21728.6494 | 0.00011415 | 84 | Commercial_2040_Technical_GWh_Before Competition Groups_84 | Commercial Hot Food Holding Cabinets | 0.01142% | 0 | 2.4804 | Commercial_2040_Technical_GWh_Before Competition Groups_Commercial Hot Food Holding Cabinets
Commercial | Com ¦ Wall Insulation | 2040 | Economic | GWh | Before Competition Groups | 1.9362 | 0 | 0 | 16982.6432 | 0.00011401 | 72 | Commercial_2040_Economic_GWh_Before Competition Groups_72 | Wall Insulation | 0.0114% | 0 | 1.9362 | Commercial_2040_Economic_GWh_Before Competition Groups_Wall Insulation
Commercial | Com ¦ PTAC (12 EER/10,000 BTU) | 2040 | Technical | GWh | Before Competition Groups | 2.415 | 0 | 0 | 21728.6494 | 0.00011114 | 85 | Commercial_2040_Technical_GWh_Before Competition Groups_85 | PTAC (12 EER/10,000 BTU) | 0.01111% | 0 | 2.415 | Commercial_2040_Technical_GWh_Before Competition Groups_PTAC (12 EER/10,000 BTU)
Commercial | Com ¦ Notched V belts for HVAC Systems | 2040 | Economic | GWh | Before Competition Groups | 1.8408 | 0 | 0 | 16982.6432 | 0.00010839 | 73 | Commercial_2040_Economic_GWh_Before Competition Groups_73 | Notched V belts for HVAC Systems | 0.01084% | 0 | 1.8408 | Commercial_2040_Economic_GWh_Before Competition Groups_Notched V belts for HVAC Systems
Commercial | Com ¦ PTAC (12 EER/10,000 BTU) | 2040 | Achievable | GWh | Before Competition Groups | 1.4192 | 0 | 0 | 13242.3044 | 0.00010717 | 64 | Commercial_2040_Achievable_GWh_Before Competition Groups_64 | PTAC (12 EER/10,000 BTU) | 0.01072% | 0 | 1.4192 | Commercial_2040_Achievable_GWh_Before Competition Groups_PTAC (12 EER/10,000 BTU)
Commercial | Com ¦ CEE Tier 2/Energy Star Clothes Washers | 2040 | Achievable | GWh | Before Competition Groups | 1.3792 | 0 | 0 | 13242.3044 | 0.00010415 | 65 | Commercial_2040_Achievable_GWh_Before Competition Groups_65 | CEE Tier 2/Energy Star Clothes Washers | 0.01042% | 0 | 1.3792 | Commercial_2040_Achievable_GWh_Before Competition Groups_CEE Tier 2/Energy Star Clothes Washers
Commercial | Com ¦ CEE Tier 2/Energy Star Clothes Washers | 2040 | Economic | GWh | Before Competition Groups | 1.6956 | 0 | 0 | 16982.6432 | 9.984e-05 | 74 | Commercial_2040_Economic_GWh_Before Competition Groups_74 | CEE Tier 2/Energy Star Clothes Washers | 0.009984% | 0 | 1.6956 | Commercial_2040_Economic_GWh_Before Competition Groups_CEE Tier 2/Energy Star Clothes Washers
Commercial | Com ¦ Auto Off Time Switch or Time Clock control | 2040 | Achievable | GWh | Before Competition Groups | 1.2929 | 0 | 0 | 13242.3044 | 9.7632e-05 | 66 | Commercial_2040_Achievable_GWh_Before Competition Groups_66 | Auto Off Time Switch or Time Clock control | 0.009763% | 0 | 1.2929 | Commercial_2040_Achievable_GWh_Before Competition Groups_Auto Off Time Switch or Time Clock control
Commercial | Com ¦ High Efficiency Small Instantaneous Water Heater | 2040 | Achievable | GWh | Before Competition Groups | 1.2533 | 0 | 0 | 13242.3044 | 9.4647e-05 | 67 | Commercial_2040_Achievable_GWh_Before Competition Groups_67 | High Efficiency Small Instantaneous Water Heater | 0.009465% | 0 | 1.2533 | Commercial_2040_Achievable_GWh_Before Competition Groups_High Efficiency Small Instantaneous Water Heater
Commercial | COM ¦ Ductless Mini-Split Heat Pumps | 2040 | Economic | GWh | Before Competition Groups | 1.6043 | 0 | 0 | 16982.6432 | 9.4469e-05 | 75 | Commercial_2040_Economic_GWh_Before Competition Groups_75 | Ductless Mini-Split Heat Pumps | 0.009447% | 0 | 1.6043 | Commercial_2040_Economic_GWh_Before Competition Groups_Ductless Mini-Split Heat Pumps
Commercial | Com ¦ Wall Insulation | 2040 | Technical | GWh | Before Competition Groups | 2.0184 | 0 | 0 | 21728.6494 | 9.2889e-05 | 86 | Commercial_2040_Technical_GWh_Before Competition Groups_86 | Wall Insulation | 0.009289% | 0 | 2.0184 | Commercial_2040_Technical_GWh_Before Competition Groups_Wall Insulation
Commercial | Com ¦ Solar Preheat Make up Air | 2040 | Technical | GWh | Before Competition Groups | 1.9969 | 0 | 0 | 21728.6494 | 9.1903e-05 | 87 | Commercial_2040_Technical_GWh_Before Competition Groups_87 | Solar Preheat Make up Air | 0.00919% | 0 | 1.9969 | Commercial_2040_Technical_GWh_Before Competition Groups_Solar Preheat Make up Air
Commercial | COM ¦ Ductless Mini-Split Heat Pumps | 2040 | Achievable | GWh | Before Competition Groups | 1.109 | 0 | 0 | 13242.3044 | 8.3748e-05 | 68 | Commercial_2040_Achievable_GWh_Before Competition Groups_68 | Ductless Mini-Split Heat Pumps | 0.008375% | 0 | 1.109 | Commercial_2040_Achievable_GWh_Before Competition Groups_Ductless Mini-Split Heat Pumps
Commercial | Com ¦ Auto Off Time Switch or Time Clock control | 2040 | Economic | GWh | Before Competition Groups | 1.3914 | 0 | 0 | 16982.6432 | 8.1933e-05 | 76 | Commercial_2040_Economic_GWh_Before Competition Groups_76 | Auto Off Time Switch or Time Clock control | 0.008193% | 0 | 1.3914 | Commercial_2040_Economic_GWh_Before Competition Groups_Auto Off Time Switch or Time Clock control
Commercial | Com ¦ Notched V belts for HVAC Systems | 2040 | Achievable | GWh | Before Competition Groups | 1.0672 | 0 | 0 | 13242.3044 | 8.0594e-05 | 69 | Commercial_2040_Achievable_GWh_Before Competition Groups_69 | Notched V belts for HVAC Systems | 0.008059% | 0 | 1.0672 | Commercial_2040_Achievable_GWh_Before Competition Groups_Notched V belts for HVAC Systems
Commercial | Com ¦ CEE Tier 2/Energy Star Clothes Washers | 2040 | Technical | GWh | Before Competition Groups | 1.6956 | 0 | 0 | 21728.6494 | 7.8033e-05 | 88 | Commercial_2040_Technical_GWh_Before Competition Groups_88 | CEE Tier 2/Energy Star Clothes Washers | 0.007803% | 0 | 1.6956 | Commercial_2040_Technical_GWh_Before Competition Groups_CEE Tier 2/Energy Star Clothes Washers
Commercial | COM ¦ Ductless Mini-Split Heat Pumps | 2040 | Technical | GWh | Before Competition Groups | 1.6043 | 0 | 0 | 21728.6494 | 7.3835e-05 | 89 | Commercial_2040_Technical_GWh_Before Competition Groups_89 | Ductless Mini-Split Heat Pumps | 0.007383% | 0 | 1.6043 | Commercial_2040_Technical_GWh_Before Competition Groups_Ductless Mini-Split Heat Pumps
Commercial | Com ¦ Solar Electric Water Heater (50 Gallon) | 2040 | Technical | GWh | Before Competition Groups | 1.4996 | 0 | 0 | 21728.6494 | 6.9014e-05 | 90 | Commercial_2040_Technical_GWh_Before Competition Groups_90 | Solar Electric Water Heater (50 Gallon) | 0.006901% | 0 | 1.4996 | Commercial_2040_Technical_GWh_Before Competition Groups_Solar Electric Water Heater (50 Gallon)
Commercial | Com ¦ Auto Off Time Switch or Time Clock control | 2040 | Technical | GWh | Before Competition Groups | 1.3914 | 0 | 0 | 21728.6494 | 6.4037e-05 | 91 | Commercial_2040_Technical_GWh_Before Competition Groups_91 | Auto Off Time Switch or Time Clock control | 0.006404% | 0 | 1.3914 | Commercial_2040_Technical_GWh_Before Competition Groups_Auto Off Time Switch or Time Clock control
Commercial | Com ¦ Wall Insulation | 2040 | Achievable | GWh | Before Competition Groups | 0.75031 | 0 | 0 | 13242.3044 | 5.666e-05 | 70 | Commercial_2040_Achievable_GWh_Before Competition Groups_70 | Wall Insulation | 0.005666% | 0 | 0.75031 | Commercial_2040_Achievable_GWh_Before Competition Groups_Wall Insulation
Commercial | Com ¦ Low Flow Pre-Rinse Spray Nozzle | 2040 | Economic | GWh | Before Competition Groups | 0.89763 | 0 | 0 | 16982.6432 | 5.2856e-05 | 77 | Commercial_2040_Economic_GWh_Before Competition Groups_77 | Low Flow Pre-Rinse Spray Nozzle | 0.005286% | 0 | 0.89763 | Commercial_2040_Economic_GWh_Before Competition Groups_Low Flow Pre-Rinse Spray Nozzle
Commercial | Com ¦ Low Flow Pre-Rinse Spray Nozzle | 2040 | Achievable | GWh | Before Competition Groups | 0.68195 | 0 | 0 | 13242.3044 | 5.1498e-05 | 71 | Commercial_2040_Achievable_GWh_Before Competition Groups_71 | Low Flow Pre-Rinse Spray Nozzle | 0.00515% | 0 | 0.68195 | Commercial_2040_Achievable_GWh_Before Competition Groups_Low Flow Pre-Rinse Spray Nozzle
Commercial | Com ¦ Roof Insulation/Ceiling Insulation (R25 Code to R35) | 2040 | Achievable | GWh | Before Competition Groups | 0.66528 | 0 | 0 | 13242.3044 | 5.0239e-05 | 72 | Commercial_2040_Achievable_GWh_Before Competition Groups_72 | Roof Insulation/Ceiling Insulation (R25 Code to R35) | 0.005024% | 0 | 0.66528 | Commercial_2040_Achievable_GWh_Before Competition Groups_Roof Insulation/Ceiling Insulation (R25 Code to R35)
Commercial | Com ¦ HVAC Optimization | 2040 | Technical | GWh | Before Competition Groups | 0.96789 | 0 | 0 | 21728.6494 | 4.4544e-05 | 92 | Commercial_2040_Technical_GWh_Before Competition Groups_92 | HVAC Optimization | 0.004454% | 0 | 0.96789 | Commercial_2040_Technical_GWh_Before Competition Groups_HVAC Optimization
Commercial | Com ¦ Commercial Hot Food Holding Cabinets | 2040 | Economic | GWh | Before Competition Groups | 0.73823 | 0 | 0 | 16982.6432 | 4.3469e-05 | 78 | Commercial_2040_Economic_GWh_Before Competition Groups_78 | Commercial Hot Food Holding Cabinets | 0.004347% | 0 | 0.73823 | Commercial_2040_Economic_GWh_Before Competition Groups_Commercial Hot Food Holding Cabinets
Commercial | Com ¦ Low Flow Pre-Rinse Spray Nozzle | 2040 | Technical | GWh | Before Competition Groups | 0.89763 | 0 | 0 | 21728.6494 | 4.1311e-05 | 93 | Commercial_2040_Technical_GWh_Before Competition Groups_93 | Low Flow Pre-Rinse Spray Nozzle | 0.004131% | 0 | 0.89763 | Commercial_2040_Technical_GWh_Before Competition Groups_Low Flow Pre-Rinse Spray Nozzle
Commercial | Com ¦ Commercial Hot Food Holding Cabinets | 2040 | Achievable | GWh | Before Competition Groups | 0.50912 | 0 | 0 | 13242.3044 | 3.8446e-05 | 73 | Commercial_2040_Achievable_GWh_Before Competition Groups_73 | Commercial Hot Food Holding Cabinets | 0.003845% | 0 | 0.50912 | Commercial_2040_Achievable_GWh_Before Competition Groups_Commercial Hot Food Holding Cabinets
Commercial | Com ¦ HVAC Optimization | 2040 | Economic | GWh | Before Competition Groups | 0.58092 | 0 | 0 | 16982.6432 | 3.4207e-05 | 79 | Commercial_2040_Economic_GWh_Before Competition Groups_79 | HVAC Optimization | 0.003421% | 0 | 0.58092 | Commercial_2040_Economic_GWh_Before Competition Groups_HVAC Optimization
Commercial | Com ¦ High Efficiency Chiller (avg of water and air cooled) | 2040 | Technical | GWh | Before Competition Groups | 0.73714 | 0 | 0 | 21728.6494 | 3.3925e-05 | 94 | Commercial_2040_Technical_GWh_Before Competition Groups_94 | High Efficiency Chiller (avg of water and air cooled) | 0.003392% | 0 | 0.73714 | Commercial_2040_Technical_GWh_Before Competition Groups_High Efficiency Chiller (avg of water and air cooled)
Commercial | Com ¦ HVAC Optimization | 2040 | Achievable | GWh | Before Competition Groups | 0.43461 | 0 | 0 | 13242.3044 | 3.282e-05 | 74 | Commercial_2040_Achievable_GWh_Before Competition Groups_74 | HVAC Optimization | 0.003282% | 0 | 0.43461 | Commercial_2040_Achievable_GWh_Before Competition Groups_HVAC Optimization
Commercial | Com ¦ Ground Source Heat Pump | 2040 | Economic | GWh | Before Competition Groups | 0.54959 | 0 | 0 | 16982.6432 | 3.2362e-05 | 80 | Commercial_2040_Economic_GWh_Before Competition Groups_80 | Ground Source Heat Pump | 0.003236% | 0 | 0.54959 | Commercial_2040_Economic_GWh_Before Competition Groups_Ground Source Heat Pump
Commercial | Com ¦ Energy Recovery Ventilation and Ventilation (Enhanced) | 2040 | Technical | GWh | Before Competition Groups | 0.69417 | 0 | 0 | 21728.6494 | 3.1947e-05 | 95 | Commercial_2040_Technical_GWh_Before Competition Groups_95 | Energy Recovery Ventilation and Ventilation (Enhanced) | 0.003195% | 0 | 0.69417 | Commercial_2040_Technical_GWh_Before Competition Groups_Energy Recovery Ventilation and Ventilation (Enhanced)
Commercial | Com ¦ Energy Recovery Ventilation and Ventilation (Enhanced) | 2040 | Achievable | GWh | Before Competition Groups | 0.28241 | 0 | 0 | 13242.3044 | 2.1326e-05 | 75 | Commercial_2040_Achievable_GWh_Before Competition Groups_75 | Energy Recovery Ventilation and Ventilation (Enhanced) | 0.002133% | 0 | 0.28241 | Commercial_2040_Achievable_GWh_Before Competition Groups_Energy Recovery Ventilation and Ventilation (Enhanced)
Commercial | Com ¦ SYNCHRONOUS BELT | 2040 | Achievable | GWh | Before Competition Groups | 0.24653 | 0 | 0 | 13242.3044 | 1.8617e-05 | 76 | Commercial_2040_Achievable_GWh_Before Competition Groups_76 | SYNCHRONOUS BELT | 0.001862% | 0 | 0.24653 | Commercial_2040_Achievable_GWh_Before Competition Groups_SYNCHRONOUS BELT
Commercial | Com ¦ EC Plug Fan for Data Center (under cabinet) | 2040 | Economic | GWh | Before Competition Groups | 0.23693 | 0 | 0 | 16982.6432 | 1.3952e-05 | 81 | Commercial_2040_Economic_GWh_Before Competition Groups_81 | EC Plug Fan for Data Center (under cabinet) | 0.001395% | 0 | 0.23693 | Commercial_2040_Economic_GWh_Before Competition Groups_EC Plug Fan for Data Center (under cabinet)
Commercial | Com ¦ eCube | 2040 | Technical | GWh | Before Competition Groups | 0.29755 | 0 | 0 | 21728.6494 | 1.3694e-05 | 96 | Commercial_2040_Technical_GWh_Before Competition Groups_96 | eCube | 0.001369% | 0 | 0.29755 | Commercial_2040_Technical_GWh_Before Competition Groups_eCube
Commercial | Com ¦ EC Plug Fan for Data Center (under cabinet) | 2040 | Technical | GWh | Before Competition Groups | 0.23693 | 0 | 0 | 21728.6494 | 1.0904e-05 | 97 | Commercial_2040_Technical_GWh_Before Competition Groups_97 | EC Plug Fan for Data Center (under cabinet) | 0.00109% | 0 | 0.23693 | Commercial_2040_Technical_GWh_Before Competition Groups_EC Plug Fan for Data Center (under cabinet)
Commercial | Com ¦ EC Plug Fan for Data Center (under cabinet) | 2040 | Achievable | GWh | Before Competition Groups | 0.14109 | 0 | 0 | 13242.3044 | 1.0655e-05 | 77 | Commercial_2040_Achievable_GWh_Before Competition Groups_77 | EC Plug Fan for Data Center (under cabinet) | 0.001065% | 0 | 0.14109 | Commercial_2040_Achievable_GWh_Before Competition Groups_EC Plug Fan for Data Center (under cabinet)
Commercial | Com ¦ Room AC (w/ louvered sides) 14 SEER from 12 SEER code | 2040 | Achievable | GWh | Before Competition Groups | 0.11152 | 0 | 0 | 13242.3044 | 8.4218e-06 | 78 | Commercial_2040_Achievable_GWh_Before Competition Groups_78 | Room AC (w/ louvered sides) 14 SEER from 12 SEER code | 0.0008422% | 0 | 0.11152 | Commercial_2040_Achievable_GWh_Before Competition Groups_Room AC (w/ louvered sides) 14 SEER from 12 SEER code
Commercial | Com ¦ High Efficiency Chiller (avg of water and air cooled) | 2040 | Achievable | GWh | Before Competition Groups | 0.092118 | 0 | 0 | 13242.3044 | 6.9563e-06 | 79 | Commercial_2040_Achievable_GWh_Before Competition Groups_79 | High Efficiency Chiller (avg of water and air cooled) | 0.0006956% | 0 | 0.092118 | Commercial_2040_Achievable_GWh_Before Competition Groups_High Efficiency Chiller (avg of water and air cooled)
Commercial | Com ¦ Room AC (w/ louvered sides) 14 SEER from 12 SEER code | 2040 | Economic | GWh | Before Competition Groups | 0.10458 | 0 | 0 | 16982.6432 | 6.1582e-06 | 82 | Commercial_2040_Economic_GWh_Before Competition Groups_82 | Room AC (w/ louvered sides) 14 SEER from 12 SEER code | 0.0006158% | 0 | 0.10458 | Commercial_2040_Economic_GWh_Before Competition Groups_Room AC (w/ louvered sides) 14 SEER from 12 SEER code
Commercial | Com ¦ High Efficiency Chiller (avg of water and air cooled) | 2040 | Economic | GWh | Before Competition Groups | 0.094516 | 0 | 0 | 16982.6432 | 5.5654e-06 | 83 | Commercial_2040_Economic_GWh_Before Competition Groups_83 | High Efficiency Chiller (avg of water and air cooled) | 0.0005565% | 0 | 0.094516 | Commercial_2040_Economic_GWh_Before Competition Groups_High Efficiency Chiller (avg of water and air cooled)
Commercial | Com ¦ Air Curtains | 2040 | Achievable | GWh | Before Competition Groups | 0.059451 | 0 | 0 | 13242.3044 | 4.4894e-06 | 80 | Commercial_2040_Achievable_GWh_Before Competition Groups_80 | Air Curtains | 0.0004489% | 0 | 0.059451 | Commercial_2040_Achievable_GWh_Before Competition Groups_Air Curtains
Commercial | Com ¦ Air Curtains | 2040 | Economic | GWh | Before Competition Groups | 0.062201 | 0 | 0 | 16982.6432 | 3.6626e-06 | 84 | Commercial_2040_Economic_GWh_Before Competition Groups_84 | Air Curtains | 0.0003663% | 0 | 0.062201 | Commercial_2040_Economic_GWh_Before Competition Groups_Air Curtains
Commercial | Com ¦ VSD Air Compressor | 2040 | Economic | GWh | Before Competition Groups | 0.058807 | 0 | 0 | 16982.6432 | 3.4628e-06 | 85 | Commercial_2040_Economic_GWh_Before Competition Groups_85 | VSD Air Compressor | 0.0003463% | 0 | 0.058807 | Commercial_2040_Economic_GWh_Before Competition Groups_VSD Air Compressor
Commercial | Com ¦ VSD Air Compressor | 2040 | Achievable | GWh | Before Competition Groups | 0.044161 | 0 | 0 | 13242.3044 | 3.3348e-06 | 81 | Commercial_2040_Achievable_GWh_Before Competition Groups_81 | VSD Air Compressor | 0.0003335% | 0 | 0.044161 | Commercial_2040_Achievable_GWh_Before Competition Groups_VSD Air Compressor
Commercial | Com ¦ Air Curtains | 2040 | Technical | GWh | Before Competition Groups | 0.062201 | 0 | 0 | 21728.6494 | 2.8626e-06 | 98 | Commercial_2040_Technical_GWh_Before Competition Groups_98 | Air Curtains | 0.0002863% | 0 | 0.062201 | Commercial_2040_Technical_GWh_Before Competition Groups_Air Curtains
Commercial | Com ¦ VSD Air Compressor | 2040 | Technical | GWh | Before Competition Groups | 0.058807 | 0 | 0 | 21728.6494 | 2.7064e-06 | 99 | Commercial_2040_Technical_GWh_Before Competition Groups_99 | VSD Air Compressor | 0.0002706% | 0 | 0.058807 | Commercial_2040_Technical_GWh_Before Competition Groups_VSD Air Compressor
Commercial | Com ¦ Exterior Photocell | 2040 | Technical | GWh | Before Competition Groups | 0.058331 | 0 | 0 | 21728.6494 | 2.6845e-06 | 100 | Commercial_2040_Technical_GWh_Before Competition Groups_100 | Exterior Photocell | 0.0002685% | 0 | 0.058331 | Commercial_2040_Technical_GWh_Before Competition Groups_Exterior Photocell
Commercial | Com ¦ Ground Source Heat Pump | 2040 | Achievable | GWh | Before Competition Groups | 0.015003 | 0 | 0 | 13242.3044 | 1.133e-06 | 82 | Commercial_2040_Achievable_GWh_Before Competition Groups_82 | Ground Source Heat Pump | 0.0001133% | 0 | 0.015003 | Commercial_2040_Achievable_GWh_Before Competition Groups_Ground Source Heat Pump
Commercial | Com ¦ High Efficiency Induction Cooking | 2040 | Technical | GWh | Before Competition Groups | 0.0091147 | 0 | 0 | 21728.6494 | 4.1948e-07 | 101 | Commercial_2040_Technical_GWh_Before Competition Groups_101 | High Efficiency Induction Cooking | 4.195e-05% | 0 | 0.0091147 | Commercial_2040_Technical_GWh_Before Competition Groups_High Efficiency Induction Cooking
Commercial | Com ¦ Electric Convection Combination Ovens | 2040 | Achievable | GWh | Before Competition Groups | 0.0039416 | 0 | 0 | 13242.3044 | 2.9765e-07 | 83 | Commercial_2040_Achievable_GWh_Before Competition Groups_83 | Electric Convection Combination Ovens | 2.977e-05% | 0 | 0.0039416 | Commercial_2040_Achievable_GWh_Before Competition Groups_Electric Convection Combination Ovens
Commercial | Com ¦ Electric Convection Combination Ovens | 2040 | Economic | GWh | Before Competition Groups | 0.0047374 | 0 | 0 | 16982.6432 | 2.7896e-07 | 86 | Commercial_2040_Economic_GWh_Before Competition Groups_86 | Electric Convection Combination Ovens | 2.79e-05% | 0 | 0.0047374 | Commercial_2040_Economic_GWh_Before Competition Groups_Electric Convection Combination Ovens
Commercial | Com ¦ Electric Convection Combination Ovens | 2040 | Technical | GWh | Before Competition Groups | 0.0047374 | 0 | 0 | 21728.6494 | 2.1803e-07 | 102 | Commercial_2040_Technical_GWh_Before Competition Groups_102 | Electric Convection Combination Ovens | 2.18e-05% | 0 | 0.0047374 | Commercial_2040_Technical_GWh_Before Competition Groups_Electric Convection Combination Ovens
Commercial | Com ¦ LLLC - Low Impact Application | 2040 | Achievable | GWh | Before Competition Groups | 7.8806e-19 | 0 | 0 | 13242.3044 | 5.9511e-23 | 84 | Commercial_2040_Achievable_GWh_Before Competition Groups_84 | LLLC - Low Impact Application | 5.951e-21% | 0 | 7.8806e-19 | Commercial_2040_Achievable_GWh_Before Competition Groups_LLLC - Low Impact Application
Commercial | Com ¦ LLLC - High Impact Application | 2040 | Achievable | GWh | Before Competition Groups | 3.9697e-19 | 0 | 0 | 13242.3044 | 2.9977e-23 | 85 | Commercial_2040_Achievable_GWh_Before Competition Groups_85 | LLLC - High Impact Application | 2.998e-21% | 0 | 3.9697e-19 | Commercial_2040_Achievable_GWh_Before Competition Groups_LLLC - High Impact Application
Commercial | Com ¦ Networked/Connected - High Impact Application | 2040 | Achievable | GWh | Before Competition Groups | 9.7191e-21 | 0 | 0 | 13242.3044 | 7.3395e-25 | 86 | Commercial_2040_Achievable_GWh_Before Competition Groups_86 | Networked/Connected - High Impact Application | 7.339e-23% | 0 | 9.7191e-21 | Commercial_2040_Achievable_GWh_Before Competition Groups_Networked/Connected - High Impact Application
Commercial | Com ¦ Networked/Connected - Low Impact Application | 2040 | Achievable | GWh | Before Competition Groups | 4.2652e-21 | 0 | 0 | 13242.3044 | 3.2209e-25 | 87 | Commercial_2040_Achievable_GWh_Before Competition Groups_87 | Networked/Connected - Low Impact Application | 3.221e-23% | 0 | 4.2652e-21 | Commercial_2040_Achievable_GWh_Before Competition Groups_Networked/Connected - Low Impact Application
Commercial | Com ¦ High R-Value Glass Doors/no-heat glass door | 2040 | Achievable | GWh | Before Competition Groups | 0 | 0 | 0 | 13242.3044 | 0 | 88 | Commercial_2040_Achievable_GWh_Before Competition Groups_88 | High R-Value Glass Doors/no-heat glass door | 0% | 0 | 0 | Commercial_2040_Achievable_GWh_Before Competition Groups_High R-Value Glass Doors/no-heat glass door
Commercial | Com ¦ High R-Value Glass Doors/no-heat glass door | 2040 | Economic | GWh | Before Competition Groups | 0 | 0 | 0 | 16982.6432 | 0 | 87 | Commercial_2040_Economic_GWh_Before Competition Groups_87 | High R-Value Glass Doors/no-heat glass door | 0% | 0 | 0 | Commercial_2040_Economic_GWh_Before Competition Groups_High R-Value Glass Doors/no-heat glass door
Commercial | Com ¦ Building Recommissioning, Operations and Maintenance (O&M) Improvements | 2041 | Achievable | GWh | Before Competition Groups | 1651.8873 | 0 | 0 | 13627.4773 | 0.12122 | 1 | Commercial_2041_Achievable_GWh_Before Competition Groups_1 | Building Recommissioning, Operations and Maintenance (O&M) Improvements | 12.12% | 0 | 1651.8873 | Commercial_2041_Achievable_GWh_Before Competition Groups_Building Recommissioning, Operations and Maintenance (O&M) Improvements
Commercial | Com ¦ Building Recommissioning, Operations and Maintenance (O&M) Improvements | 2041 | Economic | GWh | Before Competition Groups | 1875.1683 | 0 | 0 | 17122.3724 | 0.10952 | 1 | Commercial_2041_Economic_GWh_Before Competition Groups_1 | Building Recommissioning, Operations and Maintenance (O&M) Improvements | 10.95% | 0 | 1875.1683 | Commercial_2041_Economic_GWh_Before Competition Groups_Building Recommissioning, Operations and Maintenance (O&M) Improvements
Commercial | Com ¦ LED Low/High Bay | 2041 | Achievable | GWh | Before Competition Groups | 1320.5555 | 0 | 0 | 13627.4773 | 0.096904 | 2 | Commercial_2041_Achievable_GWh_Before Competition Groups_2 | LED Low/High Bay | 9.69% | 0 | 1320.5555 | Commercial_2041_Achievable_GWh_Before Competition Groups_LED Low/High Bay
Commercial | Com ¦ Central Lighting Control System | 2041 | Technical | GWh | Before Competition Groups | 2078.4582 | 0 | 0 | 21831.9665 | 0.095203 | 1 | Commercial_2041_Technical_GWh_Before Competition Groups_1 | Central Lighting Control System | 9.52% | 0 | 2078.4582 | Commercial_2041_Technical_GWh_Before Competition Groups_Central Lighting Control System
Commercial | Com ¦ Building Recommissioning, Operations and Maintenance (O&M) Improvements | 2041 | Technical | GWh | Before Competition Groups | 1875.1683 | 0 | 0 | 21831.9665 | 0.085891 | 2 | Commercial_2041_Technical_GWh_Before Competition Groups_2 | Building Recommissioning, Operations and Maintenance (O&M) Improvements | 8.589% | 0 | 1875.1683 | Commercial_2041_Technical_GWh_Before Competition Groups_Building Recommissioning, Operations and Maintenance (O&M) Improvements
Commercial | Com ¦ LED Troffer/Surface/Suspended | 2041 | Achievable | GWh | Before Competition Groups | 1096.0185 | 0 | 0 | 13627.4773 | 0.080427 | 3 | Commercial_2041_Achievable_GWh_Before Competition Groups_3 | LED Troffer/Surface/Suspended | 8.043% | 0 | 1096.0185 | Commercial_2041_Achievable_GWh_Before Competition Groups_LED Troffer/Surface/Suspended
Commercial | Com ¦ ENERGY STAR LED LAMPS (REFLECTOR LAMPs/MR16/PAR 16) | 2041 | Achievable | GWh | Before Competition Groups | 1074.2188 | 0 | 0 | 13627.4773 | 0.078827 | 4 | Commercial_2041_Achievable_GWh_Before Competition Groups_4 | ENERGY STAR LED LAMPS (REFLECTOR LAMPs/MR16/PAR 16) | 7.883% | 0 | 1074.2188 | Commercial_2041_Achievable_GWh_Before Competition Groups_ENERGY STAR LED LAMPS (REFLECTOR LAMPs/MR16/PAR 16)
Commercial | Com ¦ LED Low/High Bay | 2041 | Economic | GWh | Before Competition Groups | 1131.5934 | 0 | 0 | 17122.3724 | 0.066089 | 2 | Commercial_2041_Economic_GWh_Before Competition Groups_2 | LED Low/High Bay | 6.609% | 0 | 1131.5934 | Commercial_2041_Economic_GWh_Before Competition Groups_LED Low/High Bay
Commercial | Com ¦ ENERGY STAR LED LAMPS (REFLECTOR LAMPs/MR16/PAR 16) | 2041 | Economic | GWh | Before Competition Groups | 1065.4296 | 0 | 0 | 17122.3724 | 0.062224 | 3 | Commercial_2041_Economic_GWh_Before Competition Groups_3 | ENERGY STAR LED LAMPS (REFLECTOR LAMPs/MR16/PAR 16) | 6.222% | 0 | 1065.4296 | Commercial_2041_Economic_GWh_Before Competition Groups_ENERGY STAR LED LAMPS (REFLECTOR LAMPs/MR16/PAR 16)
Commercial | Com ¦ LED Troffer/Surface/Suspended | 2041 | Economic | GWh | Before Competition Groups | 907.518 | 0 | 0 | 17122.3724 | 0.053002 | 4 | Commercial_2041_Economic_GWh_Before Competition Groups_4 | LED Troffer/Surface/Suspended | 5.3% | 0 | 907.518 | Commercial_2041_Economic_GWh_Before Competition Groups_LED Troffer/Surface/Suspended
Commercial | Com ¦ LED Low/High Bay | 2041 | Technical | GWh | Before Competition Groups | 1131.5934 | 0 | 0 | 21831.9665 | 0.051832 | 3 | Commercial_2041_Technical_GWh_Before Competition Groups_3 | LED Low/High Bay | 5.183% | 0 | 1131.5934 | Commercial_2041_Technical_GWh_Before Competition Groups_LED Low/High Bay
Commercial | Com ¦ Education and Capacity Building/Energy Behavior | 2041 | Achievable | GWh | Before Competition Groups | 680.6878 | 0 | 0 | 13627.4773 | 0.04995 | 5 | Commercial_2041_Achievable_GWh_Before Competition Groups_5 | Education and Capacity Building/Energy Behavior | 4.995% | 0 | 680.6878 | Commercial_2041_Achievable_GWh_Before Competition Groups_Education and Capacity Building/Energy Behavior
Commercial | Com ¦ LED Replacement Lamp (Tube) | 2041 | Achievable | GWh | Before Competition Groups | 673.1885 | 0 | 0 | 13627.4773 | 0.049399 | 6 | Commercial_2041_Achievable_GWh_Before Competition Groups_6 | LED Replacement Lamp (Tube) | 4.94% | 0 | 673.1885 | Commercial_2041_Achievable_GWh_Before Competition Groups_LED Replacement Lamp (Tube)
Commercial | Com ¦ ENERGY STAR LED LAMPS (REFLECTOR LAMPs/MR16/PAR 16) | 2041 | Technical | GWh | Before Competition Groups | 1078.2442 | 0 | 0 | 21831.9665 | 0.049388 | 4 | Commercial_2041_Technical_GWh_Before Competition Groups_4 | ENERGY STAR LED LAMPS (REFLECTOR LAMPs/MR16/PAR 16) | 4.939% | 0 | 1078.2442 | Commercial_2041_Technical_GWh_Before Competition Groups_ENERGY STAR LED LAMPS (REFLECTOR LAMPs/MR16/PAR 16)
Commercial | Com ¦ LED EXTERIOR AREA LIGHTS - LED fixture (200W) | 2041 | Achievable | GWh | Before Competition Groups | 664.8937 | 0 | 0 | 13627.4773 | 0.048791 | 7 | Commercial_2041_Achievable_GWh_Before Competition Groups_7 | LED EXTERIOR AREA LIGHTS - LED fixture (200W) | 4.879% | 0 | 664.8937 | Commercial_2041_Achievable_GWh_Before Competition Groups_LED EXTERIOR AREA LIGHTS - LED fixture (200W)
Commercial | Com ¦ LED Replacement Lamp (Tube) | 2041 | Economic | GWh | Before Competition Groups | 803.5503 | 0 | 0 | 17122.3724 | 0.04693 | 5 | Commercial_2041_Economic_GWh_Before Competition Groups_5 | LED Replacement Lamp (Tube) | 4.693% | 0 | 803.5503 | Commercial_2041_Economic_GWh_Before Competition Groups_LED Replacement Lamp (Tube)
Commercial | Com ¦ LED parking lot fixture | 2041 | Achievable | GWh | Before Competition Groups | 627.1135 | 0 | 0 | 13627.4773 | 0.046018 | 8 | Commercial_2041_Achievable_GWh_Before Competition Groups_8 | LED parking lot fixture | 4.602% | 0 | 627.1135 | Commercial_2041_Achievable_GWh_Before Competition Groups_LED parking lot fixture
Commercial | Com ¦ LLLC - Low Impact Application | 2041 | Economic | GWh | Before Competition Groups | 781.8729 | 0 | 0 | 17122.3724 | 0.045664 | 6 | Commercial_2041_Economic_GWh_Before Competition Groups_6 | LLLC - Low Impact Application | 4.566% | 0 | 781.8729 | Commercial_2041_Economic_GWh_Before Competition Groups_LLLC - Low Impact Application
Commercial | Com ¦ LLLC - High Impact Application | 2041 | Economic | GWh | Before Competition Groups | 777.0155 | 0 | 0 | 17122.3724 | 0.04538 | 7 | Commercial_2041_Economic_GWh_Before Competition Groups_7 | LLLC - High Impact Application | 4.538% | 0 | 777.0155 | Commercial_2041_Economic_GWh_Before Competition Groups_LLLC - High Impact Application
Commercial | Com ¦ Furnace Tune-Up | 2041 | Achievable | GWh | Before Competition Groups | 605.8916 | 0 | 0 | 13627.4773 | 0.044461 | 9 | Commercial_2041_Achievable_GWh_Before Competition Groups_9 | Furnace Tune-Up | 4.446% | 0 | 605.8916 | Commercial_2041_Achievable_GWh_Before Competition Groups_Furnace Tune-Up
Commercial | Com ¦ High Efficiency Air Source Heat Pump | 2041 | Economic | GWh | Before Competition Groups | 752.0432 | 0 | 0 | 17122.3724 | 0.043922 | 8 | Commercial_2041_Economic_GWh_Before Competition Groups_8 | High Efficiency Air Source Heat Pump | 4.392% | 0 | 752.0432 | Commercial_2041_Economic_GWh_Before Competition Groups_High Efficiency Air Source Heat Pump
Commercial | Com ¦ LED Troffer/Surface/Suspended | 2041 | Technical | GWh | Before Competition Groups | 907.518 | 0 | 0 | 21831.9665 | 0.041568 | 5 | Commercial_2041_Technical_GWh_Before Competition Groups_5 | LED Troffer/Surface/Suspended | 4.157% | 0 | 907.518 | Commercial_2041_Technical_GWh_Before Competition Groups_LED Troffer/Surface/Suspended
Commercial | Com ¦ Networked/Connected - High Impact Application | 2041 | Economic | GWh | Before Competition Groups | 702.3061 | 0 | 0 | 17122.3724 | 0.041017 | 9 | Commercial_2041_Economic_GWh_Before Competition Groups_9 | Networked/Connected - High Impact Application | 4.102% | 0 | 702.3061 | Commercial_2041_Economic_GWh_Before Competition Groups_Networked/Connected - High Impact Application
Commercial | Com ¦ Education and Capacity Building/Energy Behavior | 2041 | Economic | GWh | Before Competition Groups | 699.6712 | 0 | 0 | 17122.3724 | 0.040863 | 10 | Commercial_2041_Economic_GWh_Before Competition Groups_10 | Education and Capacity Building/Energy Behavior | 4.086% | 0 | 699.6712 | Commercial_2041_Economic_GWh_Before Competition Groups_Education and Capacity Building/Energy Behavior
Commercial | Com ¦ LED EXTERIOR AREA LIGHTS - LED fixture (200W) | 2041 | Economic | GWh | Before Competition Groups | 673.7164 | 0 | 0 | 17122.3724 | 0.039347 | 11 | Commercial_2041_Economic_GWh_Before Competition Groups_11 | LED EXTERIOR AREA LIGHTS - LED fixture (200W) | 3.935% | 0 | 673.7164 | Commercial_2041_Economic_GWh_Before Competition Groups_LED EXTERIOR AREA LIGHTS - LED fixture (200W)
Commercial | Com ¦ LED parking lot fixture | 2041 | Economic | GWh | Before Competition Groups | 632.7422 | 0 | 0 | 17122.3724 | 0.036954 | 12 | Commercial_2041_Economic_GWh_Before Competition Groups_12 | LED parking lot fixture | 3.695% | 0 | 632.7422 | Commercial_2041_Economic_GWh_Before Competition Groups_LED parking lot fixture
Commercial | Com ¦ LED Replacement Lamp (Tube) | 2041 | Technical | GWh | Before Competition Groups | 803.5503 | 0 | 0 | 21831.9665 | 0.036806 | 6 | Commercial_2041_Technical_GWh_Before Competition Groups_6 | LED Replacement Lamp (Tube) | 3.681% | 0 | 803.5503 | Commercial_2041_Technical_GWh_Before Competition Groups_LED Replacement Lamp (Tube)
Commercial | Com ¦ LLLC - Low Impact Application | 2041 | Technical | GWh | Before Competition Groups | 781.8729 | 0 | 0 | 21831.9665 | 0.035813 | 7 | Commercial_2041_Technical_GWh_Before Competition Groups_7 | LLLC - Low Impact Application | 3.581% | 0 | 781.8729 | Commercial_2041_Technical_GWh_Before Competition Groups_LLLC - Low Impact Application
Commercial | Com ¦ LLLC - High Impact Application | 2041 | Technical | GWh | Before Competition Groups | 777.0155 | 0 | 0 | 21831.9665 | 0.035591 | 8 | Commercial_2041_Technical_GWh_Before Competition Groups_8 | LLLC - High Impact Application | 3.559% | 0 | 777.0155 | Commercial_2041_Technical_GWh_Before Competition Groups_LLLC - High Impact Application
Commercial | Com ¦ High Efficiency Air Source Heat Pump | 2041 | Technical | GWh | Before Competition Groups | 752.0432 | 0 | 0 | 21831.9665 | 0.034447 | 9 | Commercial_2041_Technical_GWh_Before Competition Groups_9 | High Efficiency Air Source Heat Pump | 3.445% | 0 | 752.0432 | Commercial_2041_Technical_GWh_Before Competition Groups_High Efficiency Air Source Heat Pump
Commercial | Com ¦ LED street light fixture | 2041 | Achievable | GWh | Before Competition Groups | 453.1622 | 0 | 0 | 13627.4773 | 0.033254 | 10 | Commercial_2041_Achievable_GWh_Before Competition Groups_10 | LED street light fixture | 3.325% | 0 | 453.1622 | Commercial_2041_Achievable_GWh_Before Competition Groups_LED street light fixture
Commercial | Com ¦ Networked/Connected - High Impact Application | 2041 | Technical | GWh | Before Competition Groups | 702.3061 | 0 | 0 | 21831.9665 | 0.032169 | 10 | Commercial_2041_Technical_GWh_Before Competition Groups_10 | Networked/Connected - High Impact Application | 3.217% | 0 | 702.3061 | Commercial_2041_Technical_GWh_Before Competition Groups_Networked/Connected - High Impact Application
Commercial | Com ¦ Education and Capacity Building/Energy Behavior | 2041 | Technical | GWh | Before Competition Groups | 699.6712 | 0 | 0 | 21831.9665 | 0.032048 | 11 | Commercial_2041_Technical_GWh_Before Competition Groups_11 | Education and Capacity Building/Energy Behavior | 3.205% | 0 | 699.6712 | Commercial_2041_Technical_GWh_Before Competition Groups_Education and Capacity Building/Energy Behavior
Commercial | Com ¦ LED EXTERIOR AREA LIGHTS - LED fixture (200W) | 2041 | Technical | GWh | Before Competition Groups | 673.7164 | 0 | 0 | 21831.9665 | 0.030859 | 12 | Commercial_2041_Technical_GWh_Before Competition Groups_12 | LED EXTERIOR AREA LIGHTS - LED fixture (200W) | 3.086% | 0 | 673.7164 | Commercial_2041_Technical_GWh_Before Competition Groups_LED EXTERIOR AREA LIGHTS - LED fixture (200W)
Commercial | Com ¦ Networked/Connected - Low Impact Application | 2041 | Technical | GWh | Before Competition Groups | 672.2481 | 0 | 0 | 21831.9665 | 0.030792 | 13 | Commercial_2041_Technical_GWh_Before Competition Groups_13 | Networked/Connected - Low Impact Application | 3.079% | 0 | 672.2481 | Commercial_2041_Technical_GWh_Before Competition Groups_Networked/Connected - Low Impact Application
Commercial | Com ¦ Smart Strip Plug Outlets | 2041 | Technical | GWh | Before Competition Groups | 661.3997 | 0 | 0 | 21831.9665 | 0.030295 | 14 | Commercial_2041_Technical_GWh_Before Competition Groups_14 | Smart Strip Plug Outlets | 3.03% | 0 | 661.3997 | Commercial_2041_Technical_GWh_Before Competition Groups_Smart Strip Plug Outlets
Commercial | Com ¦ LED parking lot fixture | 2041 | Technical | GWh | Before Competition Groups | 632.7422 | 0 | 0 | 21831.9665 | 0.028982 | 15 | Commercial_2041_Technical_GWh_Before Competition Groups_15 | LED parking lot fixture | 2.898% | 0 | 632.7422 | Commercial_2041_Technical_GWh_Before Competition Groups_LED parking lot fixture
Commercial | Com ¦ Furnace Tune-Up | 2041 | Economic | GWh | Before Competition Groups | 496.2222 | 0 | 0 | 17122.3724 | 0.028981 | 13 | Commercial_2041_Economic_GWh_Before Competition Groups_13 | Furnace Tune-Up | 2.898% | 0 | 496.2222 | Commercial_2041_Economic_GWh_Before Competition Groups_Furnace Tune-Up
Commercial | Com ¦ LED street light fixture | 2041 | Economic | GWh | Before Competition Groups | 464.9436 | 0 | 0 | 17122.3724 | 0.027154 | 14 | Commercial_2041_Economic_GWh_Before Competition Groups_14 | LED street light fixture | 2.715% | 0 | 464.9436 | Commercial_2041_Economic_GWh_Before Competition Groups_LED street light fixture
Commercial | Com ¦ Refrigerated Display Case Doors | 2041 | Achievable | GWh | Before Competition Groups | 350.9472 | 0 | 0 | 13627.4773 | 0.025753 | 11 | Commercial_2041_Achievable_GWh_Before Competition Groups_11 | Refrigerated Display Case Doors | 2.575% | 0 | 350.9472 | Commercial_2041_Achievable_GWh_Before Competition Groups_Refrigerated Display Case Doors
Commercial | Com ¦ Networked/Connected - Low Impact Application | 2041 | Economic | GWh | Before Competition Groups | 429.9955 | 0 | 0 | 17122.3724 | 0.025113 | 15 | Commercial_2041_Economic_GWh_Before Competition Groups_15 | Networked/Connected - Low Impact Application | 2.511% | 0 | 429.9955 | Commercial_2041_Economic_GWh_Before Competition Groups_Networked/Connected - Low Impact Application
Commercial | Com ¦ Variable Refrigerant Flow Heat Pump | 2041 | Technical | GWh | Before Competition Groups | 537.1228 | 0 | 0 | 21831.9665 | 0.024603 | 16 | Commercial_2041_Technical_GWh_Before Competition Groups_16 | Variable Refrigerant Flow Heat Pump | 2.46% | 0 | 537.1228 | Commercial_2041_Technical_GWh_Before Competition Groups_Variable Refrigerant Flow Heat Pump
Commercial | Com ¦ Refrigerated Display Case Doors | 2041 | Economic | GWh | Before Competition Groups | 416.5824 | 0 | 0 | 17122.3724 | 0.02433 | 16 | Commercial_2041_Economic_GWh_Before Competition Groups_16 | Refrigerated Display Case Doors | 2.433% | 0 | 416.5824 | Commercial_2041_Economic_GWh_Before Competition Groups_Refrigerated Display Case Doors
Commercial | Com ¦ High Efficiency Air Source Heat Pump | 2041 | Achievable | GWh | Before Competition Groups | 315.8139 | 0 | 0 | 13627.4773 | 0.023175 | 12 | Commercial_2041_Achievable_GWh_Before Competition Groups_12 | High Efficiency Air Source Heat Pump | 2.317% | 0 | 315.8139 | Commercial_2041_Achievable_GWh_Before Competition Groups_High Efficiency Air Source Heat Pump
Commercial | Com ¦ Refrigerated Display Case Doors | 2041 | Technical | GWh | Before Competition Groups | 502.5603 | 0 | 0 | 21831.9665 | 0.023019 | 17 | Commercial_2041_Technical_GWh_Before Competition Groups_17 | Refrigerated Display Case Doors | 2.302% | 0 | 502.5603 | Commercial_2041_Technical_GWh_Before Competition Groups_Refrigerated Display Case Doors
Commercial | Com ¦ Furnace Tune-Up | 2041 | Technical | GWh | Before Competition Groups | 496.2222 | 0 | 0 | 21831.9665 | 0.022729 | 18 | Commercial_2041_Technical_GWh_Before Competition Groups_18 | Furnace Tune-Up | 2.273% | 0 | 496.2222 | Commercial_2041_Technical_GWh_Before Competition Groups_Furnace Tune-Up
Commercial | Com ¦ Reach-in Shaded Pole to ECM/PSC Evaporator Fan Motor | 2041 | Economic | GWh | Before Competition Groups | 379.8857 | 0 | 0 | 17122.3724 | 0.022187 | 17 | Commercial_2041_Economic_GWh_Before Competition Groups_17 | Reach-in Shaded Pole to ECM/PSC Evaporator Fan Motor | 2.219% | 0 | 379.8857 | Commercial_2041_Economic_GWh_Before Competition Groups_Reach-in Shaded Pole to ECM/PSC Evaporator Fan Motor
Commercial | Com ¦ Reach-in Shaded Pole to ECM/PSC Evaporator Fan Motor | 2041 | Achievable | GWh | Before Competition Groups | 301.041 | 0 | 0 | 13627.4773 | 0.022091 | 13 | Commercial_2041_Achievable_GWh_Before Competition Groups_13 | Reach-in Shaded Pole to ECM/PSC Evaporator Fan Motor | 2.209% | 0 | 301.041 | Commercial_2041_Achievable_GWh_Before Competition Groups_Reach-in Shaded Pole to ECM/PSC Evaporator Fan Motor
Commercial | Com ¦ Advanced BAS/Controllers | 2041 | Achievable | GWh | Before Competition Groups | 295.2439 | 0 | 0 | 13627.4773 | 0.021665 | 14 | Commercial_2041_Achievable_GWh_Before Competition Groups_14 | Advanced BAS/Controllers | 2.167% | 0 | 295.2439 | Commercial_2041_Achievable_GWh_Before Competition Groups_Advanced BAS/Controllers
Commercial | Com ¦ LED street light fixture | 2041 | Technical | GWh | Before Competition Groups | 464.9436 | 0 | 0 | 21831.9665 | 0.021296 | 19 | Commercial_2041_Technical_GWh_Before Competition Groups_19 | LED street light fixture | 2.13% | 0 | 464.9436 | Commercial_2041_Technical_GWh_Before Competition Groups_LED street light fixture
Commercial | Com ¦ Demand Control Ventilation | 2041 | Achievable | GWh | Before Competition Groups | 281.6077 | 0 | 0 | 13627.4773 | 0.020665 | 15 | Commercial_2041_Achievable_GWh_Before Competition Groups_15 | Demand Control Ventilation | 2.066% | 0 | 281.6077 | Commercial_2041_Achievable_GWh_Before Competition Groups_Demand Control Ventilation
Commercial | Com ¦ Advanced BAS/Controllers | 2041 | Economic | GWh | Before Competition Groups | 349.7324 | 0 | 0 | 17122.3724 | 0.020425 | 18 | Commercial_2041_Economic_GWh_Before Competition Groups_18 | Advanced BAS/Controllers | 2.043% | 0 | 349.7324 | Commercial_2041_Economic_GWh_Before Competition Groups_Advanced BAS/Controllers
Commercial | Com ¦ Strip Curtains | 2041 | Achievable | GWh | Before Competition Groups | 275.2235 | 0 | 0 | 13627.4773 | 0.020196 | 16 | Commercial_2041_Achievable_GWh_Before Competition Groups_16 | Strip Curtains | 2.02% | 0 | 275.2235 | Commercial_2041_Achievable_GWh_Before Competition Groups_Strip Curtains
Commercial | Com ¦ Demand Control Ventilation | 2041 | Economic | GWh | Before Competition Groups | 338.2318 | 0 | 0 | 17122.3724 | 0.019754 | 19 | Commercial_2041_Economic_GWh_Before Competition Groups_19 | Demand Control Ventilation | 1.975% | 0 | 338.2318 | Commercial_2041_Economic_GWh_Before Competition Groups_Demand Control Ventilation
Commercial | Com ¦ Data Center Storage/Server Virtualization | 2041 | Achievable | GWh | Before Competition Groups | 255.5567 | 0 | 0 | 13627.4773 | 0.018753 | 17 | Commercial_2041_Achievable_GWh_Before Competition Groups_17 | Data Center Storage/Server Virtualization | 1.875% | 0 | 255.5567 | Commercial_2041_Achievable_GWh_Before Competition Groups_Data Center Storage/Server Virtualization
Commercial | Com ¦ Data Center Storage/Server Virtualization | 2041 | Economic | GWh | Before Competition Groups | 317.7566 | 0 | 0 | 17122.3724 | 0.018558 | 20 | Commercial_2041_Economic_GWh_Before Competition Groups_20 | Data Center Storage/Server Virtualization | 1.856% | 0 | 317.7566 | Commercial_2041_Economic_GWh_Before Competition Groups_Data Center Storage/Server Virtualization
Commercial | Com ¦ Reach-in Shaded Pole to ECM/PSC Evaporator Fan Motor | 2041 | Technical | GWh | Before Competition Groups | 379.8857 | 0 | 0 | 21831.9665 | 0.0174 | 20 | Commercial_2041_Technical_GWh_Before Competition Groups_20 | Reach-in Shaded Pole to ECM/PSC Evaporator Fan Motor | 1.74% | 0 | 379.8857 | Commercial_2041_Technical_GWh_Before Competition Groups_Reach-in Shaded Pole to ECM/PSC Evaporator Fan Motor
Commercial | Com ¦ Demand Control Ventilation | 2041 | Technical | GWh | Before Competition Groups | 353.4591 | 0 | 0 | 21831.9665 | 0.01619 | 21 | Commercial_2041_Technical_GWh_Before Competition Groups_21 | Demand Control Ventilation | 1.619% | 0 | 353.4591 | Commercial_2041_Technical_GWh_Before Competition Groups_Demand Control Ventilation
Commercial | Com ¦ Advanced BAS/Controllers | 2041 | Technical | GWh | Before Competition Groups | 349.7324 | 0 | 0 | 21831.9665 | 0.016019 | 22 | Commercial_2041_Technical_GWh_Before Competition Groups_22 | Advanced BAS/Controllers | 1.602% | 0 | 349.7324 | Commercial_2041_Technical_GWh_Before Competition Groups_Advanced BAS/Controllers
Commercial | Com ¦ Strip Curtains | 2041 | Economic | GWh | Before Competition Groups | 263.8086 | 0 | 0 | 17122.3724 | 0.015407 | 21 | Commercial_2041_Economic_GWh_Before Competition Groups_21 | Strip Curtains | 1.541% | 0 | 263.8086 | Commercial_2041_Economic_GWh_Before Competition Groups_Strip Curtains
Commercial | Com ¦ Variable Frequency Drive (VFD) | 2041 | Achievable | GWh | Before Competition Groups | 203.1102 | 0 | 0 | 13627.4773 | 0.014904 | 18 | Commercial_2041_Achievable_GWh_Before Competition Groups_18 | Variable Frequency Drive (VFD) | 1.49% | 0 | 203.1102 | Commercial_2041_Achievable_GWh_Before Competition Groups_Variable Frequency Drive (VFD)
Commercial | Com ¦ Centrally controlled desktop PC/NETWORK PC POWER MANAGEMENT SOFTWARE | 2041 | Achievable | GWh | Before Competition Groups | 200.2253 | 0 | 0 | 13627.4773 | 0.014693 | 19 | Commercial_2041_Achievable_GWh_Before Competition Groups_19 | Centrally controlled desktop PC/NETWORK PC POWER MANAGEMENT SOFTWARE | 1.469% | 0 | 200.2253 | Commercial_2041_Achievable_GWh_Before Competition Groups_Centrally controlled desktop PC/NETWORK PC POWER MANAGEMENT SOFTWARE
Commercial | Com ¦ Data Center Storage/Server Virtualization | 2041 | Technical | GWh | Before Competition Groups | 317.7566 | 0 | 0 | 21831.9665 | 0.014555 | 23 | Commercial_2041_Technical_GWh_Before Competition Groups_23 | Data Center Storage/Server Virtualization | 1.455% | 0 | 317.7566 | Commercial_2041_Technical_GWh_Before Competition Groups_Data Center Storage/Server Virtualization
Commercial | Com ¦ VFD on Pumps | 2041 | Achievable | GWh | Before Competition Groups | 190.8852 | 0 | 0 | 13627.4773 | 0.014007 | 20 | Commercial_2041_Achievable_GWh_Before Competition Groups_20 | VFD on Pumps | 1.401% | 0 | 190.8852 | Commercial_2041_Achievable_GWh_Before Competition Groups_VFD on Pumps
Commercial | Com ¦ LED or Equivalent Sign Lighting | 2041 | Achievable | GWh | Before Competition Groups | 178.0115 | 0 | 0 | 13627.4773 | 0.013063 | 21 | Commercial_2041_Achievable_GWh_Before Competition Groups_21 | LED or Equivalent Sign Lighting | 1.306% | 0 | 178.0115 | Commercial_2041_Achievable_GWh_Before Competition Groups_LED or Equivalent Sign Lighting
Commercial | Com ¦ Centrally controlled desktop PC/NETWORK PC POWER MANAGEMENT SOFTWARE | 2041 | Economic | GWh | Before Competition Groups | 214.3361 | 0 | 0 | 17122.3724 | 0.012518 | 22 | Commercial_2041_Economic_GWh_Before Competition Groups_22 | Centrally controlled desktop PC/NETWORK PC POWER MANAGEMENT SOFTWARE | 1.252% | 0 | 214.3361 | Commercial_2041_Economic_GWh_Before Competition Groups_Centrally controlled desktop PC/NETWORK PC POWER MANAGEMENT SOFTWARE
Commercial | Com ¦ Strip Curtains | 2041 | Technical | GWh | Before Competition Groups | 263.8086 | 0 | 0 | 21831.9665 | 0.012084 | 24 | Commercial_2041_Technical_GWh_Before Competition Groups_24 | Strip Curtains | 1.208% | 0 | 263.8086 | Commercial_2041_Technical_GWh_Before Competition Groups_Strip Curtains
Commercial | Com ¦ Variable Refrigerant Flow Heat Pump | 2041 | Achievable | GWh | Before Competition Groups | 157.6024 | 0 | 0 | 13627.4773 | 0.011565 | 22 | Commercial_2041_Achievable_GWh_Before Competition Groups_22 | Variable Refrigerant Flow Heat Pump | 1.157% | 0 | 157.6024 | Commercial_2041_Achievable_GWh_Before Competition Groups_Variable Refrigerant Flow Heat Pump
Commercial | Com ¦ Adaptive Thermostats | 2041 | Achievable | GWh | Before Competition Groups | 153.5494 | 0 | 0 | 13627.4773 | 0.011268 | 23 | Commercial_2041_Achievable_GWh_Before Competition Groups_23 | Adaptive Thermostats | 1.127% | 0 | 153.5494 | Commercial_2041_Achievable_GWh_Before Competition Groups_Adaptive Thermostats
Commercial | Com ¦ LED or Equivalent Sign Lighting | 2041 | Economic | GWh | Before Competition Groups | 181.793 | 0 | 0 | 17122.3724 | 0.010617 | 23 | Commercial_2041_Economic_GWh_Before Competition Groups_23 | LED or Equivalent Sign Lighting | 1.062% | 0 | 181.793 | Commercial_2041_Economic_GWh_Before Competition Groups_LED or Equivalent Sign Lighting
Commercial | Com ¦ Unitary Air-Conditioning Unit | 2041 | Technical | GWh | Before Competition Groups | 224.6015 | 0 | 0 | 21831.9665 | 0.010288 | 25 | Commercial_2041_Technical_GWh_Before Competition Groups_25 | Unitary Air-Conditioning Unit | 1.029% | 0 | 224.6015 | Commercial_2041_Technical_GWh_Before Competition Groups_Unitary Air-Conditioning Unit
Commercial | Com ¦ Air Handler with Dedicated Outdoor Air Systems | 2041 | Achievable | GWh | Before Competition Groups | 137.2991 | 0 | 0 | 13627.4773 | 0.010075 | 24 | Commercial_2041_Achievable_GWh_Before Competition Groups_24 | Air Handler with Dedicated Outdoor Air Systems | 1.008% | 0 | 137.2991 | Commercial_2041_Achievable_GWh_Before Competition Groups_Air Handler with Dedicated Outdoor Air Systems
Commercial | Com ¦ Unitary Air-Conditioning Unit | 2041 | Achievable | GWh | Before Competition Groups | 136.3653 | 0 | 0 | 13627.4773 | 0.010007 | 25 | Commercial_2041_Achievable_GWh_Before Competition Groups_25 | Unitary Air-Conditioning Unit | 1.001% | 0 | 136.3653 | Commercial_2041_Achievable_GWh_Before Competition Groups_Unitary Air-Conditioning Unit
Commercial | Com ¦ Centrally controlled desktop PC/NETWORK PC POWER MANAGEMENT SOFTWARE | 2041 | Technical | GWh | Before Competition Groups | 214.3361 | 0 | 0 | 21831.9665 | 0.0098175 | 26 | Commercial_2041_Technical_GWh_Before Competition Groups_26 | Centrally controlled desktop PC/NETWORK PC POWER MANAGEMENT SOFTWARE | 0.9818% | 0 | 214.3361 | Commercial_2041_Technical_GWh_Before Competition Groups_Centrally controlled desktop PC/NETWORK PC POWER MANAGEMENT SOFTWARE
Commercial | Com ¦ Variable Frequency Drive (VFD) | 2041 | Economic | GWh | Before Competition Groups | 166.2109 | 0 | 0 | 17122.3724 | 0.0097072 | 24 | Commercial_2041_Economic_GWh_Before Competition Groups_24 | Variable Frequency Drive (VFD) | 0.9707% | 0 | 166.2109 | Commercial_2041_Economic_GWh_Before Competition Groups_Variable Frequency Drive (VFD)
Commercial | Com ¦ Door Gasket Freezer/Refrigerator | 2041 | Technical | GWh | Before Competition Groups | 210.8291 | 0 | 0 | 21831.9665 | 0.0096569 | 27 | Commercial_2041_Technical_GWh_Before Competition Groups_27 | Door Gasket Freezer/Refrigerator | 0.9657% | 0 | 210.8291 | Commercial_2041_Technical_GWh_Before Competition Groups_Door Gasket Freezer/Refrigerator
Commercial | Com ¦ VFD on Pumps | 2041 | Economic | GWh | Before Competition Groups | 156.2612 | 0 | 0 | 17122.3724 | 0.0091261 | 25 | Commercial_2041_Economic_GWh_Before Competition Groups_25 | VFD on Pumps | 0.9126% | 0 | 156.2612 | Commercial_2041_Economic_GWh_Before Competition Groups_VFD on Pumps
Commercial | Com ¦ Adaptive Thermostats | 2041 | Economic | GWh | Before Competition Groups | 152.4309 | 0 | 0 | 17122.3724 | 0.0089024 | 26 | Commercial_2041_Economic_GWh_Before Competition Groups_26 | Adaptive Thermostats | 0.8902% | 0 | 152.4309 | Commercial_2041_Economic_GWh_Before Competition Groups_Adaptive Thermostats
Commercial | Com ¦ LED or Equivalent Sign Lighting | 2041 | Technical | GWh | Before Competition Groups | 181.793 | 0 | 0 | 21831.9665 | 0.0083269 | 28 | Commercial_2041_Technical_GWh_Before Competition Groups_28 | LED or Equivalent Sign Lighting | 0.8327% | 0 | 181.793 | Commercial_2041_Technical_GWh_Before Competition Groups_LED or Equivalent Sign Lighting
Commercial | Com ¦ Unitary Air-Conditioning Unit | 2041 | Economic | GWh | Before Competition Groups | 141.0579 | 0 | 0 | 17122.3724 | 0.0082382 | 27 | Commercial_2041_Economic_GWh_Before Competition Groups_27 | Unitary Air-Conditioning Unit | 0.8238% | 0 | 141.0579 | Commercial_2041_Economic_GWh_Before Competition Groups_Unitary Air-Conditioning Unit
Commercial | Com ¦ Variable Refrigerant Flow Heat Pump | 2041 | Economic | GWh | Before Competition Groups | 135.032 | 0 | 0 | 17122.3724 | 0.0078863 | 28 | Commercial_2041_Economic_GWh_Before Competition Groups_28 | Variable Refrigerant Flow Heat Pump | 0.7886% | 0 | 135.032 | Commercial_2041_Economic_GWh_Before Competition Groups_Variable Refrigerant Flow Heat Pump
Commercial | Com ¦ Refrigeration Optimization | 2041 | Technical | GWh | Before Competition Groups | 171.095 | 0 | 0 | 21831.9665 | 0.0078369 | 29 | Commercial_2041_Technical_GWh_Before Competition Groups_29 | Refrigeration Optimization | 0.7837% | 0 | 171.095 | Commercial_2041_Technical_GWh_Before Competition Groups_Refrigeration Optimization
Commercial | Com ¦ Demand Control Kitchen Ventilation | 2041 | Achievable | GWh | Before Competition Groups | 103.9973 | 0 | 0 | 13627.4773 | 0.0076314 | 26 | Commercial_2041_Achievable_GWh_Before Competition Groups_26 | Demand Control Kitchen Ventilation | 0.7631% | 0 | 103.9973 | Commercial_2041_Achievable_GWh_Before Competition Groups_Demand Control Kitchen Ventilation
Commercial | Com ¦ Variable Frequency Drive (VFD) | 2041 | Technical | GWh | Before Competition Groups | 166.2109 | 0 | 0 | 21831.9665 | 0.0076132 | 30 | Commercial_2041_Technical_GWh_Before Competition Groups_30 | Variable Frequency Drive (VFD) | 0.7613% | 0 | 166.2109 | Commercial_2041_Technical_GWh_Before Competition Groups_Variable Frequency Drive (VFD)
Commercial | Com ¦ Air Handler with Dedicated Outdoor Air Systems | 2041 | Economic | GWh | Before Competition Groups | 129.7163 | 0 | 0 | 17122.3724 | 0.0075758 | 29 | Commercial_2041_Economic_GWh_Before Competition Groups_29 | Air Handler with Dedicated Outdoor Air Systems | 0.7576% | 0 | 129.7163 | Commercial_2041_Economic_GWh_Before Competition Groups_Air Handler with Dedicated Outdoor Air Systems
Commercial | Com ¦ Condensing Make Up Air Unit | 2041 | Economic | GWh | Before Competition Groups | 129.68 | 0 | 0 | 17122.3724 | 0.0075737 | 30 | Commercial_2041_Economic_GWh_Before Competition Groups_30 | Condensing Make Up Air Unit | 0.7574% | 0 | 129.68 | Commercial_2041_Economic_GWh_Before Competition Groups_Condensing Make Up Air Unit
Commercial | Com ¦ Condensing Make Up Air Unit | 2041 | Achievable | GWh | Before Competition Groups | 101.2831 | 0 | 0 | 13627.4773 | 0.0074323 | 27 | Commercial_2041_Achievable_GWh_Before Competition Groups_27 | Condensing Make Up Air Unit | 0.7432% | 0 | 101.2831 | Commercial_2041_Achievable_GWh_Before Competition Groups_Condensing Make Up Air Unit
Commercial | Com ¦ Demand Control Kitchen Ventilation | 2041 | Economic | GWh | Before Competition Groups | 124.0259 | 0 | 0 | 17122.3724 | 0.0072435 | 31 | Commercial_2041_Economic_GWh_Before Competition Groups_31 | Demand Control Kitchen Ventilation | 0.7243% | 0 | 124.0259 | Commercial_2041_Economic_GWh_Before Competition Groups_Demand Control Kitchen Ventilation
Commercial | Com ¦ VFD on Pumps | 2041 | Technical | GWh | Before Competition Groups | 156.2612 | 0 | 0 | 21831.9665 | 0.0071574 | 31 | Commercial_2041_Technical_GWh_Before Competition Groups_31 | VFD on Pumps | 0.7157% | 0 | 156.2612 | Commercial_2041_Technical_GWh_Before Competition Groups_VFD on Pumps
Commercial | Com ¦ Adaptive Thermostats | 2041 | Technical | GWh | Before Competition Groups | 153.4374 | 0 | 0 | 21831.9665 | 0.0070281 | 32 | Commercial_2041_Technical_GWh_Before Competition Groups_32 | Adaptive Thermostats | 0.7028% | 0 | 153.4374 | Commercial_2041_Technical_GWh_Before Competition Groups_Adaptive Thermostats
Commercial | Com ¦ ECM MOTORS FOR EVAPORATOR FANS for refrigeration (WALK-IN) | 2041 | Achievable | GWh | Before Competition Groups | 95.2317 | 0 | 0 | 13627.4773 | 0.0069882 | 28 | Commercial_2041_Achievable_GWh_Before Competition Groups_28 | ECM MOTORS FOR EVAPORATOR FANS for refrigeration (WALK-IN) | 0.6988% | 0 | 95.2317 | Commercial_2041_Achievable_GWh_Before Competition Groups_ECM MOTORS FOR EVAPORATOR FANS for refrigeration (WALK-IN)
Commercial | Com ¦ Condensing Make Up Air Unit | 2041 | Technical | GWh | Before Competition Groups | 151.7517 | 0 | 0 | 21831.9665 | 0.0069509 | 33 | Commercial_2041_Technical_GWh_Before Competition Groups_33 | Condensing Make Up Air Unit | 0.6951% | 0 | 151.7517 | Commercial_2041_Technical_GWh_Before Competition Groups_Condensing Make Up Air Unit
Commercial | Com ¦ Condensing Unit Heaters or other Efficient Unit Heating System | 2041 | Achievable | GWh | Before Competition Groups | 91.932 | 0 | 0 | 13627.4773 | 0.0067461 | 29 | Commercial_2041_Achievable_GWh_Before Competition Groups_29 | Condensing Unit Heaters or other Efficient Unit Heating System | 0.6746% | 0 | 91.932 | Commercial_2041_Achievable_GWh_Before Competition Groups_Condensing Unit Heaters or other Efficient Unit Heating System
Commercial | Com ¦ ENERGY STAR FREEZER | 2041 | Technical | GWh | Before Competition Groups | 137.3312 | 0 | 0 | 21831.9665 | 0.0062904 | 34 | Commercial_2041_Technical_GWh_Before Competition Groups_34 | ENERGY STAR FREEZER | 0.629% | 0 | 137.3312 | Commercial_2041_Technical_GWh_Before Competition Groups_ENERGY STAR FREEZER
Commercial | Com ¦ ENERGY STAR LED LAMPS (General Service Lamps) | 2041 | Achievable | GWh | Before Competition Groups | 85.4838 | 0 | 0 | 13627.4773 | 0.0062729 | 30 | Commercial_2041_Achievable_GWh_Before Competition Groups_30 | ENERGY STAR LED LAMPS (General Service Lamps) | 0.6273% | 0 | 85.4838 | Commercial_2041_Achievable_GWh_Before Competition Groups_ENERGY STAR LED LAMPS (General Service Lamps)
Commercial | Com ¦ Super-High Efficiency Furnaces (Emerging Tech) | 2041 | Technical | GWh | Before Competition Groups | 132.5003 | 0 | 0 | 21831.9665 | 0.0060691 | 35 | Commercial_2041_Technical_GWh_Before Competition Groups_35 | Super-High Efficiency Furnaces (Emerging Tech) | 0.6069% | 0 | 132.5003 | Commercial_2041_Technical_GWh_Before Competition Groups_Super-High Efficiency Furnaces (Emerging Tech)
Commercial | Com ¦ Air Handler with Dedicated Outdoor Air Systems | 2041 | Technical | GWh | Before Competition Groups | 129.7163 | 0 | 0 | 21831.9665 | 0.0059416 | 36 | Commercial_2041_Technical_GWh_Before Competition Groups_36 | Air Handler with Dedicated Outdoor Air Systems | 0.5942% | 0 | 129.7163 | Commercial_2041_Technical_GWh_Before Competition Groups_Air Handler with Dedicated Outdoor Air Systems
Commercial | Com ¦ ENERGY STAR ICE MACHINES - Ice Making Head | 2041 | Technical | GWh | Before Competition Groups | 127.4374 | 0 | 0 | 21831.9665 | 0.0058372 | 37 | Commercial_2041_Technical_GWh_Before Competition Groups_37 | ENERGY STAR ICE MACHINES - Ice Making Head | 0.5837% | 0 | 127.4374 | Commercial_2041_Technical_GWh_Before Competition Groups_ENERGY STAR ICE MACHINES - Ice Making Head
Commercial | Com ¦ Demand Control Kitchen Ventilation | 2041 | Technical | GWh | Before Competition Groups | 124.0259 | 0 | 0 | 21831.9665 | 0.0056809 | 38 | Commercial_2041_Technical_GWh_Before Competition Groups_38 | Demand Control Kitchen Ventilation | 0.5681% | 0 | 124.0259 | Commercial_2041_Technical_GWh_Before Competition Groups_Demand Control Kitchen Ventilation
Commercial | Com ¦ Evaporator Fan Controls | 2041 | Achievable | GWh | Before Competition Groups | 76.6519 | 0 | 0 | 13627.4773 | 0.0056248 | 31 | Commercial_2041_Achievable_GWh_Before Competition Groups_31 | Evaporator Fan Controls | 0.5625% | 0 | 76.6519 | Commercial_2041_Achievable_GWh_Before Competition Groups_Evaporator Fan Controls
Commercial | Com ¦ Freezer Case Light Sensor | 2041 | Achievable | GWh | Before Competition Groups | 74.8595 | 0 | 0 | 13627.4773 | 0.0054933 | 32 | Commercial_2041_Achievable_GWh_Before Competition Groups_32 | Freezer Case Light Sensor | 0.5493% | 0 | 74.8595 | Commercial_2041_Achievable_GWh_Before Competition Groups_Freezer Case Light Sensor
Commercial | Com ¦ Refrigerated Display Case LED | 2041 | Economic | GWh | Before Competition Groups | 92.7862 | 0 | 0 | 17122.3724 | 0.005419 | 32 | Commercial_2041_Economic_GWh_Before Competition Groups_32 | Refrigerated Display Case LED | 0.5419% | 0 | 92.7862 | Commercial_2041_Economic_GWh_Before Competition Groups_Refrigerated Display Case LED
Commercial | Com ¦ Refrigerated Display Case LED | 2041 | Achievable | GWh | Before Competition Groups | 71.0772 | 0 | 0 | 13627.4773 | 0.0052157 | 33 | Commercial_2041_Achievable_GWh_Before Competition Groups_33 | Refrigerated Display Case LED | 0.5216% | 0 | 71.0772 | Commercial_2041_Achievable_GWh_Before Competition Groups_Refrigerated Display Case LED
Commercial | Com ¦ ENERGY STAR LED LAMPS (General Service Lamps) | 2041 | Economic | GWh | Before Competition Groups | 86.9469 | 0 | 0 | 17122.3724 | 0.005078 | 33 | Commercial_2041_Economic_GWh_Before Competition Groups_33 | ENERGY STAR LED LAMPS (General Service Lamps) | 0.5078% | 0 | 86.9469 | Commercial_2041_Economic_GWh_Before Competition Groups_ENERGY STAR LED LAMPS (General Service Lamps)
Commercial | Com ¦ Refrigerated Display Case LED | 2041 | Technical | GWh | Before Competition Groups | 103.4388 | 0 | 0 | 21831.9665 | 0.004738 | 39 | Commercial_2041_Technical_GWh_Before Competition Groups_39 | Refrigerated Display Case LED | 0.4738% | 0 | 103.4388 | Commercial_2041_Technical_GWh_Before Competition Groups_Refrigerated Display Case LED
Commercial | Com ¦ Indoor Daylight Sensors/Photocell Dimming Control | 2041 | Technical | GWh | Before Competition Groups | 103.2379 | 0 | 0 | 21831.9665 | 0.0047287 | 40 | Commercial_2041_Technical_GWh_Before Competition Groups_40 | Indoor Daylight Sensors/Photocell Dimming Control | 0.4729% | 0 | 103.2379 | Commercial_2041_Technical_GWh_Before Competition Groups_Indoor Daylight Sensors/Photocell Dimming Control
Commercial | Com ¦ Door Gasket Freezer/Refrigerator | 2041 | Achievable | GWh | Before Competition Groups | 64.3382 | 0 | 0 | 13627.4773 | 0.0047212 | 34 | Commercial_2041_Achievable_GWh_Before Competition Groups_34 | Door Gasket Freezer/Refrigerator | 0.4721% | 0 | 64.3382 | Commercial_2041_Achievable_GWh_Before Competition Groups_Door Gasket Freezer/Refrigerator
Commercial | Com ¦ Occupancy Sensors | 2041 | Economic | GWh | Before Competition Groups | 79.0425 | 0 | 0 | 17122.3724 | 0.0046163 | 34 | Commercial_2041_Economic_GWh_Before Competition Groups_34 | Occupancy Sensors | 0.4616% | 0 | 79.0425 | Commercial_2041_Economic_GWh_Before Competition Groups_Occupancy Sensors
Commercial | Com ¦ ECM MOTORS FOR EVAPORATOR FANS for refrigeration (WALK-IN) | 2041 | Economic | GWh | Before Competition Groups | 78.1244 | 0 | 0 | 17122.3724 | 0.0045627 | 35 | Commercial_2041_Economic_GWh_Before Competition Groups_35 | ECM MOTORS FOR EVAPORATOR FANS for refrigeration (WALK-IN) | 0.4563% | 0 | 78.1244 | Commercial_2041_Economic_GWh_Before Competition Groups_ECM MOTORS FOR EVAPORATOR FANS for refrigeration (WALK-IN)
Commercial | Com ¦ ENERGY STAR FREEZER | 2041 | Economic | GWh | Before Competition Groups | 78.0529 | 0 | 0 | 17122.3724 | 0.0045585 | 36 | Commercial_2041_Economic_GWh_Before Competition Groups_36 | ENERGY STAR FREEZER | 0.4559% | 0 | 78.0529 | Commercial_2041_Economic_GWh_Before Competition Groups_ENERGY STAR FREEZER
Commercial | Com ¦ ENERGY STAR LED LAMPS (General Service Lamps) | 2041 | Technical | GWh | Before Competition Groups | 99.3992 | 0 | 0 | 21831.9665 | 0.0045529 | 41 | Commercial_2041_Technical_GWh_Before Competition Groups_41 | ENERGY STAR LED LAMPS (General Service Lamps) | 0.4553% | 0 | 99.3992 | Commercial_2041_Technical_GWh_Before Competition Groups_ENERGY STAR LED LAMPS (General Service Lamps)
Commercial | Com ¦ Condensing Unit Heaters or other Efficient Unit Heating System | 2041 | Economic | GWh | Before Competition Groups | 75.3014 | 0 | 0 | 17122.3724 | 0.0043978 | 37 | Commercial_2041_Economic_GWh_Before Competition Groups_37 | Condensing Unit Heaters or other Efficient Unit Heating System | 0.4398% | 0 | 75.3014 | Commercial_2041_Economic_GWh_Before Competition Groups_Condensing Unit Heaters or other Efficient Unit Heating System
Commercial | Com ¦ Adding reflective (White) roof treatment or a green roof | 2041 | Technical | GWh | Before Competition Groups | 90.7471 | 0 | 0 | 21831.9665 | 0.0041566 | 42 | Commercial_2041_Technical_GWh_Before Competition Groups_42 | Adding reflective (White) roof treatment or a green roof | 0.4157% | 0 | 90.7471 | Commercial_2041_Technical_GWh_Before Competition Groups_Adding reflective (White) roof treatment or a green roof
Commercial | Com ¦ Super-High Efficiency Furnaces (Emerging Tech) | 2041 | Achievable | GWh | Before Competition Groups | 55.5911 | 0 | 0 | 13627.4773 | 0.0040793 | 35 | Commercial_2041_Achievable_GWh_Before Competition Groups_35 | Super-High Efficiency Furnaces (Emerging Tech) | 0.4079% | 0 | 55.5911 | Commercial_2041_Achievable_GWh_Before Competition Groups_Super-High Efficiency Furnaces (Emerging Tech)
Commercial | Com ¦ High R-Value Glass Doors/no-heat glass door | 2041 | Economic | GWh | Before Competition Groups | 69.5049 | 0 | 0 | 17122.3724 | 0.0040593 | 38 | Commercial_2041_Economic_GWh_Before Competition Groups_38 | High R-Value Glass Doors/no-heat glass door | 0.4059% | 0 | 69.5049 | Commercial_2041_Economic_GWh_Before Competition Groups_High R-Value Glass Doors/no-heat glass door
Commercial | Com ¦ Freezer Case Light Sensor | 2041 | Economic | GWh | Before Competition Groups | 64.5102 | 0 | 0 | 17122.3724 | 0.0037676 | 39 | Commercial_2041_Economic_GWh_Before Competition Groups_39 | Freezer Case Light Sensor | 0.3768% | 0 | 64.5102 | Commercial_2041_Economic_GWh_Before Competition Groups_Freezer Case Light Sensor
Commercial | Com ¦ Evaporator Fan Controls | 2041 | Economic | GWh | Before Competition Groups | 62.9155 | 0 | 0 | 17122.3724 | 0.0036745 | 40 | Commercial_2041_Economic_GWh_Before Competition Groups_40 | Evaporator Fan Controls | 0.3674% | 0 | 62.9155 | Commercial_2041_Economic_GWh_Before Competition Groups_Evaporator Fan Controls
Commercial | Com ¦ Occupancy Sensors | 2041 | Technical | GWh | Before Competition Groups | 79.0425 | 0 | 0 | 21831.9665 | 0.0036205 | 43 | Commercial_2041_Technical_GWh_Before Competition Groups_43 | Occupancy Sensors | 0.362% | 0 | 79.0425 | Commercial_2041_Technical_GWh_Before Competition Groups_Occupancy Sensors
Commercial | Com ¦ ECM MOTORS FOR EVAPORATOR FANS for refrigeration (WALK-IN) | 2041 | Technical | GWh | Before Competition Groups | 78.1244 | 0 | 0 | 21831.9665 | 0.0035784 | 44 | Commercial_2041_Technical_GWh_Before Competition Groups_44 | ECM MOTORS FOR EVAPORATOR FANS for refrigeration (WALK-IN) | 0.3578% | 0 | 78.1244 | Commercial_2041_Technical_GWh_Before Competition Groups_ECM MOTORS FOR EVAPORATOR FANS for refrigeration (WALK-IN)
Commercial | Com ¦ Ground Source Heat Pump | 2041 | Technical | GWh | Before Competition Groups | 76.8351 | 0 | 0 | 21831.9665 | 0.0035194 | 45 | Commercial_2041_Technical_GWh_Before Competition Groups_45 | Ground Source Heat Pump | 0.3519% | 0 | 76.8351 | Commercial_2041_Technical_GWh_Before Competition Groups_Ground Source Heat Pump
Commercial | Com ¦ Condensing Unit Heaters or other Efficient Unit Heating System | 2041 | Technical | GWh | Before Competition Groups | 75.3014 | 0 | 0 | 21831.9665 | 0.0034491 | 46 | Commercial_2041_Technical_GWh_Before Competition Groups_46 | Condensing Unit Heaters or other Efficient Unit Heating System | 0.3449% | 0 | 75.3014 | Commercial_2041_Technical_GWh_Before Competition Groups_Condensing Unit Heaters or other Efficient Unit Heating System
Commercial | Com ¦ ENERGY STAR FREEZER | 2041 | Achievable | GWh | Before Competition Groups | 46.3148 | 0 | 0 | 13627.4773 | 0.0033986 | 36 | Commercial_2041_Achievable_GWh_Before Competition Groups_36 | ENERGY STAR FREEZER | 0.3399% | 0 | 46.3148 | Commercial_2041_Achievable_GWh_Before Competition Groups_ENERGY STAR FREEZER
Commercial | Com ¦ Chilled Water Optimization | 2041 | Economic | GWh | Before Competition Groups | 55.4152 | 0 | 0 | 17122.3724 | 0.0032364 | 41 | Commercial_2041_Economic_GWh_Before Competition Groups_41 | Chilled Water Optimization | 0.3236% | 0 | 55.4152 | Commercial_2041_Economic_GWh_Before Competition Groups_Chilled Water Optimization
Commercial | Com ¦ High R-Value Glass Doors/no-heat glass door | 2041 | Technical | GWh | Before Competition Groups | 69.5049 | 0 | 0 | 21831.9665 | 0.0031836 | 47 | Commercial_2041_Technical_GWh_Before Competition Groups_47 | High R-Value Glass Doors/no-heat glass door | 0.3184% | 0 | 69.5049 | Commercial_2041_Technical_GWh_Before Competition Groups_High R-Value Glass Doors/no-heat glass door
Commercial | Com ¦ HOTEL OCCUPANCY CONTROLS (HVAC + LIGHTING) | 2041 | Technical | GWh | Before Competition Groups | 69.0934 | 0 | 0 | 21831.9665 | 0.0031648 | 48 | Commercial_2041_Technical_GWh_Before Competition Groups_48 | HOTEL OCCUPANCY CONTROLS (HVAC + LIGHTING) | 0.3165% | 0 | 69.0934 | Commercial_2041_Technical_GWh_Before Competition Groups_HOTEL OCCUPANCY CONTROLS (HVAC + LIGHTING)
Commercial | Com ¦ ENERGY STAR Refrigerator | 2041 | Technical | GWh | Before Competition Groups | 68.0311 | 0 | 0 | 21831.9665 | 0.0031161 | 49 | Commercial_2041_Technical_GWh_Before Competition Groups_49 | ENERGY STAR Refrigerator | 0.3116% | 0 | 68.0311 | Commercial_2041_Technical_GWh_Before Competition Groups_ENERGY STAR Refrigerator
Commercial | Com ¦ Occupancy Sensors | 2041 | Achievable | GWh | Before Competition Groups | 40.9073 | 0 | 0 | 13627.4773 | 0.0030018 | 37 | Commercial_2041_Achievable_GWh_Before Competition Groups_37 | Occupancy Sensors | 0.3002% | 0 | 40.9073 | Commercial_2041_Achievable_GWh_Before Competition Groups_Occupancy Sensors
Commercial | Com ¦ Elec Storage WH 2.30 Et | 2041 | Economic | GWh | Before Competition Groups | 51.1491 | 0 | 0 | 17122.3724 | 0.0029873 | 42 | Commercial_2041_Economic_GWh_Before Competition Groups_42 | Elec Storage WH 2.30 Et | 0.2987% | 0 | 51.1491 | Commercial_2041_Economic_GWh_Before Competition Groups_Elec Storage WH 2.30 Et
Commercial | Com ¦ ENERGY STAR Griddle (74% eff) | 2041 | Economic | GWh | Before Competition Groups | 50.7412 | 0 | 0 | 17122.3724 | 0.0029634 | 43 | Commercial_2041_Economic_GWh_Before Competition Groups_43 | ENERGY STAR Griddle (74% eff) | 0.2963% | 0 | 50.7412 | Commercial_2041_Economic_GWh_Before Competition Groups_ENERGY STAR Griddle (74% eff)
Commercial | Com ¦ Freezer Case Light Sensor | 2041 | Technical | GWh | Before Competition Groups | 64.5102 | 0 | 0 | 21831.9665 | 0.0029549 | 50 | Commercial_2041_Technical_GWh_Before Competition Groups_50 | Freezer Case Light Sensor | 0.2955% | 0 | 64.5102 | Commercial_2041_Technical_GWh_Before Competition Groups_Freezer Case Light Sensor
Commercial | Com ¦ BEVERAGE VENDING MACHINE CONTROLS | 2041 | Achievable | GWh | Before Competition Groups | 39.3333 | 0 | 0 | 13627.4773 | 0.0028863 | 38 | Commercial_2041_Achievable_GWh_Before Competition Groups_38 | BEVERAGE VENDING MACHINE CONTROLS | 0.2886% | 0 | 39.3333 | Commercial_2041_Achievable_GWh_Before Competition Groups_BEVERAGE VENDING MACHINE CONTROLS
Commercial | Com ¦ Evaporator Fan Controls | 2041 | Technical | GWh | Before Competition Groups | 62.9155 | 0 | 0 | 21831.9665 | 0.0028818 | 51 | Commercial_2041_Technical_GWh_Before Competition Groups_51 | Evaporator Fan Controls | 0.2882% | 0 | 62.9155 | Commercial_2041_Technical_GWh_Before Competition Groups_Evaporator Fan Controls
Commercial | Com ¦ ENERGY STAR Griddle (74% eff) | 2041 | Achievable | GWh | Before Competition Groups | 36.2143 | 0 | 0 | 13627.4773 | 0.0026574 | 39 | Commercial_2041_Achievable_GWh_Before Competition Groups_39 | ENERGY STAR Griddle (74% eff) | 0.2657% | 0 | 36.2143 | Commercial_2041_Achievable_GWh_Before Competition Groups_ENERGY STAR Griddle (74% eff)
Commercial | Com ¦ Elec Storage WH 2.30 Et | 2041 | Achievable | GWh | Before Competition Groups | 36.128 | 0 | 0 | 13627.4773 | 0.0026511 | 40 | Commercial_2041_Achievable_GWh_Before Competition Groups_40 | Elec Storage WH 2.30 Et | 0.2651% | 0 | 36.128 | Commercial_2041_Achievable_GWh_Before Competition Groups_Elec Storage WH 2.30 Et
Commercial | Com ¦ Chilled Water Optimization | 2041 | Achievable | GWh | Before Competition Groups | 35.5794 | 0 | 0 | 13627.4773 | 0.0026109 | 41 | Commercial_2041_Achievable_GWh_Before Competition Groups_41 | Chilled Water Optimization | 0.2611% | 0 | 35.5794 | Commercial_2041_Achievable_GWh_Before Competition Groups_Chilled Water Optimization
Commercial | Com ¦ Super-High Efficiency Furnaces (Emerging Tech) | 2041 | Economic | GWh | Before Competition Groups | 43.8147 | 0 | 0 | 17122.3724 | 0.0025589 | 44 | Commercial_2041_Economic_GWh_Before Competition Groups_44 | Super-High Efficiency Furnaces (Emerging Tech) | 0.2559% | 0 | 43.8147 | Commercial_2041_Economic_GWh_Before Competition Groups_Super-High Efficiency Furnaces (Emerging Tech)
Commercial | Com ¦ BEVERAGE VENDING MACHINE CONTROLS | 2041 | Economic | GWh | Before Competition Groups | 43.5893 | 0 | 0 | 17122.3724 | 0.0025458 | 45 | Commercial_2041_Economic_GWh_Before Competition Groups_45 | BEVERAGE VENDING MACHINE CONTROLS | 0.2546% | 0 | 43.5893 | Commercial_2041_Economic_GWh_Before Competition Groups_BEVERAGE VENDING MACHINE CONTROLS
Commercial | Com ¦ Chilled Water Optimization | 2041 | Technical | GWh | Before Competition Groups | 55.4152 | 0 | 0 | 21831.9665 | 0.0025383 | 52 | Commercial_2041_Technical_GWh_Before Competition Groups_52 | Chilled Water Optimization | 0.2538% | 0 | 55.4152 | Commercial_2041_Technical_GWh_Before Competition Groups_Chilled Water Optimization
Commercial | Com ¦ Refrigeration Commissioning | 2041 | Economic | GWh | Before Competition Groups | 43.2485 | 0 | 0 | 17122.3724 | 0.0025258 | 46 | Commercial_2041_Economic_GWh_Before Competition Groups_46 | Refrigeration Commissioning | 0.2526% | 0 | 43.2485 | Commercial_2041_Economic_GWh_Before Competition Groups_Refrigeration Commissioning
Commercial | Com ¦ Elec Storage WH 2.30 Et | 2041 | Technical | GWh | Before Competition Groups | 51.1491 | 0 | 0 | 21831.9665 | 0.0023429 | 53 | Commercial_2041_Technical_GWh_Before Competition Groups_53 | Elec Storage WH 2.30 Et | 0.2343% | 0 | 51.1491 | Commercial_2041_Technical_GWh_Before Competition Groups_Elec Storage WH 2.30 Et
Commercial | Com ¦ ENERGY STAR Griddle (74% eff) | 2041 | Technical | GWh | Before Competition Groups | 50.7412 | 0 | 0 | 21831.9665 | 0.0023242 | 54 | Commercial_2041_Technical_GWh_Before Competition Groups_54 | ENERGY STAR Griddle (74% eff) | 0.2324% | 0 | 50.7412 | Commercial_2041_Technical_GWh_Before Competition Groups_ENERGY STAR Griddle (74% eff)
Commercial | Com ¦ Indoor Daylight Sensors/Photocell Dimming Control | 2041 | Economic | GWh | Before Competition Groups | 39.3192 | 0 | 0 | 17122.3724 | 0.0022964 | 47 | Commercial_2041_Economic_GWh_Before Competition Groups_47 | Indoor Daylight Sensors/Photocell Dimming Control | 0.2296% | 0 | 39.3192 | Commercial_2041_Economic_GWh_Before Competition Groups_Indoor Daylight Sensors/Photocell Dimming Control
Commercial | Com ¦ CO Sensors for parking garage exhaust fans | 2041 | Achievable | GWh | Before Competition Groups | 30.2107 | 0 | 0 | 13627.4773 | 0.0022169 | 42 | Commercial_2041_Achievable_GWh_Before Competition Groups_42 | CO Sensors for parking garage exhaust fans | 0.2217% | 0 | 30.2107 | Commercial_2041_Achievable_GWh_Before Competition Groups_CO Sensors for parking garage exhaust fans
Commercial | Com ¦ Temperature Adjustment in Commercial Freezers | 2041 | Achievable | GWh | Before Competition Groups | 29.263 | 0 | 0 | 13627.4773 | 0.0021474 | 43 | Commercial_2041_Achievable_GWh_Before Competition Groups_43 | Temperature Adjustment in Commercial Freezers | 0.2147% | 0 | 29.263 | Commercial_2041_Achievable_GWh_Before Competition Groups_Temperature Adjustment in Commercial Freezers
Commercial | Com ¦ Water Source Heat Pump (4 ton) | 2041 | Economic | GWh | Before Competition Groups | 35.5755 | 0 | 0 | 17122.3724 | 0.0020777 | 48 | Commercial_2041_Economic_GWh_Before Competition Groups_48 | Water Source Heat Pump (4 ton) | 0.2078% | 0 | 35.5755 | Commercial_2041_Economic_GWh_Before Competition Groups_Water Source Heat Pump (4 ton)
Commercial | Com ¦ BEVERAGE VENDING MACHINE CONTROLS | 2041 | Technical | GWh | Before Competition Groups | 43.5893 | 0 | 0 | 21831.9665 | 0.0019966 | 55 | Commercial_2041_Technical_GWh_Before Competition Groups_55 | BEVERAGE VENDING MACHINE CONTROLS | 0.1997% | 0 | 43.5893 | Commercial_2041_Technical_GWh_Before Competition Groups_BEVERAGE VENDING MACHINE CONTROLS
Commercial | Com ¦ Refrigeration Commissioning | 2041 | Technical | GWh | Before Competition Groups | 43.2485 | 0 | 0 | 21831.9665 | 0.001981 | 56 | Commercial_2041_Technical_GWh_Before Competition Groups_56 | Refrigeration Commissioning | 0.1981% | 0 | 43.2485 | Commercial_2041_Technical_GWh_Before Competition Groups_Refrigeration Commissioning
Commercial | Com ¦ Water Source Heat Pump (4 ton) | 2041 | Achievable | GWh | Before Competition Groups | 26.7877 | 0 | 0 | 13627.4773 | 0.0019657 | 44 | Commercial_2041_Achievable_GWh_Before Competition Groups_44 | Water Source Heat Pump (4 ton) | 0.1966% | 0 | 26.7877 | Commercial_2041_Achievable_GWh_Before Competition Groups_Water Source Heat Pump (4 ton)
Commercial | Com ¦ Energy Efficient Laboratory Fume Hood | 2041 | Achievable | GWh | Before Competition Groups | 25.9978 | 0 | 0 | 13627.4773 | 0.0019078 | 45 | Commercial_2041_Achievable_GWh_Before Competition Groups_45 | Energy Efficient Laboratory Fume Hood | 0.1908% | 0 | 25.9978 | Commercial_2041_Achievable_GWh_Before Competition Groups_Energy Efficient Laboratory Fume Hood
Commercial | Com ¦ Water Source Heat Pump (4 ton) | 2041 | Technical | GWh | Before Competition Groups | 40.3852 | 0 | 0 | 21831.9665 | 0.0018498 | 57 | Commercial_2041_Technical_GWh_Before Competition Groups_57 | Water Source Heat Pump (4 ton) | 0.185% | 0 | 40.3852 | Commercial_2041_Technical_GWh_Before Competition Groups_Water Source Heat Pump (4 ton)
Commercial | Com ¦ CO Sensors for parking garage exhaust fans | 2041 | Economic | GWh | Before Competition Groups | 31.3214 | 0 | 0 | 17122.3724 | 0.0018293 | 49 | Commercial_2041_Economic_GWh_Before Competition Groups_49 | CO Sensors for parking garage exhaust fans | 0.1829% | 0 | 31.3214 | Commercial_2041_Economic_GWh_Before Competition Groups_CO Sensors for parking garage exhaust fans
Commercial | Com ¦ Vertical Night Covers | 2041 | Achievable | GWh | Before Competition Groups | 22.8009 | 0 | 0 | 13627.4773 | 0.0016732 | 46 | Commercial_2041_Achievable_GWh_Before Competition Groups_46 | Vertical Night Covers | 0.1673% | 0 | 22.8009 | Commercial_2041_Achievable_GWh_Before Competition Groups_Vertical Night Covers
Commercial | Com ¦ Duct Insulation, R8 | 2041 | Achievable | GWh | Before Competition Groups | 20.1467 | 0 | 0 | 13627.4773 | 0.0014784 | 47 | Commercial_2041_Achievable_GWh_Before Competition Groups_47 | Duct Insulation, R8 | 0.1478% | 0 | 20.1467 | Commercial_2041_Achievable_GWh_Before Competition Groups_Duct Insulation, R8
Commercial | Com ¦ CO Sensors for parking garage exhaust fans | 2041 | Technical | GWh | Before Competition Groups | 31.3214 | 0 | 0 | 21831.9665 | 0.0014347 | 58 | Commercial_2041_Technical_GWh_Before Competition Groups_58 | CO Sensors for parking garage exhaust fans | 0.1435% | 0 | 31.3214 | Commercial_2041_Technical_GWh_Before Competition Groups_CO Sensors for parking garage exhaust fans
Commercial | Com ¦ Water Heating (DHW) Pipe Insulation (Add 3/4\ Foam)" | 2041 | Achievable | GWh | Before Competition Groups | 19.3983 | 0 | 0 | 13627.4773 | 0.0014235 | 48 | Commercial_2041_Achievable_GWh_Before Competition Groups_48 | Water Heating (DHW) Pipe Insulation (Add 3/4\ Foam)" | 0.1423% | 0 | 19.3983 | Commercial_2041_Achievable_GWh_Before Competition Groups_Water Heating (DHW) Pipe Insulation (Add 3/4\ Foam)"
Commercial | Com ¦ Temperature Adjustment in Commercial Freezers | 2041 | Economic | GWh | Before Competition Groups | 24.0148 | 0 | 0 | 17122.3724 | 0.0014025 | 50 | Commercial_2041_Economic_GWh_Before Competition Groups_50 | Temperature Adjustment in Commercial Freezers | 0.1403% | 0 | 24.0148 | Commercial_2041_Economic_GWh_Before Competition Groups_Temperature Adjustment in Commercial Freezers
Commercial | Com ¦ Outside Air Economizer | 2041 | Achievable | GWh | Before Competition Groups | 18.864 | 0 | 0 | 13627.4773 | 0.0013843 | 49 | Commercial_2041_Achievable_GWh_Before Competition Groups_49 | Outside Air Economizer | 0.1384% | 0 | 18.864 | Commercial_2041_Achievable_GWh_Before Competition Groups_Outside Air Economizer
Commercial | Com ¦ Energy Efficient Laboratory Fume Hood | 2041 | Economic | GWh | Before Competition Groups | 21.2779 | 0 | 0 | 17122.3724 | 0.0012427 | 51 | Commercial_2041_Economic_GWh_Before Competition Groups_51 | Energy Efficient Laboratory Fume Hood | 0.1243% | 0 | 21.2779 | Commercial_2041_Economic_GWh_Before Competition Groups_Energy Efficient Laboratory Fume Hood
Commercial | Com ¦ Anti-sweat heat (ASH) controls - Cooler/Freezer | 2041 | Technical | GWh | Before Competition Groups | 26.7117 | 0 | 0 | 21831.9665 | 0.0012235 | 59 | Commercial_2041_Technical_GWh_Before Competition Groups_59 | Anti-sweat heat (ASH) controls - Cooler/Freezer | 0.1224% | 0 | 26.7117 | Commercial_2041_Technical_GWh_Before Competition Groups_Anti-sweat heat (ASH) controls - Cooler/Freezer
Commercial | Com ¦ Temperature Adjustment in Commercial Freezers | 2041 | Technical | GWh | Before Competition Groups | 24.0148 | 0 | 0 | 21831.9665 | 0.0011 | 60 | Commercial_2041_Technical_GWh_Before Competition Groups_60 | Temperature Adjustment in Commercial Freezers | 0.11% | 0 | 24.0148 | Commercial_2041_Technical_GWh_Before Competition Groups_Temperature Adjustment in Commercial Freezers
Commercial | Com ¦ Vertical Night Covers | 2041 | Economic | GWh | Before Competition Groups | 18.7149 | 0 | 0 | 17122.3724 | 0.001093 | 52 | Commercial_2041_Economic_GWh_Before Competition Groups_52 | Vertical Night Covers | 0.1093% | 0 | 18.7149 | Commercial_2041_Economic_GWh_Before Competition Groups_Vertical Night Covers
Commercial | Com ¦ ENERGY STAR Fryer (84% eff) | 2041 | Economic | GWh | Before Competition Groups | 18.4063 | 0 | 0 | 17122.3724 | 0.001075 | 53 | Commercial_2041_Economic_GWh_Before Competition Groups_53 | ENERGY STAR Fryer (84% eff) | 0.1075% | 0 | 18.4063 | Commercial_2041_Economic_GWh_Before Competition Groups_ENERGY STAR Fryer (84% eff)
Commercial | Com ¦ Outside Air Economizer | 2041 | Economic | GWh | Before Competition Groups | 18.0224 | 0 | 0 | 17122.3724 | 0.0010526 | 54 | Commercial_2041_Economic_GWh_Before Competition Groups_54 | Outside Air Economizer | 0.1053% | 0 | 18.0224 | Commercial_2041_Economic_GWh_Before Competition Groups_Outside Air Economizer
Commercial | Com ¦ ENERGY STAR Fryer (84% eff) | 2041 | Achievable | GWh | Before Competition Groups | 13.4403 | 0 | 0 | 13627.4773 | 0.00098626 | 50 | Commercial_2041_Achievable_GWh_Before Competition Groups_50 | ENERGY STAR Fryer (84% eff) | 0.09863% | 0 | 13.4403 | Commercial_2041_Achievable_GWh_Before Competition Groups_ENERGY STAR Fryer (84% eff)
Commercial | Com ¦ Energy Efficient Laboratory Fume Hood | 2041 | Technical | GWh | Before Competition Groups | 21.2779 | 0 | 0 | 21831.9665 | 0.00097462 | 61 | Commercial_2041_Technical_GWh_Before Competition Groups_61 | Energy Efficient Laboratory Fume Hood | 0.09746% | 0 | 21.2779 | Commercial_2041_Technical_GWh_Before Competition Groups_Energy Efficient Laboratory Fume Hood
Commercial | Com ¦ Duct Insulation, R8 | 2041 | Economic | GWh | Before Competition Groups | 16.4878 | 0 | 0 | 17122.3724 | 0.00096294 | 55 | Commercial_2041_Economic_GWh_Before Competition Groups_55 | Duct Insulation, R8 | 0.09629% | 0 | 16.4878 | Commercial_2041_Economic_GWh_Before Competition Groups_Duct Insulation, R8
Commercial | Com ¦ Water Heating (DHW) Pipe Insulation (Add 3/4\ Foam)" | 2041 | Economic | GWh | Before Competition Groups | 15.9076 | 0 | 0 | 17122.3724 | 0.00092905 | 56 | Commercial_2041_Economic_GWh_Before Competition Groups_56 | Water Heating (DHW) Pipe Insulation (Add 3/4\ Foam)" | 0.09291% | 0 | 15.9076 | Commercial_2041_Economic_GWh_Before Competition Groups_Water Heating (DHW) Pipe Insulation (Add 3/4\ Foam)"
Commercial | Com ¦ Suction Pipe Insulation Freezer/Refrigerator | 2041 | Achievable | GWh | Before Competition Groups | 12.4222 | 0 | 0 | 13627.4773 | 0.00091155 | 51 | Commercial_2041_Achievable_GWh_Before Competition Groups_51 | Suction Pipe Insulation Freezer/Refrigerator | 0.09116% | 0 | 12.4222 | Commercial_2041_Achievable_GWh_Before Competition Groups_Suction Pipe Insulation Freezer/Refrigerator
Commercial | Com ¦ Vertical Night Covers | 2041 | Technical | GWh | Before Competition Groups | 18.7149 | 0 | 0 | 21831.9665 | 0.00085722 | 62 | Commercial_2041_Technical_GWh_Before Competition Groups_62 | Vertical Night Covers | 0.08572% | 0 | 18.7149 | Commercial_2041_Technical_GWh_Before Competition Groups_Vertical Night Covers
Commercial | Com ¦ ENERGY STAR Fryer (84% eff) | 2041 | Technical | GWh | Before Competition Groups | 18.4063 | 0 | 0 | 21831.9665 | 0.00084309 | 63 | Commercial_2041_Technical_GWh_Before Competition Groups_63 | ENERGY STAR Fryer (84% eff) | 0.08431% | 0 | 18.4063 | Commercial_2041_Technical_GWh_Before Competition Groups_ENERGY STAR Fryer (84% eff)
Commercial | Com ¦ High Efficiency Small Instantaneous Water Heater | 2041 | Economic | GWh | Before Competition Groups | 14.2439 | 0 | 0 | 17122.3724 | 0.00083189 | 57 | Commercial_2041_Economic_GWh_Before Competition Groups_57 | High Efficiency Small Instantaneous Water Heater | 0.08319% | 0 | 14.2439 | Commercial_2041_Economic_GWh_Before Competition Groups_High Efficiency Small Instantaneous Water Heater
Commercial | Com ¦ Outside Air Economizer | 2041 | Technical | GWh | Before Competition Groups | 18.0224 | 0 | 0 | 21831.9665 | 0.00082551 | 64 | Commercial_2041_Technical_GWh_Before Competition Groups_64 | Outside Air Economizer | 0.08255% | 0 | 18.0224 | Commercial_2041_Technical_GWh_Before Competition Groups_Outside Air Economizer
Commercial | Com ¦ ENERGY STAR Dishwasher | 2041 | Economic | GWh | Before Competition Groups | 13.5342 | 0 | 0 | 17122.3724 | 0.00079044 | 58 | Commercial_2041_Economic_GWh_Before Competition Groups_58 | ENERGY STAR Dishwasher | 0.07904% | 0 | 13.5342 | Commercial_2041_Economic_GWh_Before Competition Groups_ENERGY STAR Dishwasher
Commercial | Com ¦ HOTEL OCCUPANCY CONTROLS (HVAC + LIGHTING) | 2041 | Economic | GWh | Before Competition Groups | 12.9699 | 0 | 0 | 17122.3724 | 0.00075748 | 59 | Commercial_2041_Economic_GWh_Before Competition Groups_59 | HOTEL OCCUPANCY CONTROLS (HVAC + LIGHTING) | 0.07575% | 0 | 12.9699 | Commercial_2041_Economic_GWh_Before Competition Groups_HOTEL OCCUPANCY CONTROLS (HVAC + LIGHTING)
Commercial | Com ¦ Duct Insulation, R8 | 2041 | Technical | GWh | Before Competition Groups | 16.4878 | 0 | 0 | 21831.9665 | 0.00075521 | 65 | Commercial_2041_Technical_GWh_Before Competition Groups_65 | Duct Insulation, R8 | 0.07552% | 0 | 16.4878 | Commercial_2041_Technical_GWh_Before Competition Groups_Duct Insulation, R8
Commercial | Com ¦ Water Heating (DHW) Pipe Insulation (Add 3/4\ Foam)" | 2041 | Technical | GWh | Before Competition Groups | 15.9076 | 0 | 0 | 21831.9665 | 0.00072864 | 66 | Commercial_2041_Technical_GWh_Before Competition Groups_66 | Water Heating (DHW) Pipe Insulation (Add 3/4\ Foam)" | 0.07286% | 0 | 15.9076 | Commercial_2041_Technical_GWh_Before Competition Groups_Water Heating (DHW) Pipe Insulation (Add 3/4\ Foam)"
Commercial | Com ¦ Roof Insulation/Ceiling Insulation (R25 Code to R35) | 2041 | Technical | GWh | Before Competition Groups | 14.5574 | 0 | 0 | 21831.9665 | 0.00066679 | 67 | Commercial_2041_Technical_GWh_Before Competition Groups_67 | Roof Insulation/Ceiling Insulation (R25 Code to R35) | 0.06668% | 0 | 14.5574 | Commercial_2041_Technical_GWh_Before Competition Groups_Roof Insulation/Ceiling Insulation (R25 Code to R35)
Commercial | Com ¦ High Efficiency Small Instantaneous Water Heater | 2041 | Technical | GWh | Before Competition Groups | 14.2439 | 0 | 0 | 21831.9665 | 0.00065243 | 68 | Commercial_2041_Technical_GWh_Before Competition Groups_68 | High Efficiency Small Instantaneous Water Heater | 0.06524% | 0 | 14.2439 | Commercial_2041_Technical_GWh_Before Competition Groups_High Efficiency Small Instantaneous Water Heater
Commercial | Com ¦ ENERGY STAR Dishwasher | 2041 | Technical | GWh | Before Competition Groups | 13.5342 | 0 | 0 | 21831.9665 | 0.00061993 | 69 | Commercial_2041_Technical_GWh_Before Competition Groups_69 | ENERGY STAR Dishwasher | 0.06199% | 0 | 13.5342 | Commercial_2041_Technical_GWh_Before Competition Groups_ENERGY STAR Dishwasher
Commercial | Com ¦ ENERGY STAR Dishwasher | 2041 | Achievable | GWh | Before Competition Groups | 8.2643 | 0 | 0 | 13627.4773 | 0.00060645 | 52 | Commercial_2041_Achievable_GWh_Before Competition Groups_52 | ENERGY STAR Dishwasher | 0.06064% | 0 | 8.2643 | Commercial_2041_Achievable_GWh_Before Competition Groups_ENERGY STAR Dishwasher
Commercial | Com ¦ Suction Pipe Insulation Freezer/Refrigerator | 2041 | Economic | GWh | Before Competition Groups | 10.1932 | 0 | 0 | 17122.3724 | 0.00059532 | 60 | Commercial_2041_Economic_GWh_Before Competition Groups_60 | Suction Pipe Insulation Freezer/Refrigerator | 0.05953% | 0 | 10.1932 | Commercial_2041_Economic_GWh_Before Competition Groups_Suction Pipe Insulation Freezer/Refrigerator
Commercial | Com ¦ Door Gasket Freezer/Refrigerator | 2041 | Economic | GWh | Before Competition Groups | 9.3989 | 0 | 0 | 17122.3724 | 0.00054893 | 61 | Commercial_2041_Economic_GWh_Before Competition Groups_61 | Door Gasket Freezer/Refrigerator | 0.05489% | 0 | 9.3989 | Commercial_2041_Economic_GWh_Before Competition Groups_Door Gasket Freezer/Refrigerator
Commercial | Com ¦ Refrigeration Commissioning | 2041 | Achievable | GWh | Before Competition Groups | 7.3274 | 0 | 0 | 13627.4773 | 0.00053769 | 53 | Commercial_2041_Achievable_GWh_Before Competition Groups_53 | Refrigeration Commissioning | 0.05377% | 0 | 7.3274 | Commercial_2041_Achievable_GWh_Before Competition Groups_Refrigeration Commissioning
Commercial | Com ¦ LED RECESSED DOWNLIGHTS | 2041 | Technical | GWh | Before Competition Groups | 11.1265 | 0 | 0 | 21831.9665 | 0.00050964 | 70 | Commercial_2041_Technical_GWh_Before Competition Groups_70 | LED RECESSED DOWNLIGHTS | 0.05096% | 0 | 11.1265 | Commercial_2041_Technical_GWh_Before Competition Groups_LED RECESSED DOWNLIGHTS
Commercial | Com ¦ ENERGY STAR Steam Cookers | 2041 | Economic | GWh | Before Competition Groups | 8.6641 | 0 | 0 | 17122.3724 | 0.00050601 | 62 | Commercial_2041_Economic_GWh_Before Competition Groups_62 | ENERGY STAR Steam Cookers | 0.0506% | 0 | 8.6641 | Commercial_2041_Economic_GWh_Before Competition Groups_ENERGY STAR Steam Cookers
Commercial | Com ¦ Indoor Daylight Sensors/Photocell Dimming Control | 2041 | Achievable | GWh | Before Competition Groups | 6.7668 | 0 | 0 | 13627.4773 | 0.00049655 | 54 | Commercial_2041_Achievable_GWh_Before Competition Groups_54 | Indoor Daylight Sensors/Photocell Dimming Control | 0.04966% | 0 | 6.7668 | Commercial_2041_Achievable_GWh_Before Competition Groups_Indoor Daylight Sensors/Photocell Dimming Control
Commercial | Com ¦ Ozone Laundry Treatment | 2041 | Achievable | GWh | Before Competition Groups | 6.6513 | 0 | 0 | 13627.4773 | 0.00048808 | 55 | Commercial_2041_Achievable_GWh_Before Competition Groups_55 | Ozone Laundry Treatment | 0.04881% | 0 | 6.6513 | Commercial_2041_Achievable_GWh_Before Competition Groups_Ozone Laundry Treatment
Commercial | Com ¦ Suction Pipe Insulation Freezer/Refrigerator | 2041 | Technical | GWh | Before Competition Groups | 10.1932 | 0 | 0 | 21831.9665 | 0.00046689 | 71 | Commercial_2041_Technical_GWh_Before Competition Groups_71 | Suction Pipe Insulation Freezer/Refrigerator | 0.04669% | 0 | 10.1932 | Commercial_2041_Technical_GWh_Before Competition Groups_Suction Pipe Insulation Freezer/Refrigerator
Commercial | Com ¦ ENERGY STAR Steam Cookers | 2041 | Achievable | GWh | Before Competition Groups | 6.1497 | 0 | 0 | 13627.4773 | 0.00045127 | 56 | Commercial_2041_Achievable_GWh_Before Competition Groups_56 | ENERGY STAR Steam Cookers | 0.04513% | 0 | 6.1497 | Commercial_2041_Achievable_GWh_Before Competition Groups_ENERGY STAR Steam Cookers
Commercial | Com ¦ ENERGY STAR Steam Cookers | 2041 | Technical | GWh | Before Competition Groups | 8.6641 | 0 | 0 | 21831.9665 | 0.00039685 | 72 | Commercial_2041_Technical_GWh_Before Competition Groups_72 | ENERGY STAR Steam Cookers | 0.03969% | 0 | 8.6641 | Commercial_2041_Technical_GWh_Before Competition Groups_ENERGY STAR Steam Cookers
Commercial | Com ¦ Ozone Laundry Treatment | 2041 | Economic | GWh | Before Competition Groups | 6.7808 | 0 | 0 | 17122.3724 | 0.00039602 | 63 | Commercial_2041_Economic_GWh_Before Competition Groups_63 | Ozone Laundry Treatment | 0.0396% | 0 | 6.7808 | Commercial_2041_Economic_GWh_Before Competition Groups_Ozone Laundry Treatment
Commercial | Com ¦ Evaporator Coil Defrost (Cooler) | 2041 | Technical | GWh | Before Competition Groups | 8.4065 | 0 | 0 | 21831.9665 | 0.00038505 | 73 | Commercial_2041_Technical_GWh_Before Competition Groups_73 | Evaporator Coil Defrost (Cooler) | 0.03851% | 0 | 8.4065 | Commercial_2041_Technical_GWh_Before Competition Groups_Evaporator Coil Defrost (Cooler)
Commercial | Com ¦ LED RECESSED DOWNLIGHTS | 2041 | Achievable | GWh | Before Competition Groups | 5.0885 | 0 | 0 | 13627.4773 | 0.0003734 | 57 | Commercial_2041_Achievable_GWh_Before Competition Groups_57 | LED RECESSED DOWNLIGHTS | 0.03734% | 0 | 5.0885 | Commercial_2041_Achievable_GWh_Before Competition Groups_LED RECESSED DOWNLIGHTS
Commercial | Com ¦ SYNCHRONOUS BELT | 2041 | Technical | GWh | Before Competition Groups | 6.9017 | 0 | 0 | 21831.9665 | 0.00031613 | 74 | Commercial_2041_Technical_GWh_Before Competition Groups_74 | SYNCHRONOUS BELT | 0.03161% | 0 | 6.9017 | Commercial_2041_Technical_GWh_Before Competition Groups_SYNCHRONOUS BELT
Commercial | Com ¦ Demand controlled Circulating Systems | 2041 | Achievable | GWh | Before Competition Groups | 4.3021 | 0 | 0 | 13627.4773 | 0.00031569 | 58 | Commercial_2041_Achievable_GWh_Before Competition Groups_58 | Demand controlled Circulating Systems | 0.03157% | 0 | 4.3021 | Commercial_2041_Achievable_GWh_Before Competition Groups_Demand controlled Circulating Systems
Commercial | Com ¦ Ozone Laundry Treatment | 2041 | Technical | GWh | Before Competition Groups | 6.7808 | 0 | 0 | 21831.9665 | 0.00031059 | 75 | Commercial_2041_Technical_GWh_Before Competition Groups_75 | Ozone Laundry Treatment | 0.03106% | 0 | 6.7808 | Commercial_2041_Technical_GWh_Before Competition Groups_Ozone Laundry Treatment
Commercial | Com ¦ LED RECESSED DOWNLIGHTS | 2041 | Economic | GWh | Before Competition Groups | 4.8245 | 0 | 0 | 17122.3724 | 0.00028177 | 64 | Commercial_2041_Economic_GWh_Before Competition Groups_64 | LED RECESSED DOWNLIGHTS | 0.02818% | 0 | 4.8245 | Commercial_2041_Economic_GWh_Before Competition Groups_LED RECESSED DOWNLIGHTS
Commercial | Com ¦ Solar Water Preheat (Pools/DHW) | 2041 | Economic | GWh | Before Competition Groups | 4.3897 | 0 | 0 | 17122.3724 | 0.00025637 | 65 | Commercial_2041_Economic_GWh_Before Competition Groups_65 | Solar Water Preheat (Pools/DHW) | 0.02564% | 0 | 4.3897 | Commercial_2041_Economic_GWh_Before Competition Groups_Solar Water Preheat (Pools/DHW)
Commercial | Com ¦ High R-Value Glass Doors/no-heat glass door | 2041 | Achievable | GWh | Before Competition Groups | 3.4877 | 0 | 0 | 13627.4773 | 0.00025593 | 59 | Commercial_2041_Achievable_GWh_Before Competition Groups_59 | High R-Value Glass Doors/no-heat glass door | 0.02559% | 0 | 3.4877 | Commercial_2041_Achievable_GWh_Before Competition Groups_High R-Value Glass Doors/no-heat glass door
Commercial | Com ¦ Roof Insulation/Ceiling Insulation (R25 Code to R35) | 2041 | Economic | GWh | Before Competition Groups | 4.0544 | 0 | 0 | 17122.3724 | 0.00023679 | 66 | Commercial_2041_Economic_GWh_Before Competition Groups_66 | Roof Insulation/Ceiling Insulation (R25 Code to R35) | 0.02368% | 0 | 4.0544 | Commercial_2041_Economic_GWh_Before Competition Groups_Roof Insulation/Ceiling Insulation (R25 Code to R35)
Commercial | Com ¦ ECM MOTORS FOR HVAC APPLICATION (FAN-POWERED VAV BOX) | 2041 | Achievable | GWh | Before Competition Groups | 2.9008 | 0 | 0 | 13627.4773 | 0.00021287 | 60 | Commercial_2041_Achievable_GWh_Before Competition Groups_60 | ECM MOTORS FOR HVAC APPLICATION (FAN-POWERED VAV BOX) | 0.02129% | 0 | 2.9008 | Commercial_2041_Achievable_GWh_Before Competition Groups_ECM MOTORS FOR HVAC APPLICATION (FAN-POWERED VAV BOX)
Commercial | Com ¦ Demand controlled Circulating Systems | 2041 | Economic | GWh | Before Competition Groups | 3.5177 | 0 | 0 | 17122.3724 | 0.00020544 | 67 | Commercial_2041_Economic_GWh_Before Competition Groups_67 | Demand controlled Circulating Systems | 0.02054% | 0 | 3.5177 | Commercial_2041_Economic_GWh_Before Competition Groups_Demand controlled Circulating Systems
Commercial | Com ¦ Solar Water Preheat (Pools/DHW) | 2041 | Technical | GWh | Before Competition Groups | 4.3897 | 0 | 0 | 21831.9665 | 0.00020107 | 76 | Commercial_2041_Technical_GWh_Before Competition Groups_76 | Solar Water Preheat (Pools/DHW) | 0.02011% | 0 | 4.3897 | Commercial_2041_Technical_GWh_Before Competition Groups_Solar Water Preheat (Pools/DHW)
Commercial | Com ¦ Solar Water Preheat (Pools/DHW) | 2041 | Achievable | GWh | Before Competition Groups | 2.7381 | 0 | 0 | 13627.4773 | 0.00020093 | 61 | Commercial_2041_Achievable_GWh_Before Competition Groups_61 | Solar Water Preheat (Pools/DHW) | 0.02009% | 0 | 2.7381 | Commercial_2041_Achievable_GWh_Before Competition Groups_Solar Water Preheat (Pools/DHW)
Commercial | Com ¦ Thermostat Setback | 2041 | Achievable | GWh | Before Competition Groups | 2.5709 | 0 | 0 | 13627.4773 | 0.00018866 | 62 | Commercial_2041_Achievable_GWh_Before Competition Groups_62 | Thermostat Setback | 0.01887% | 0 | 2.5709 | Commercial_2041_Achievable_GWh_Before Competition Groups_Thermostat Setback
Commercial | Com ¦ Efficient compressor motor | 2041 | Technical | GWh | Before Competition Groups | 3.9173 | 0 | 0 | 21831.9665 | 0.00017943 | 77 | Commercial_2041_Technical_GWh_Before Competition Groups_77 | Efficient compressor motor | 0.01794% | 0 | 3.9173 | Commercial_2041_Technical_GWh_Before Competition Groups_Efficient compressor motor
Commercial | Com ¦ SYNCHRONOUS BELT | 2041 | Economic | GWh | Before Competition Groups | 2.8876 | 0 | 0 | 17122.3724 | 0.00016864 | 68 | Commercial_2041_Economic_GWh_Before Competition Groups_68 | SYNCHRONOUS BELT | 0.01686% | 0 | 2.8876 | Commercial_2041_Economic_GWh_Before Competition Groups_SYNCHRONOUS BELT
Commercial | Com ¦ Heat Pump Water Heater (50 Gallons) | 2041 | Technical | GWh | Before Competition Groups | 3.6789 | 0 | 0 | 21831.9665 | 0.00016851 | 78 | Commercial_2041_Technical_GWh_Before Competition Groups_78 | Heat Pump Water Heater (50 Gallons) | 0.01685% | 0 | 3.6789 | Commercial_2041_Technical_GWh_Before Competition Groups_Heat Pump Water Heater (50 Gallons)
Commercial | Com ¦ Thermostat Setback | 2041 | Economic | GWh | Before Competition Groups | 2.8675 | 0 | 0 | 17122.3724 | 0.00016747 | 69 | Commercial_2041_Economic_GWh_Before Competition Groups_69 | Thermostat Setback | 0.01675% | 0 | 2.8675 | Commercial_2041_Economic_GWh_Before Competition Groups_Thermostat Setback
Commercial | Com ¦ ECM MOTORS FOR HVAC APPLICATION (FAN-POWERED VAV BOX) | 2041 | Economic | GWh | Before Competition Groups | 2.8608 | 0 | 0 | 17122.3724 | 0.00016708 | 70 | Commercial_2041_Economic_GWh_Before Competition Groups_70 | ECM MOTORS FOR HVAC APPLICATION (FAN-POWERED VAV BOX) | 0.01671% | 0 | 2.8608 | Commercial_2041_Economic_GWh_Before Competition Groups_ECM MOTORS FOR HVAC APPLICATION (FAN-POWERED VAV BOX)
Commercial | Com ¦ HOTEL OCCUPANCY CONTROLS (HVAC + LIGHTING) | 2041 | Achievable | GWh | Before Competition Groups | 2.199 | 0 | 0 | 13627.4773 | 0.00016137 | 63 | Commercial_2041_Achievable_GWh_Before Competition Groups_63 | HOTEL OCCUPANCY CONTROLS (HVAC + LIGHTING) | 0.01614% | 0 | 2.199 | Commercial_2041_Achievable_GWh_Before Competition Groups_HOTEL OCCUPANCY CONTROLS (HVAC + LIGHTING)
Commercial | Com ¦ Demand controlled Circulating Systems | 2041 | Technical | GWh | Before Competition Groups | 3.5177 | 0 | 0 | 21831.9665 | 0.00016112 | 79 | Commercial_2041_Technical_GWh_Before Competition Groups_79 | Demand controlled Circulating Systems | 0.01611% | 0 | 3.5177 | Commercial_2041_Technical_GWh_Before Competition Groups_Demand controlled Circulating Systems
Commercial | Com ¦ Notched V belts for HVAC Systems | 2041 | Technical | GWh | Before Competition Groups | 3.4508 | 0 | 0 | 21831.9665 | 0.00015806 | 80 | Commercial_2041_Technical_GWh_Before Competition Groups_80 | Notched V belts for HVAC Systems | 0.01581% | 0 | 3.4508 | Commercial_2041_Technical_GWh_Before Competition Groups_Notched V belts for HVAC Systems
Commercial | Com ¦ Efficient compressor motor | 2041 | Achievable | GWh | Before Competition Groups | 1.9311 | 0 | 0 | 13627.4773 | 0.0001417 | 64 | Commercial_2041_Achievable_GWh_Before Competition Groups_64 | Efficient compressor motor | 0.01417% | 0 | 1.9311 | Commercial_2041_Achievable_GWh_Before Competition Groups_Efficient compressor motor
Commercial | Com ¦ Room AC (w/ louvered sides) 14 SEER from 12 SEER code | 2041 | Technical | GWh | Before Competition Groups | 3.003 | 0 | 0 | 21831.9665 | 0.00013755 | 81 | Commercial_2041_Technical_GWh_Before Competition Groups_81 | Room AC (w/ louvered sides) 14 SEER from 12 SEER code | 0.01375% | 0 | 3.003 | Commercial_2041_Technical_GWh_Before Competition Groups_Room AC (w/ louvered sides) 14 SEER from 12 SEER code
Commercial | Com ¦ Thermostat Setback | 2041 | Technical | GWh | Before Competition Groups | 2.8675 | 0 | 0 | 21831.9665 | 0.00013134 | 82 | Commercial_2041_Technical_GWh_Before Competition Groups_82 | Thermostat Setback | 0.01313% | 0 | 2.8675 | Commercial_2041_Technical_GWh_Before Competition Groups_Thermostat Setback
Commercial | Com ¦ ECM MOTORS FOR HVAC APPLICATION (FAN-POWERED VAV BOX) | 2041 | Technical | GWh | Before Competition Groups | 2.8673 | 0 | 0 | 21831.9665 | 0.00013133 | 83 | Commercial_2041_Technical_GWh_Before Competition Groups_83 | ECM MOTORS FOR HVAC APPLICATION (FAN-POWERED VAV BOX) | 0.01313% | 0 | 2.8673 | Commercial_2041_Technical_GWh_Before Competition Groups_ECM MOTORS FOR HVAC APPLICATION (FAN-POWERED VAV BOX)
Commercial | Com ¦ PTAC (12 EER/10,000 BTU) | 2041 | Economic | GWh | Before Competition Groups | 2.2288 | 0 | 0 | 17122.3724 | 0.00013017 | 71 | Commercial_2041_Economic_GWh_Before Competition Groups_71 | PTAC (12 EER/10,000 BTU) | 0.01302% | 0 | 2.2288 | Commercial_2041_Economic_GWh_Before Competition Groups_PTAC (12 EER/10,000 BTU)
Commercial | Com ¦ Efficient compressor motor | 2041 | Economic | GWh | Before Competition Groups | 2.2171 | 0 | 0 | 17122.3724 | 0.00012949 | 72 | Commercial_2041_Economic_GWh_Before Competition Groups_72 | Efficient compressor motor | 0.01295% | 0 | 2.2171 | Commercial_2041_Economic_GWh_Before Competition Groups_Efficient compressor motor
Commercial | Com ¦ Commercial Hot Food Holding Cabinets | 2041 | Technical | GWh | Before Competition Groups | 2.5608 | 0 | 0 | 21831.9665 | 0.0001173 | 84 | Commercial_2041_Technical_GWh_Before Competition Groups_84 | Commercial Hot Food Holding Cabinets | 0.01173% | 0 | 2.5608 | Commercial_2041_Technical_GWh_Before Competition Groups_Commercial Hot Food Holding Cabinets
Commercial | Com ¦ PTAC (12 EER/10,000 BTU) | 2041 | Technical | GWh | Before Competition Groups | 2.445 | 0 | 0 | 21831.9665 | 0.00011199 | 85 | Commercial_2041_Technical_GWh_Before Competition Groups_85 | PTAC (12 EER/10,000 BTU) | 0.0112% | 0 | 2.445 | Commercial_2041_Technical_GWh_Before Competition Groups_PTAC (12 EER/10,000 BTU)
Commercial | Com ¦ High Efficiency Small Instantaneous Water Heater | 2041 | Achievable | GWh | Before Competition Groups | 1.5133 | 0 | 0 | 13627.4773 | 0.00011105 | 65 | Commercial_2041_Achievable_GWh_Before Competition Groups_65 | High Efficiency Small Instantaneous Water Heater | 0.01111% | 0 | 1.5133 | Commercial_2041_Achievable_GWh_Before Competition Groups_High Efficiency Small Instantaneous Water Heater
Commercial | Com ¦ Wall Insulation | 2041 | Economic | GWh | Before Competition Groups | 1.8973 | 0 | 0 | 17122.3724 | 0.00011081 | 73 | Commercial_2041_Economic_GWh_Before Competition Groups_73 | Wall Insulation | 0.01108% | 0 | 1.8973 | Commercial_2041_Economic_GWh_Before Competition Groups_Wall Insulation
Commercial | Com ¦ Notched V belts for HVAC Systems | 2041 | Economic | GWh | Before Competition Groups | 1.8676 | 0 | 0 | 17122.3724 | 0.00010907 | 74 | Commercial_2041_Economic_GWh_Before Competition Groups_74 | Notched V belts for HVAC Systems | 0.01091% | 0 | 1.8676 | Commercial_2041_Economic_GWh_Before Competition Groups_Notched V belts for HVAC Systems
Commercial | Com ¦ PTAC (12 EER/10,000 BTU) | 2041 | Achievable | GWh | Before Competition Groups | 1.477 | 0 | 0 | 13627.4773 | 0.00010839 | 66 | Commercial_2041_Achievable_GWh_Before Competition Groups_66 | PTAC (12 EER/10,000 BTU) | 0.01084% | 0 | 1.477 | Commercial_2041_Achievable_GWh_Before Competition Groups_PTAC (12 EER/10,000 BTU)
Commercial | Com ¦ CEE Tier 2/Energy Star Clothes Washers | 2041 | Achievable | GWh | Before Competition Groups | 1.4246 | 0 | 0 | 13627.4773 | 0.00010454 | 67 | Commercial_2041_Achievable_GWh_Before Competition Groups_67 | CEE Tier 2/Energy Star Clothes Washers | 0.01045% | 0 | 1.4246 | Commercial_2041_Achievable_GWh_Before Competition Groups_CEE Tier 2/Energy Star Clothes Washers
Commercial | Com ¦ CEE Tier 2/Energy Star Clothes Washers | 2041 | Economic | GWh | Before Competition Groups | 1.7361 | 0 | 0 | 17122.3724 | 0.0001014 | 75 | Commercial_2041_Economic_GWh_Before Competition Groups_75 | CEE Tier 2/Energy Star Clothes Washers | 0.01014% | 0 | 1.7361 | Commercial_2041_Economic_GWh_Before Competition Groups_CEE Tier 2/Energy Star Clothes Washers
Commercial | COM ¦ Ductless Mini-Split Heat Pumps | 2041 | Economic | GWh | Before Competition Groups | 1.6623 | 0 | 0 | 17122.3724 | 9.7084e-05 | 76 | Commercial_2041_Economic_GWh_Before Competition Groups_76 | Ductless Mini-Split Heat Pumps | 0.009708% | 0 | 1.6623 | Commercial_2041_Economic_GWh_Before Competition Groups_Ductless Mini-Split Heat Pumps
Commercial | Com ¦ Auto Off Time Switch or Time Clock control | 2041 | Achievable | GWh | Before Competition Groups | 1.3212 | 0 | 0 | 13627.4773 | 9.6951e-05 | 68 | Commercial_2041_Achievable_GWh_Before Competition Groups_68 | Auto Off Time Switch or Time Clock control | 0.009695% | 0 | 1.3212 | Commercial_2041_Achievable_GWh_Before Competition Groups_Auto Off Time Switch or Time Clock control
Commercial | Com ¦ Wall Insulation | 2041 | Technical | GWh | Before Competition Groups | 1.9778 | 0 | 0 | 21831.9665 | 9.0592e-05 | 86 | Commercial_2041_Technical_GWh_Before Competition Groups_86 | Wall Insulation | 0.009059% | 0 | 1.9778 | Commercial_2041_Technical_GWh_Before Competition Groups_Wall Insulation
Commercial | Com ¦ Solar Preheat Make up Air | 2041 | Technical | GWh | Before Competition Groups | 1.9568 | 0 | 0 | 21831.9665 | 8.963e-05 | 87 | Commercial_2041_Technical_GWh_Before Competition Groups_87 | Solar Preheat Make up Air | 0.008963% | 0 | 1.9568 | Commercial_2041_Technical_GWh_Before Competition Groups_Solar Preheat Make up Air
Commercial | COM ¦ Ductless Mini-Split Heat Pumps | 2041 | Achievable | GWh | Before Competition Groups | 1.17 | 0 | 0 | 13627.4773 | 8.5856e-05 | 69 | Commercial_2041_Achievable_GWh_Before Competition Groups_69 | Ductless Mini-Split Heat Pumps | 0.008586% | 0 | 1.17 | Commercial_2041_Achievable_GWh_Before Competition Groups_Ductless Mini-Split Heat Pumps
Commercial | Com ¦ Notched V belts for HVAC Systems | 2041 | Achievable | GWh | Before Competition Groups | 1.1292 | 0 | 0 | 13627.4773 | 8.2865e-05 | 70 | Commercial_2041_Achievable_GWh_Before Competition Groups_70 | Notched V belts for HVAC Systems | 0.008286% | 0 | 1.1292 | Commercial_2041_Achievable_GWh_Before Competition Groups_Notched V belts for HVAC Systems
Commercial | Com ¦ Auto Off Time Switch or Time Clock control | 2041 | Economic | GWh | Before Competition Groups | 1.3998 | 0 | 0 | 17122.3724 | 8.1754e-05 | 77 | Commercial_2041_Economic_GWh_Before Competition Groups_77 | Auto Off Time Switch or Time Clock control | 0.008175% | 0 | 1.3998 | Commercial_2041_Economic_GWh_Before Competition Groups_Auto Off Time Switch or Time Clock control
Commercial | Com ¦ CEE Tier 2/Energy Star Clothes Washers | 2041 | Technical | GWh | Before Competition Groups | 1.7361 | 0 | 0 | 21831.9665 | 7.9522e-05 | 88 | Commercial_2041_Technical_GWh_Before Competition Groups_88 | CEE Tier 2/Energy Star Clothes Washers | 0.007952% | 0 | 1.7361 | Commercial_2041_Technical_GWh_Before Competition Groups_CEE Tier 2/Energy Star Clothes Washers
Commercial | COM ¦ Ductless Mini-Split Heat Pumps | 2041 | Technical | GWh | Before Competition Groups | 1.6623 | 0 | 0 | 21831.9665 | 7.6141e-05 | 89 | Commercial_2041_Technical_GWh_Before Competition Groups_89 | Ductless Mini-Split Heat Pumps | 0.007614% | 0 | 1.6623 | Commercial_2041_Technical_GWh_Before Competition Groups_Ductless Mini-Split Heat Pumps
Commercial | Com ¦ Roof Insulation/Ceiling Insulation (R25 Code to R35) | 2041 | Achievable | GWh | Before Competition Groups | 1.0314 | 0 | 0 | 13627.4773 | 7.5687e-05 | 71 | Commercial_2041_Achievable_GWh_Before Competition Groups_71 | Roof Insulation/Ceiling Insulation (R25 Code to R35) | 0.007569% | 0 | 1.0314 | Commercial_2041_Achievable_GWh_Before Competition Groups_Roof Insulation/Ceiling Insulation (R25 Code to R35)
Commercial | Com ¦ Solar Electric Water Heater (50 Gallon) | 2041 | Technical | GWh | Before Competition Groups | 1.5503 | 0 | 0 | 21831.9665 | 7.1012e-05 | 90 | Commercial_2041_Technical_GWh_Before Competition Groups_90 | Solar Electric Water Heater (50 Gallon) | 0.007101% | 0 | 1.5503 | Commercial_2041_Technical_GWh_Before Competition Groups_Solar Electric Water Heater (50 Gallon)
Commercial | Com ¦ Wall Insulation | 2041 | Achievable | GWh | Before Competition Groups | 0.89481 | 0 | 0 | 13627.4773 | 6.5662e-05 | 72 | Commercial_2041_Achievable_GWh_Before Competition Groups_72 | Wall Insulation | 0.006566% | 0 | 0.89481 | Commercial_2041_Achievable_GWh_Before Competition Groups_Wall Insulation
Commercial | Com ¦ Auto Off Time Switch or Time Clock control | 2041 | Technical | GWh | Before Competition Groups | 1.3998 | 0 | 0 | 21831.9665 | 6.4118e-05 | 91 | Commercial_2041_Technical_GWh_Before Competition Groups_91 | Auto Off Time Switch or Time Clock control | 0.006412% | 0 | 1.3998 | Commercial_2041_Technical_GWh_Before Competition Groups_Auto Off Time Switch or Time Clock control
Commercial | Com ¦ Energy Recovery Ventilation and Ventilation (Enhanced) | 2041 | Technical | GWh | Before Competition Groups | 1.24 | 0 | 0 | 21831.9665 | 5.6798e-05 | 92 | Commercial_2041_Technical_GWh_Before Competition Groups_92 | Energy Recovery Ventilation and Ventilation (Enhanced) | 0.00568% | 0 | 1.24 | Commercial_2041_Technical_GWh_Before Competition Groups_Energy Recovery Ventilation and Ventilation (Enhanced)
Commercial | Com ¦ Low Flow Pre-Rinse Spray Nozzle | 2041 | Economic | GWh | Before Competition Groups | 0.90093 | 0 | 0 | 17122.3724 | 5.2617e-05 | 78 | Commercial_2041_Economic_GWh_Before Competition Groups_78 | Low Flow Pre-Rinse Spray Nozzle | 0.005262% | 0 | 0.90093 | Commercial_2041_Economic_GWh_Before Competition Groups_Low Flow Pre-Rinse Spray Nozzle
Commercial | Com ¦ Low Flow Pre-Rinse Spray Nozzle | 2041 | Achievable | GWh | Before Competition Groups | 0.68976 | 0 | 0 | 13627.4773 | 5.0615e-05 | 73 | Commercial_2041_Achievable_GWh_Before Competition Groups_73 | Low Flow Pre-Rinse Spray Nozzle | 0.005062% | 0 | 0.68976 | Commercial_2041_Achievable_GWh_Before Competition Groups_Low Flow Pre-Rinse Spray Nozzle
Commercial | Com ¦ Ground Source Heat Pump | 2041 | Economic | GWh | Before Competition Groups | 0.81496 | 0 | 0 | 17122.3724 | 4.7596e-05 | 79 | Commercial_2041_Economic_GWh_Before Competition Groups_79 | Ground Source Heat Pump | 0.00476% | 0 | 0.81496 | Commercial_2041_Economic_GWh_Before Competition Groups_Ground Source Heat Pump
Commercial | Com ¦ HVAC Optimization | 2041 | Technical | GWh | Before Competition Groups | 0.98208 | 0 | 0 | 21831.9665 | 4.4984e-05 | 93 | Commercial_2041_Technical_GWh_Before Competition Groups_93 | HVAC Optimization | 0.004498% | 0 | 0.98208 | Commercial_2041_Technical_GWh_Before Competition Groups_HVAC Optimization
Commercial | Com ¦ Commercial Hot Food Holding Cabinets | 2041 | Economic | GWh | Before Competition Groups | 0.76256 | 0 | 0 | 17122.3724 | 4.4536e-05 | 80 | Commercial_2041_Economic_GWh_Before Competition Groups_80 | Commercial Hot Food Holding Cabinets | 0.004454% | 0 | 0.76256 | Commercial_2041_Economic_GWh_Before Competition Groups_Commercial Hot Food Holding Cabinets
Commercial | Com ¦ Low Flow Pre-Rinse Spray Nozzle | 2041 | Technical | GWh | Before Competition Groups | 0.90093 | 0 | 0 | 21831.9665 | 4.1266e-05 | 94 | Commercial_2041_Technical_GWh_Before Competition Groups_94 | Low Flow Pre-Rinse Spray Nozzle | 0.004127% | 0 | 0.90093 | Commercial_2041_Technical_GWh_Before Competition Groups_Low Flow Pre-Rinse Spray Nozzle
Commercial | Com ¦ Commercial Hot Food Holding Cabinets | 2041 | Achievable | GWh | Before Competition Groups | 0.53621 | 0 | 0 | 13627.4773 | 3.9347e-05 | 74 | Commercial_2041_Achievable_GWh_Before Competition Groups_74 | Commercial Hot Food Holding Cabinets | 0.003935% | 0 | 0.53621 | Commercial_2041_Achievable_GWh_Before Competition Groups_Commercial Hot Food Holding Cabinets
Commercial | Com ¦ High Efficiency Chiller (avg of water and air cooled) | 2041 | Technical | GWh | Before Competition Groups | 0.76819 | 0 | 0 | 21831.9665 | 3.5186e-05 | 95 | Commercial_2041_Technical_GWh_Before Competition Groups_95 | High Efficiency Chiller (avg of water and air cooled) | 0.003519% | 0 | 0.76819 | Commercial_2041_Technical_GWh_Before Competition Groups_High Efficiency Chiller (avg of water and air cooled)
Commercial | Com ¦ HVAC Optimization | 2041 | Economic | GWh | Before Competition Groups | 0.58889 | 0 | 0 | 17122.3724 | 3.4393e-05 | 81 | Commercial_2041_Economic_GWh_Before Competition Groups_81 | HVAC Optimization | 0.003439% | 0 | 0.58889 | Commercial_2041_Economic_GWh_Before Competition Groups_HVAC Optimization
Commercial | Com ¦ HVAC Optimization | 2041 | Achievable | GWh | Before Competition Groups | 0.44807 | 0 | 0 | 13627.4773 | 3.288e-05 | 75 | Commercial_2041_Achievable_GWh_Before Competition Groups_75 | HVAC Optimization | 0.003288% | 0 | 0.44807 | Commercial_2041_Achievable_GWh_Before Competition Groups_HVAC Optimization
Commercial | Com ¦ Energy Recovery Ventilation and Ventilation (Enhanced) | 2041 | Achievable | GWh | Before Competition Groups | 0.30358 | 0 | 0 | 13627.4773 | 2.2277e-05 | 76 | Commercial_2041_Achievable_GWh_Before Competition Groups_76 | Energy Recovery Ventilation and Ventilation (Enhanced) | 0.002228% | 0 | 0.30358 | Commercial_2041_Achievable_GWh_Before Competition Groups_Energy Recovery Ventilation and Ventilation (Enhanced)
Commercial | Com ¦ SYNCHRONOUS BELT | 2041 | Achievable | GWh | Before Competition Groups | 0.28724 | 0 | 0 | 13627.4773 | 2.1078e-05 | 77 | Commercial_2041_Achievable_GWh_Before Competition Groups_77 | SYNCHRONOUS BELT | 0.002108% | 0 | 0.28724 | Commercial_2041_Achievable_GWh_Before Competition Groups_SYNCHRONOUS BELT
Commercial | Com ¦ eCube | 2041 | Technical | GWh | Before Competition Groups | 0.31106 | 0 | 0 | 21831.9665 | 1.4248e-05 | 96 | Commercial_2041_Technical_GWh_Before Competition Groups_96 | eCube | 0.001425% | 0 | 0.31106 | Commercial_2041_Technical_GWh_Before Competition Groups_eCube
Commercial | Com ¦ EC Plug Fan for Data Center (under cabinet) | 2041 | Economic | GWh | Before Competition Groups | 0.23799 | 0 | 0 | 17122.3724 | 1.3899e-05 | 82 | Commercial_2041_Economic_GWh_Before Competition Groups_82 | EC Plug Fan for Data Center (under cabinet) | 0.00139% | 0 | 0.23799 | Commercial_2041_Economic_GWh_Before Competition Groups_EC Plug Fan for Data Center (under cabinet)
Commercial | Com ¦ EC Plug Fan for Data Center (under cabinet) | 2041 | Achievable | GWh | Before Competition Groups | 0.1497 | 0 | 0 | 13627.4773 | 1.0985e-05 | 78 | Commercial_2041_Achievable_GWh_Before Competition Groups_78 | EC Plug Fan for Data Center (under cabinet) | 0.001098% | 0 | 0.1497 | Commercial_2041_Achievable_GWh_Before Competition Groups_EC Plug Fan for Data Center (under cabinet)
Commercial | Com ¦ EC Plug Fan for Data Center (under cabinet) | 2041 | Technical | GWh | Before Competition Groups | 0.23799 | 0 | 0 | 21831.9665 | 1.0901e-05 | 97 | Commercial_2041_Technical_GWh_Before Competition Groups_97 | EC Plug Fan for Data Center (under cabinet) | 0.00109% | 0 | 0.23799 | Commercial_2041_Technical_GWh_Before Competition Groups_EC Plug Fan for Data Center (under cabinet)
Commercial | Com ¦ Room AC (w/ louvered sides) 14 SEER from 12 SEER code | 2041 | Achievable | GWh | Before Competition Groups | 0.11844 | 0 | 0 | 13627.4773 | 8.691e-06 | 79 | Commercial_2041_Achievable_GWh_Before Competition Groups_79 | Room AC (w/ louvered sides) 14 SEER from 12 SEER code | 0.0008691% | 0 | 0.11844 | Commercial_2041_Achievable_GWh_Before Competition Groups_Room AC (w/ louvered sides) 14 SEER from 12 SEER code
Commercial | Com ¦ High Efficiency Chiller (avg of water and air cooled) | 2041 | Achievable | GWh | Before Competition Groups | 0.11324 | 0 | 0 | 13627.4773 | 8.3099e-06 | 80 | Commercial_2041_Achievable_GWh_Before Competition Groups_80 | High Efficiency Chiller (avg of water and air cooled) | 0.000831% | 0 | 0.11324 | Commercial_2041_Achievable_GWh_Before Competition Groups_High Efficiency Chiller (avg of water and air cooled)
Commercial | Com ¦ High Efficiency Chiller (avg of water and air cooled) | 2041 | Economic | GWh | Before Competition Groups | 0.11111 | 0 | 0 | 17122.3724 | 6.489e-06 | 83 | Commercial_2041_Economic_GWh_Before Competition Groups_83 | High Efficiency Chiller (avg of water and air cooled) | 0.0006489% | 0 | 0.11111 | Commercial_2041_Economic_GWh_Before Competition Groups_High Efficiency Chiller (avg of water and air cooled)
Commercial | Com ¦ Room AC (w/ louvered sides) 14 SEER from 12 SEER code | 2041 | Economic | GWh | Before Competition Groups | 0.10933 | 0 | 0 | 17122.3724 | 6.385e-06 | 84 | Commercial_2041_Economic_GWh_Before Competition Groups_84 | Room AC (w/ louvered sides) 14 SEER from 12 SEER code | 0.0006385% | 0 | 0.10933 | Commercial_2041_Economic_GWh_Before Competition Groups_Room AC (w/ louvered sides) 14 SEER from 12 SEER code
Commercial | Com ¦ Air Curtains | 2041 | Achievable | GWh | Before Competition Groups | 0.061777 | 0 | 0 | 13627.4773 | 4.5333e-06 | 81 | Commercial_2041_Achievable_GWh_Before Competition Groups_81 | Air Curtains | 0.0004533% | 0 | 0.061777 | Commercial_2041_Achievable_GWh_Before Competition Groups_Air Curtains
Commercial | Com ¦ Air Curtains | 2041 | Economic | GWh | Before Competition Groups | 0.063864 | 0 | 0 | 17122.3724 | 3.7298e-06 | 85 | Commercial_2041_Economic_GWh_Before Competition Groups_85 | Air Curtains | 0.000373% | 0 | 0.063864 | Commercial_2041_Economic_GWh_Before Competition Groups_Air Curtains
Commercial | Com ¦ VSD Air Compressor | 2041 | Economic | GWh | Before Competition Groups | 0.06081 | 0 | 0 | 17122.3724 | 3.5515e-06 | 86 | Commercial_2041_Economic_GWh_Before Competition Groups_86 | VSD Air Compressor | 0.0003551% | 0 | 0.06081 | Commercial_2041_Economic_GWh_Before Competition Groups_VSD Air Compressor
Commercial | Com ¦ VSD Air Compressor | 2041 | Achievable | GWh | Before Competition Groups | 0.046159 | 0 | 0 | 13627.4773 | 3.3872e-06 | 82 | Commercial_2041_Achievable_GWh_Before Competition Groups_82 | VSD Air Compressor | 0.0003387% | 0 | 0.046159 | Commercial_2041_Achievable_GWh_Before Competition Groups_VSD Air Compressor
Commercial | Com ¦ Air Curtains | 2041 | Technical | GWh | Before Competition Groups | 0.063864 | 0 | 0 | 21831.9665 | 2.9252e-06 | 98 | Commercial_2041_Technical_GWh_Before Competition Groups_98 | Air Curtains | 0.0002925% | 0 | 0.063864 | Commercial_2041_Technical_GWh_Before Competition Groups_Air Curtains
Commercial | Com ¦ VSD Air Compressor | 2041 | Technical | GWh | Before Competition Groups | 0.06081 | 0 | 0 | 21831.9665 | 2.7854e-06 | 99 | Commercial_2041_Technical_GWh_Before Competition Groups_99 | VSD Air Compressor | 0.0002785% | 0 | 0.06081 | Commercial_2041_Technical_GWh_Before Competition Groups_VSD Air Compressor
Commercial | Com ¦ Exterior Photocell | 2041 | Technical | GWh | Before Competition Groups | 0.057159 | 0 | 0 | 21831.9665 | 2.6181e-06 | 100 | Commercial_2041_Technical_GWh_Before Competition Groups_100 | Exterior Photocell | 0.0002618% | 0 | 0.057159 | Commercial_2041_Technical_GWh_Before Competition Groups_Exterior Photocell
Commercial | Com ¦ Ground Source Heat Pump | 2041 | Achievable | GWh | Before Competition Groups | 0.025531 | 0 | 0 | 13627.4773 | 1.8735e-06 | 83 | Commercial_2041_Achievable_GWh_Before Competition Groups_83 | Ground Source Heat Pump | 0.0001873% | 0 | 0.025531 | Commercial_2041_Achievable_GWh_Before Competition Groups_Ground Source Heat Pump
Commercial | Com ¦ High Efficiency Induction Cooking | 2041 | Technical | GWh | Before Competition Groups | 0.0092352 | 0 | 0 | 21831.9665 | 4.2301e-07 | 101 | Commercial_2041_Technical_GWh_Before Competition Groups_101 | High Efficiency Induction Cooking | 4.23e-05% | 0 | 0.0092352 | Commercial_2041_Technical_GWh_Before Competition Groups_High Efficiency Induction Cooking
Commercial | Com ¦ Electric Convection Combination Ovens | 2041 | Achievable | GWh | Before Competition Groups | 0.0040919 | 0 | 0 | 13627.4773 | 3.0027e-07 | 84 | Commercial_2041_Achievable_GWh_Before Competition Groups_84 | Electric Convection Combination Ovens | 3.003e-05% | 0 | 0.0040919 | Commercial_2041_Achievable_GWh_Before Competition Groups_Electric Convection Combination Ovens
Commercial | Com ¦ Electric Convection Combination Ovens | 2041 | Economic | GWh | Before Competition Groups | 0.0048938 | 0 | 0 | 17122.3724 | 2.8581e-07 | 87 | Commercial_2041_Economic_GWh_Before Competition Groups_87 | Electric Convection Combination Ovens | 2.858e-05% | 0 | 0.0048938 | Commercial_2041_Economic_GWh_Before Competition Groups_Electric Convection Combination Ovens
Commercial | Com ¦ Electric Convection Combination Ovens | 2041 | Technical | GWh | Before Competition Groups | 0.0048938 | 0 | 0 | 21831.9665 | 2.2416e-07 | 102 | Commercial_2041_Technical_GWh_Before Competition Groups_102 | Electric Convection Combination Ovens | 2.242e-05% | 0 | 0.0048938 | Commercial_2041_Technical_GWh_Before Competition Groups_Electric Convection Combination Ovens
Commercial | Com ¦ LLLC - Low Impact Application | 2041 | Achievable | GWh | Before Competition Groups | 7.915e-19 | 0 | 0 | 13627.4773 | 5.8082e-23 | 85 | Commercial_2041_Achievable_GWh_Before Competition Groups_85 | LLLC - Low Impact Application | 5.808e-21% | 0 | 7.915e-19 | Commercial_2041_Achievable_GWh_Before Competition Groups_LLLC - Low Impact Application
Commercial | Com ¦ LLLC - High Impact Application | 2041 | Achievable | GWh | Before Competition Groups | 3.9912e-19 | 0 | 0 | 13627.4773 | 2.9288e-23 | 86 | Commercial_2041_Achievable_GWh_Before Competition Groups_86 | LLLC - High Impact Application | 2.929e-21% | 0 | 3.9912e-19 | Commercial_2041_Achievable_GWh_Before Competition Groups_LLLC - High Impact Application
Commercial | Com ¦ Networked/Connected - High Impact Application | 2041 | Achievable | GWh | Before Competition Groups | 9.9115e-21 | 0 | 0 | 13627.4773 | 7.2731e-25 | 87 | Commercial_2041_Achievable_GWh_Before Competition Groups_87 | Networked/Connected - High Impact Application | 7.273e-23% | 0 | 9.9115e-21 | Commercial_2041_Achievable_GWh_Before Competition Groups_Networked/Connected - High Impact Application
Commercial | Com ¦ Networked/Connected - Low Impact Application | 2041 | Achievable | GWh | Before Competition Groups | 4.3461e-21 | 0 | 0 | 13627.4773 | 3.1892e-25 | 88 | Commercial_2041_Achievable_GWh_Before Competition Groups_88 | Networked/Connected - Low Impact Application | 3.189e-23% | 0 | 4.3461e-21 | Commercial_2041_Achievable_GWh_Before Competition Groups_Networked/Connected - Low Impact Application
Commercial | Com ¦ Building Recommissioning, Operations and Maintenance (O&M) Improvements | 2042 | Achievable | GWh | Before Competition Groups | 1729.4428 | 0 | 0 | 13943.0006 | 0.12404 | 1 | Commercial_2042_Achievable_GWh_Before Competition Groups_1 | Building Recommissioning, Operations and Maintenance (O&M) Improvements | 12.4% | 0 | 1729.4428 | Commercial_2042_Achievable_GWh_Before Competition Groups_Building Recommissioning, Operations and Maintenance (O&M) Improvements
Commercial | Com ¦ Building Recommissioning, Operations and Maintenance (O&M) Improvements | 2042 | Economic | GWh | Before Competition Groups | 1837.4775 | 0 | 0 | 17112.5702 | 0.10738 | 1 | Commercial_2042_Economic_GWh_Before Competition Groups_1 | Building Recommissioning, Operations and Maintenance (O&M) Improvements | 10.74% | 0 | 1837.4775 | Commercial_2042_Economic_GWh_Before Competition Groups_Building Recommissioning, Operations and Maintenance (O&M) Improvements
Commercial | Com ¦ Central Lighting Control System | 2042 | Technical | GWh | Before Competition Groups | 2150.2077 | 0 | 0 | 21893.3757 | 0.098213 | 1 | Commercial_2042_Technical_GWh_Before Competition Groups_1 | Central Lighting Control System | 9.821% | 0 | 2150.2077 | Commercial_2042_Technical_GWh_Before Competition Groups_Central Lighting Control System
Commercial | Com ¦ LED Low/High Bay | 2042 | Achievable | GWh | Before Competition Groups | 1329.4847 | 0 | 0 | 13943.0006 | 0.095351 | 2 | Commercial_2042_Achievable_GWh_Before Competition Groups_2 | LED Low/High Bay | 9.535% | 0 | 1329.4847 | Commercial_2042_Achievable_GWh_Before Competition Groups_LED Low/High Bay
Commercial | Com ¦ Building Recommissioning, Operations and Maintenance (O&M) Improvements | 2042 | Technical | GWh | Before Competition Groups | 1837.4775 | 0 | 0 | 21893.3757 | 0.083928 | 2 | Commercial_2042_Technical_GWh_Before Competition Groups_2 | Building Recommissioning, Operations and Maintenance (O&M) Improvements | 8.393% | 0 | 1837.4775 | Commercial_2042_Technical_GWh_Before Competition Groups_Building Recommissioning, Operations and Maintenance (O&M) Improvements
Commercial | Com ¦ LED Troffer/Surface/Suspended | 2042 | Achievable | GWh | Before Competition Groups | 1100.4997 | 0 | 0 | 13943.0006 | 0.078928 | 3 | Commercial_2042_Achievable_GWh_Before Competition Groups_3 | LED Troffer/Surface/Suspended | 7.893% | 0 | 1100.4997 | Commercial_2042_Achievable_GWh_Before Competition Groups_LED Troffer/Surface/Suspended
Commercial | Com ¦ ENERGY STAR LED LAMPS (REFLECTOR LAMPs/MR16/PAR 16) | 2042 | Achievable | GWh | Before Competition Groups | 1087.1526 | 0 | 0 | 13943.0006 | 0.077971 | 4 | Commercial_2042_Achievable_GWh_Before Competition Groups_4 | ENERGY STAR LED LAMPS (REFLECTOR LAMPs/MR16/PAR 16) | 7.797% | 0 | 1087.1526 | Commercial_2042_Achievable_GWh_Before Competition Groups_ENERGY STAR LED LAMPS (REFLECTOR LAMPs/MR16/PAR 16)
Commercial | Com ¦ LED Low/High Bay | 2042 | Economic | GWh | Before Competition Groups | 1108.8483 | 0 | 0 | 17112.5702 | 0.064797 | 2 | Commercial_2042_Economic_GWh_Before Competition Groups_2 | LED Low/High Bay | 6.48% | 0 | 1108.8483 | Commercial_2042_Economic_GWh_Before Competition Groups_LED Low/High Bay
Commercial | Com ¦ ENERGY STAR LED LAMPS (REFLECTOR LAMPs/MR16/PAR 16) | 2042 | Economic | GWh | Before Competition Groups | 1069.8782 | 0 | 0 | 17112.5702 | 0.06252 | 3 | Commercial_2042_Economic_GWh_Before Competition Groups_3 | ENERGY STAR LED LAMPS (REFLECTOR LAMPs/MR16/PAR 16) | 6.252% | 0 | 1069.8782 | Commercial_2042_Economic_GWh_Before Competition Groups_ENERGY STAR LED LAMPS (REFLECTOR LAMPs/MR16/PAR 16)
Commercial | Com ¦ LED Troffer/Surface/Suspended | 2042 | Economic | GWh | Before Competition Groups | 889.2769 | 0 | 0 | 17112.5702 | 0.051966 | 4 | Commercial_2042_Economic_GWh_Before Competition Groups_4 | LED Troffer/Surface/Suspended | 5.197% | 0 | 889.2769 | Commercial_2042_Economic_GWh_Before Competition Groups_LED Troffer/Surface/Suspended
Commercial | Com ¦ LED Low/High Bay | 2042 | Technical | GWh | Before Competition Groups | 1108.8483 | 0 | 0 | 21893.3757 | 0.050648 | 3 | Commercial_2042_Technical_GWh_Before Competition Groups_3 | LED Low/High Bay | 5.065% | 0 | 1108.8483 | Commercial_2042_Technical_GWh_Before Competition Groups_LED Low/High Bay
Commercial | Com ¦ LED Replacement Lamp (Tube) | 2042 | Achievable | GWh | Before Competition Groups | 696.4665 | 0 | 0 | 13943.0006 | 0.049951 | 5 | Commercial_2042_Achievable_GWh_Before Competition Groups_5 | LED Replacement Lamp (Tube) | 4.995% | 0 | 696.4665 | Commercial_2042_Achievable_GWh_Before Competition Groups_LED Replacement Lamp (Tube)
Commercial | Com ¦ ENERGY STAR LED LAMPS (REFLECTOR LAMPs/MR16/PAR 16) | 2042 | Technical | GWh | Before Competition Groups | 1082.6929 | 0 | 0 | 21893.3757 | 0.049453 | 4 | Commercial_2042_Technical_GWh_Before Competition Groups_4 | ENERGY STAR LED LAMPS (REFLECTOR LAMPs/MR16/PAR 16) | 4.945% | 0 | 1082.6929 | Commercial_2042_Technical_GWh_Before Competition Groups_ENERGY STAR LED LAMPS (REFLECTOR LAMPs/MR16/PAR 16)
Commercial | Com ¦ Education and Capacity Building/Energy Behavior | 2042 | Achievable | GWh | Before Competition Groups | 680.6878 | 0 | 0 | 13943.0006 | 0.048819 | 6 | Commercial_2042_Achievable_GWh_Before Competition Groups_6 | Education and Capacity Building/Energy Behavior | 4.882% | 0 | 680.6878 | Commercial_2042_Achievable_GWh_Before Competition Groups_Education and Capacity Building/Energy Behavior
Commercial | Com ¦ LED Replacement Lamp (Tube) | 2042 | Economic | GWh | Before Competition Groups | 830.5147 | 0 | 0 | 17112.5702 | 0.048532 | 5 | Commercial_2042_Economic_GWh_Before Competition Groups_5 | LED Replacement Lamp (Tube) | 4.853% | 0 | 830.5147 | Commercial_2042_Economic_GWh_Before Competition Groups_LED Replacement Lamp (Tube)
Commercial | Com ¦ LED EXTERIOR AREA LIGHTS - LED fixture (200W) | 2042 | Achievable | GWh | Before Competition Groups | 674.0776 | 0 | 0 | 13943.0006 | 0.048345 | 7 | Commercial_2042_Achievable_GWh_Before Competition Groups_7 | LED EXTERIOR AREA LIGHTS - LED fixture (200W) | 4.835% | 0 | 674.0776 | Commercial_2042_Achievable_GWh_Before Competition Groups_LED EXTERIOR AREA LIGHTS - LED fixture (200W)
Commercial | Com ¦ LED parking lot fixture | 2042 | Achievable | GWh | Before Competition Groups | 635.1303 | 0 | 0 | 13943.0006 | 0.045552 | 8 | Commercial_2042_Achievable_GWh_Before Competition Groups_8 | LED parking lot fixture | 4.555% | 0 | 635.1303 | Commercial_2042_Achievable_GWh_Before Competition Groups_LED parking lot fixture
Commercial | Com ¦ High Efficiency Air Source Heat Pump | 2042 | Economic | GWh | Before Competition Groups | 778.5885 | 0 | 0 | 17112.5702 | 0.045498 | 6 | Commercial_2042_Economic_GWh_Before Competition Groups_6 | High Efficiency Air Source Heat Pump | 4.55% | 0 | 778.5885 | Commercial_2042_Economic_GWh_Before Competition Groups_High Efficiency Air Source Heat Pump
Commercial | Com ¦ LLLC - Low Impact Application | 2042 | Economic | GWh | Before Competition Groups | 766.1572 | 0 | 0 | 17112.5702 | 0.044772 | 7 | Commercial_2042_Economic_GWh_Before Competition Groups_7 | LLLC - Low Impact Application | 4.477% | 0 | 766.1572 | Commercial_2042_Economic_GWh_Before Competition Groups_LLLC - Low Impact Application
Commercial | Com ¦ LLLC - High Impact Application | 2042 | Economic | GWh | Before Competition Groups | 761.3975 | 0 | 0 | 17112.5702 | 0.044493 | 8 | Commercial_2042_Economic_GWh_Before Competition Groups_8 | LLLC - High Impact Application | 4.449% | 0 | 761.3975 | Commercial_2042_Economic_GWh_Before Competition Groups_LLLC - High Impact Application
Commercial | Com ¦ Furnace Tune-Up | 2042 | Achievable | GWh | Before Competition Groups | 607.9937 | 0 | 0 | 13943.0006 | 0.043606 | 9 | Commercial_2042_Achievable_GWh_Before Competition Groups_9 | Furnace Tune-Up | 4.361% | 0 | 607.9937 | Commercial_2042_Achievable_GWh_Before Competition Groups_Furnace Tune-Up
Commercial | Com ¦ LED Troffer/Surface/Suspended | 2042 | Technical | GWh | Before Competition Groups | 889.2769 | 0 | 0 | 21893.3757 | 0.040619 | 5 | Commercial_2042_Technical_GWh_Before Competition Groups_5 | LED Troffer/Surface/Suspended | 4.062% | 0 | 889.2769 | Commercial_2042_Technical_GWh_Before Competition Groups_LED Troffer/Surface/Suspended
Commercial | Com ¦ Networked/Connected - High Impact Application | 2042 | Economic | GWh | Before Competition Groups | 688.1897 | 0 | 0 | 17112.5702 | 0.040215 | 9 | Commercial_2042_Economic_GWh_Before Competition Groups_9 | Networked/Connected - High Impact Application | 4.022% | 0 | 688.1897 | Commercial_2042_Economic_GWh_Before Competition Groups_Networked/Connected - High Impact Application
Commercial | Com ¦ Education and Capacity Building/Energy Behavior | 2042 | Economic | GWh | Before Competition Groups | 685.6078 | 0 | 0 | 17112.5702 | 0.040065 | 10 | Commercial_2042_Economic_GWh_Before Competition Groups_10 | Education and Capacity Building/Energy Behavior | 4.006% | 0 | 685.6078 | Commercial_2042_Economic_GWh_Before Competition Groups_Education and Capacity Building/Energy Behavior
Commercial | Com ¦ LED EXTERIOR AREA LIGHTS - LED fixture (200W) | 2042 | Economic | GWh | Before Competition Groups | 677.6142 | 0 | 0 | 17112.5702 | 0.039597 | 11 | Commercial_2042_Economic_GWh_Before Competition Groups_11 | LED EXTERIOR AREA LIGHTS - LED fixture (200W) | 3.96% | 0 | 677.6142 | Commercial_2042_Economic_GWh_Before Competition Groups_LED EXTERIOR AREA LIGHTS - LED fixture (200W)
Commercial | Com ¦ LED Replacement Lamp (Tube) | 2042 | Technical | GWh | Before Competition Groups | 830.5147 | 0 | 0 | 21893.3757 | 0.037935 | 6 | Commercial_2042_Technical_GWh_Before Competition Groups_6 | LED Replacement Lamp (Tube) | 3.793% | 0 | 830.5147 | Commercial_2042_Technical_GWh_Before Competition Groups_LED Replacement Lamp (Tube)
Commercial | Com ¦ LED parking lot fixture | 2042 | Economic | GWh | Before Competition Groups | 635.7196 | 0 | 0 | 17112.5702 | 0.037149 | 12 | Commercial_2042_Economic_GWh_Before Competition Groups_12 | LED parking lot fixture | 3.715% | 0 | 635.7196 | Commercial_2042_Economic_GWh_Before Competition Groups_LED parking lot fixture
Commercial | Com ¦ High Efficiency Air Source Heat Pump | 2042 | Technical | GWh | Before Competition Groups | 778.5885 | 0 | 0 | 21893.3757 | 0.035563 | 7 | Commercial_2042_Technical_GWh_Before Competition Groups_7 | High Efficiency Air Source Heat Pump | 3.556% | 0 | 778.5885 | Commercial_2042_Technical_GWh_Before Competition Groups_High Efficiency Air Source Heat Pump
Commercial | Com ¦ LLLC - Low Impact Application | 2042 | Technical | GWh | Before Competition Groups | 766.1572 | 0 | 0 | 21893.3757 | 0.034995 | 8 | Commercial_2042_Technical_GWh_Before Competition Groups_8 | LLLC - Low Impact Application | 3.499% | 0 | 766.1572 | Commercial_2042_Technical_GWh_Before Competition Groups_LLLC - Low Impact Application
Commercial | Com ¦ LLLC - High Impact Application | 2042 | Technical | GWh | Before Competition Groups | 761.3975 | 0 | 0 | 21893.3757 | 0.034778 | 9 | Commercial_2042_Technical_GWh_Before Competition Groups_9 | LLLC - High Impact Application | 3.478% | 0 | 761.3975 | Commercial_2042_Technical_GWh_Before Competition Groups_LLLC - High Impact Application
Commercial | Com ¦ LED street light fixture | 2042 | Achievable | GWh | Before Competition Groups | 457.6687 | 0 | 0 | 13943.0006 | 0.032824 | 10 | Commercial_2042_Achievable_GWh_Before Competition Groups_10 | LED street light fixture | 3.282% | 0 | 457.6687 | Commercial_2042_Achievable_GWh_Before Competition Groups_LED street light fixture
Commercial | Com ¦ Networked/Connected - High Impact Application | 2042 | Technical | GWh | Before Competition Groups | 688.1897 | 0 | 0 | 21893.3757 | 0.031434 | 10 | Commercial_2042_Technical_GWh_Before Competition Groups_10 | Networked/Connected - High Impact Application | 3.143% | 0 | 688.1897 | Commercial_2042_Technical_GWh_Before Competition Groups_Networked/Connected - High Impact Application
Commercial | Com ¦ Education and Capacity Building/Energy Behavior | 2042 | Technical | GWh | Before Competition Groups | 685.6078 | 0 | 0 | 21893.3757 | 0.031316 | 11 | Commercial_2042_Technical_GWh_Before Competition Groups_11 | Education and Capacity Building/Energy Behavior | 3.132% | 0 | 685.6078 | Commercial_2042_Technical_GWh_Before Competition Groups_Education and Capacity Building/Energy Behavior
Commercial | Com ¦ LED EXTERIOR AREA LIGHTS - LED fixture (200W) | 2042 | Technical | GWh | Before Competition Groups | 677.6142 | 0 | 0 | 21893.3757 | 0.030951 | 12 | Commercial_2042_Technical_GWh_Before Competition Groups_12 | LED EXTERIOR AREA LIGHTS - LED fixture (200W) | 3.095% | 0 | 677.6142 | Commercial_2042_Technical_GWh_Before Competition Groups_LED EXTERIOR AREA LIGHTS - LED fixture (200W)
Commercial | Com ¦ Smart Strip Plug Outlets | 2042 | Technical | GWh | Before Competition Groups | 676.476 | 0 | 0 | 21893.3757 | 0.030899 | 13 | Commercial_2042_Technical_GWh_Before Competition Groups_13 | Smart Strip Plug Outlets | 3.09% | 0 | 676.476 | Commercial_2042_Technical_GWh_Before Competition Groups_Smart Strip Plug Outlets
Commercial | Com ¦ Networked/Connected - Low Impact Application | 2042 | Technical | GWh | Before Competition Groups | 658.7359 | 0 | 0 | 21893.3757 | 0.030088 | 14 | Commercial_2042_Technical_GWh_Before Competition Groups_14 | Networked/Connected - Low Impact Application | 3.009% | 0 | 658.7359 | Commercial_2042_Technical_GWh_Before Competition Groups_Networked/Connected - Low Impact Application
Commercial | Com ¦ LED parking lot fixture | 2042 | Technical | GWh | Before Competition Groups | 635.7196 | 0 | 0 | 21893.3757 | 0.029037 | 15 | Commercial_2042_Technical_GWh_Before Competition Groups_15 | LED parking lot fixture | 2.904% | 0 | 635.7196 | Commercial_2042_Technical_GWh_Before Competition Groups_LED parking lot fixture
Commercial | Com ¦ Furnace Tune-Up | 2042 | Economic | GWh | Before Competition Groups | 486.2482 | 0 | 0 | 17112.5702 | 0.028415 | 13 | Commercial_2042_Economic_GWh_Before Competition Groups_13 | Furnace Tune-Up | 2.841% | 0 | 486.2482 | Commercial_2042_Economic_GWh_Before Competition Groups_Furnace Tune-Up
Commercial | Com ¦ LED street light fixture | 2042 | Economic | GWh | Before Competition Groups | 465.6767 | 0 | 0 | 17112.5702 | 0.027213 | 14 | Commercial_2042_Economic_GWh_Before Competition Groups_14 | LED street light fixture | 2.721% | 0 | 465.6767 | Commercial_2042_Economic_GWh_Before Competition Groups_LED street light fixture
Commercial | Com ¦ Refrigerated Display Case Doors | 2042 | Achievable | GWh | Before Competition Groups | 366.0721 | 0 | 0 | 13943.0006 | 0.026255 | 11 | Commercial_2042_Achievable_GWh_Before Competition Groups_11 | Refrigerated Display Case Doors | 2.625% | 0 | 366.0721 | Commercial_2042_Achievable_GWh_Before Competition Groups_Refrigerated Display Case Doors
Commercial | Com ¦ Refrigerated Display Case Doors | 2042 | Economic | GWh | Before Competition Groups | 430.7557 | 0 | 0 | 17112.5702 | 0.025172 | 15 | Commercial_2042_Economic_GWh_Before Competition Groups_15 | Refrigerated Display Case Doors | 2.517% | 0 | 430.7557 | Commercial_2042_Economic_GWh_Before Competition Groups_Refrigerated Display Case Doors
Commercial | Com ¦ Variable Refrigerant Flow Heat Pump | 2042 | Technical | GWh | Before Competition Groups | 546.2117 | 0 | 0 | 21893.3757 | 0.024949 | 16 | Commercial_2042_Technical_GWh_Before Competition Groups_16 | Variable Refrigerant Flow Heat Pump | 2.495% | 0 | 546.2117 | Commercial_2042_Technical_GWh_Before Competition Groups_Variable Refrigerant Flow Heat Pump
Commercial | Com ¦ Networked/Connected - Low Impact Application | 2042 | Economic | GWh | Before Competition Groups | 421.3526 | 0 | 0 | 17112.5702 | 0.024622 | 16 | Commercial_2042_Economic_GWh_Before Competition Groups_16 | Networked/Connected - Low Impact Application | 2.462% | 0 | 421.3526 | Commercial_2042_Economic_GWh_Before Competition Groups_Networked/Connected - Low Impact Application
Commercial | Com ¦ High Efficiency Air Source Heat Pump | 2042 | Achievable | GWh | Before Competition Groups | 334.5496 | 0 | 0 | 13943.0006 | 0.023994 | 12 | Commercial_2042_Achievable_GWh_Before Competition Groups_12 | High Efficiency Air Source Heat Pump | 2.399% | 0 | 334.5496 | Commercial_2042_Achievable_GWh_Before Competition Groups_High Efficiency Air Source Heat Pump
Commercial | Com ¦ Refrigerated Display Case Doors | 2042 | Technical | GWh | Before Competition Groups | 516.7336 | 0 | 0 | 21893.3757 | 0.023602 | 17 | Commercial_2042_Technical_GWh_Before Competition Groups_17 | Refrigerated Display Case Doors | 2.36% | 0 | 516.7336 | Commercial_2042_Technical_GWh_Before Competition Groups_Refrigerated Display Case Doors
Commercial | Com ¦ Reach-in Shaded Pole to ECM/PSC Evaporator Fan Motor | 2042 | Economic | GWh | Before Competition Groups | 392.0549 | 0 | 0 | 17112.5702 | 0.02291 | 17 | Commercial_2042_Economic_GWh_Before Competition Groups_17 | Reach-in Shaded Pole to ECM/PSC Evaporator Fan Motor | 2.291% | 0 | 392.0549 | Commercial_2042_Economic_GWh_Before Competition Groups_Reach-in Shaded Pole to ECM/PSC Evaporator Fan Motor
Commercial | Com ¦ Reach-in Shaded Pole to ECM/PSC Evaporator Fan Motor | 2042 | Achievable | GWh | Before Competition Groups | 312.0122 | 0 | 0 | 13943.0006 | 0.022378 | 13 | Commercial_2042_Achievable_GWh_Before Competition Groups_13 | Reach-in Shaded Pole to ECM/PSC Evaporator Fan Motor | 2.238% | 0 | 312.0122 | Commercial_2042_Achievable_GWh_Before Competition Groups_Reach-in Shaded Pole to ECM/PSC Evaporator Fan Motor
Commercial | Com ¦ Advanced BAS/Controllers | 2042 | Achievable | GWh | Before Competition Groups | 309.8336 | 0 | 0 | 13943.0006 | 0.022221 | 14 | Commercial_2042_Achievable_GWh_Before Competition Groups_14 | Advanced BAS/Controllers | 2.222% | 0 | 309.8336 | Commercial_2042_Achievable_GWh_Before Competition Groups_Advanced BAS/Controllers
Commercial | Com ¦ Furnace Tune-Up | 2042 | Technical | GWh | Before Competition Groups | 486.2482 | 0 | 0 | 21893.3757 | 0.02221 | 18 | Commercial_2042_Technical_GWh_Before Competition Groups_18 | Furnace Tune-Up | 2.221% | 0 | 486.2482 | Commercial_2042_Technical_GWh_Before Competition Groups_Furnace Tune-Up
Commercial | Com ¦ LED street light fixture | 2042 | Technical | GWh | Before Competition Groups | 465.6767 | 0 | 0 | 21893.3757 | 0.02127 | 19 | Commercial_2042_Technical_GWh_Before Competition Groups_19 | LED street light fixture | 2.127% | 0 | 465.6767 | Commercial_2042_Technical_GWh_Before Competition Groups_LED street light fixture
Commercial | Com ¦ Demand Control Ventilation | 2042 | Achievable | GWh | Before Competition Groups | 290.0824 | 0 | 0 | 13943.0006 | 0.020805 | 15 | Commercial_2042_Achievable_GWh_Before Competition Groups_15 | Demand Control Ventilation | 2.08% | 0 | 290.0824 | Commercial_2042_Achievable_GWh_Before Competition Groups_Demand Control Ventilation
Commercial | Com ¦ Advanced BAS/Controllers | 2042 | Economic | GWh | Before Competition Groups | 351.3841 | 0 | 0 | 17112.5702 | 0.020534 | 18 | Commercial_2042_Economic_GWh_Before Competition Groups_18 | Advanced BAS/Controllers | 2.053% | 0 | 351.3841 | Commercial_2042_Economic_GWh_Before Competition Groups_Advanced BAS/Controllers
Commercial | Com ¦ Strip Curtains | 2042 | Achievable | GWh | Before Competition Groups | 281.0832 | 0 | 0 | 13943.0006 | 0.020159 | 16 | Commercial_2042_Achievable_GWh_Before Competition Groups_16 | Strip Curtains | 2.016% | 0 | 281.0832 | Commercial_2042_Achievable_GWh_Before Competition Groups_Strip Curtains
Commercial | Com ¦ Demand Control Ventilation | 2042 | Economic | GWh | Before Competition Groups | 343.0729 | 0 | 0 | 17112.5702 | 0.020048 | 19 | Commercial_2042_Economic_GWh_Before Competition Groups_19 | Demand Control Ventilation | 2.005% | 0 | 343.0729 | Commercial_2042_Economic_GWh_Before Competition Groups_Demand Control Ventilation
Commercial | Com ¦ Data Center Storage/Server Virtualization | 2042 | Economic | GWh | Before Competition Groups | 318.094 | 0 | 0 | 17112.5702 | 0.018588 | 20 | Commercial_2042_Economic_GWh_Before Competition Groups_20 | Data Center Storage/Server Virtualization | 1.859% | 0 | 318.094 | Commercial_2042_Economic_GWh_Before Competition Groups_Data Center Storage/Server Virtualization
Commercial | Com ¦ Data Center Storage/Server Virtualization | 2042 | Achievable | GWh | Before Competition Groups | 256.539 | 0 | 0 | 13943.0006 | 0.018399 | 17 | Commercial_2042_Achievable_GWh_Before Competition Groups_17 | Data Center Storage/Server Virtualization | 1.84% | 0 | 256.539 | Commercial_2042_Achievable_GWh_Before Competition Groups_Data Center Storage/Server Virtualization
Commercial | Com ¦ Reach-in Shaded Pole to ECM/PSC Evaporator Fan Motor | 2042 | Technical | GWh | Before Competition Groups | 392.0549 | 0 | 0 | 21893.3757 | 0.017907 | 20 | Commercial_2042_Technical_GWh_Before Competition Groups_20 | Reach-in Shaded Pole to ECM/PSC Evaporator Fan Motor | 1.791% | 0 | 392.0549 | Commercial_2042_Technical_GWh_Before Competition Groups_Reach-in Shaded Pole to ECM/PSC Evaporator Fan Motor
Commercial | Com ¦ Demand Control Ventilation | 2042 | Technical | GWh | Before Competition Groups | 358.3439 | 0 | 0 | 21893.3757 | 0.016368 | 21 | Commercial_2042_Technical_GWh_Before Competition Groups_21 | Demand Control Ventilation | 1.637% | 0 | 358.3439 | Commercial_2042_Technical_GWh_Before Competition Groups_Demand Control Ventilation
Commercial | Com ¦ Advanced BAS/Controllers | 2042 | Technical | GWh | Before Competition Groups | 351.3841 | 0 | 0 | 21893.3757 | 0.01605 | 22 | Commercial_2042_Technical_GWh_Before Competition Groups_22 | Advanced BAS/Controllers | 1.605% | 0 | 351.3841 | Commercial_2042_Technical_GWh_Before Competition Groups_Advanced BAS/Controllers
Commercial | Com ¦ Strip Curtains | 2042 | Economic | GWh | Before Competition Groups | 266.2955 | 0 | 0 | 17112.5702 | 0.015561 | 21 | Commercial_2042_Economic_GWh_Before Competition Groups_21 | Strip Curtains | 1.556% | 0 | 266.2955 | Commercial_2042_Economic_GWh_Before Competition Groups_Strip Curtains
Commercial | Com ¦ Centrally controlled desktop PC/NETWORK PC POWER MANAGEMENT SOFTWARE | 2042 | Achievable | GWh | Before Competition Groups | 204.0956 | 0 | 0 | 13943.0006 | 0.014638 | 18 | Commercial_2042_Achievable_GWh_Before Competition Groups_18 | Centrally controlled desktop PC/NETWORK PC POWER MANAGEMENT SOFTWARE | 1.464% | 0 | 204.0956 | Commercial_2042_Achievable_GWh_Before Competition Groups_Centrally controlled desktop PC/NETWORK PC POWER MANAGEMENT SOFTWARE
Commercial | Com ¦ Variable Frequency Drive (VFD) | 2042 | Achievable | GWh | Before Competition Groups | 203.7994 | 0 | 0 | 13943.0006 | 0.014617 | 19 | Commercial_2042_Achievable_GWh_Before Competition Groups_19 | Variable Frequency Drive (VFD) | 1.462% | 0 | 203.7994 | Commercial_2042_Achievable_GWh_Before Competition Groups_Variable Frequency Drive (VFD)
Commercial | Com ¦ Data Center Storage/Server Virtualization | 2042 | Technical | GWh | Before Competition Groups | 318.094 | 0 | 0 | 21893.3757 | 0.014529 | 23 | Commercial_2042_Technical_GWh_Before Competition Groups_23 | Data Center Storage/Server Virtualization | 1.453% | 0 | 318.094 | Commercial_2042_Technical_GWh_Before Competition Groups_Data Center Storage/Server Virtualization
Commercial | Com ¦ VFD on Pumps | 2042 | Achievable | GWh | Before Competition Groups | 191.5391 | 0 | 0 | 13943.0006 | 0.013737 | 20 | Commercial_2042_Achievable_GWh_Before Competition Groups_20 | VFD on Pumps | 1.374% | 0 | 191.5391 | Commercial_2042_Achievable_GWh_Before Competition Groups_VFD on Pumps
Commercial | Com ¦ LED or Equivalent Sign Lighting | 2042 | Achievable | GWh | Before Competition Groups | 180.3507 | 0 | 0 | 13943.0006 | 0.012935 | 21 | Commercial_2042_Achievable_GWh_Before Competition Groups_21 | LED or Equivalent Sign Lighting | 1.293% | 0 | 180.3507 | Commercial_2042_Achievable_GWh_Before Competition Groups_LED or Equivalent Sign Lighting
Commercial | Com ¦ Centrally controlled desktop PC/NETWORK PC POWER MANAGEMENT SOFTWARE | 2042 | Economic | GWh | Before Competition Groups | 215.7202 | 0 | 0 | 17112.5702 | 0.012606 | 22 | Commercial_2042_Economic_GWh_Before Competition Groups_22 | Centrally controlled desktop PC/NETWORK PC POWER MANAGEMENT SOFTWARE | 1.261% | 0 | 215.7202 | Commercial_2042_Economic_GWh_Before Competition Groups_Centrally controlled desktop PC/NETWORK PC POWER MANAGEMENT SOFTWARE
Commercial | Com ¦ Variable Refrigerant Flow Heat Pump | 2042 | Achievable | GWh | Before Competition Groups | 173.3204 | 0 | 0 | 13943.0006 | 0.012431 | 22 | Commercial_2042_Achievable_GWh_Before Competition Groups_22 | Variable Refrigerant Flow Heat Pump | 1.243% | 0 | 173.3204 | Commercial_2042_Achievable_GWh_Before Competition Groups_Variable Refrigerant Flow Heat Pump
Commercial | Com ¦ Strip Curtains | 2042 | Technical | GWh | Before Competition Groups | 266.2955 | 0 | 0 | 21893.3757 | 0.012163 | 24 | Commercial_2042_Technical_GWh_Before Competition Groups_24 | Strip Curtains | 1.216% | 0 | 266.2955 | Commercial_2042_Technical_GWh_Before Competition Groups_Strip Curtains
Commercial | Com ¦ Adaptive Thermostats | 2042 | Achievable | GWh | Before Competition Groups | 156.9089 | 0 | 0 | 13943.0006 | 0.011254 | 23 | Commercial_2042_Achievable_GWh_Before Competition Groups_23 | Adaptive Thermostats | 1.125% | 0 | 156.9089 | Commercial_2042_Achievable_GWh_Before Competition Groups_Adaptive Thermostats
Commercial | Com ¦ LED or Equivalent Sign Lighting | 2042 | Economic | GWh | Before Competition Groups | 182.7219 | 0 | 0 | 17112.5702 | 0.010678 | 23 | Commercial_2042_Economic_GWh_Before Competition Groups_23 | LED or Equivalent Sign Lighting | 1.068% | 0 | 182.7219 | Commercial_2042_Economic_GWh_Before Competition Groups_LED or Equivalent Sign Lighting
Commercial | Com ¦ Unitary Air-Conditioning Unit | 2042 | Technical | GWh | Before Competition Groups | 232.3607 | 0 | 0 | 21893.3757 | 0.010613 | 25 | Commercial_2042_Technical_GWh_Before Competition Groups_25 | Unitary Air-Conditioning Unit | 1.061% | 0 | 232.3607 | Commercial_2042_Technical_GWh_Before Competition Groups_Unitary Air-Conditioning Unit
Commercial | Com ¦ Unitary Air-Conditioning Unit | 2042 | Achievable | GWh | Before Competition Groups | 145.2589 | 0 | 0 | 13943.0006 | 0.010418 | 24 | Commercial_2042_Achievable_GWh_Before Competition Groups_24 | Unitary Air-Conditioning Unit | 1.042% | 0 | 145.2589 | Commercial_2042_Achievable_GWh_Before Competition Groups_Unitary Air-Conditioning Unit
Commercial | Com ¦ Air Handler with Dedicated Outdoor Air Systems | 2042 | Achievable | GWh | Before Competition Groups | 139.519 | 0 | 0 | 13943.0006 | 0.010006 | 25 | Commercial_2042_Achievable_GWh_Before Competition Groups_25 | Air Handler with Dedicated Outdoor Air Systems | 1.001% | 0 | 139.519 | Commercial_2042_Achievable_GWh_Before Competition Groups_Air Handler with Dedicated Outdoor Air Systems
Commercial | Com ¦ Centrally controlled desktop PC/NETWORK PC POWER MANAGEMENT SOFTWARE | 2042 | Technical | GWh | Before Competition Groups | 215.7202 | 0 | 0 | 21893.3757 | 0.0098532 | 26 | Commercial_2042_Technical_GWh_Before Competition Groups_26 | Centrally controlled desktop PC/NETWORK PC POWER MANAGEMENT SOFTWARE | 0.9853% | 0 | 215.7202 | Commercial_2042_Technical_GWh_Before Competition Groups_Centrally controlled desktop PC/NETWORK PC POWER MANAGEMENT SOFTWARE
Commercial | Com ¦ Door Gasket Freezer/Refrigerator | 2042 | Technical | GWh | Before Competition Groups | 211.053 | 0 | 0 | 21893.3757 | 0.00964 | 27 | Commercial_2042_Technical_GWh_Before Competition Groups_27 | Door Gasket Freezer/Refrigerator | 0.964% | 0 | 211.053 | Commercial_2042_Technical_GWh_Before Competition Groups_Door Gasket Freezer/Refrigerator
Commercial | Com ¦ Variable Frequency Drive (VFD) | 2042 | Economic | GWh | Before Competition Groups | 162.8701 | 0 | 0 | 17112.5702 | 0.0095176 | 24 | Commercial_2042_Economic_GWh_Before Competition Groups_24 | Variable Frequency Drive (VFD) | 0.9518% | 0 | 162.8701 | Commercial_2042_Economic_GWh_Before Competition Groups_Variable Frequency Drive (VFD)
Commercial | Com ¦ Adaptive Thermostats | 2042 | Economic | GWh | Before Competition Groups | 153.7327 | 0 | 0 | 17112.5702 | 0.0089836 | 25 | Commercial_2042_Economic_GWh_Before Competition Groups_25 | Adaptive Thermostats | 0.8984% | 0 | 153.7327 | Commercial_2042_Economic_GWh_Before Competition Groups_Adaptive Thermostats
Commercial | Com ¦ VFD on Pumps | 2042 | Economic | GWh | Before Competition Groups | 153.1203 | 0 | 0 | 17112.5702 | 0.0089478 | 26 | Commercial_2042_Economic_GWh_Before Competition Groups_26 | VFD on Pumps | 0.8948% | 0 | 153.1203 | Commercial_2042_Economic_GWh_Before Competition Groups_VFD on Pumps
Commercial | Com ¦ Unitary Air-Conditioning Unit | 2042 | Economic | GWh | Before Competition Groups | 148.8171 | 0 | 0 | 17112.5702 | 0.0086964 | 27 | Commercial_2042_Economic_GWh_Before Competition Groups_27 | Unitary Air-Conditioning Unit | 0.8696% | 0 | 148.8171 | Commercial_2042_Economic_GWh_Before Competition Groups_Unitary Air-Conditioning Unit
Commercial | Com ¦ Variable Refrigerant Flow Heat Pump | 2042 | Economic | GWh | Before Competition Groups | 148.2348 | 0 | 0 | 17112.5702 | 0.0086623 | 28 | Commercial_2042_Economic_GWh_Before Competition Groups_28 | Variable Refrigerant Flow Heat Pump | 0.8662% | 0 | 148.2348 | Commercial_2042_Economic_GWh_Before Competition Groups_Variable Refrigerant Flow Heat Pump
Commercial | Com ¦ LED or Equivalent Sign Lighting | 2042 | Technical | GWh | Before Competition Groups | 182.7219 | 0 | 0 | 21893.3757 | 0.008346 | 28 | Commercial_2042_Technical_GWh_Before Competition Groups_28 | LED or Equivalent Sign Lighting | 0.8346% | 0 | 182.7219 | Commercial_2042_Technical_GWh_Before Competition Groups_LED or Equivalent Sign Lighting
Commercial | Com ¦ Condensing Make Up Air Unit | 2042 | Economic | GWh | Before Competition Groups | 135.7708 | 0 | 0 | 17112.5702 | 0.007934 | 29 | Commercial_2042_Economic_GWh_Before Competition Groups_29 | Condensing Make Up Air Unit | 0.7934% | 0 | 135.7708 | Commercial_2042_Economic_GWh_Before Competition Groups_Condensing Make Up Air Unit
Commercial | Com ¦ Refrigeration Optimization | 2042 | Technical | GWh | Before Competition Groups | 173.3844 | 0 | 0 | 21893.3757 | 0.0079195 | 29 | Commercial_2042_Technical_GWh_Before Competition Groups_29 | Refrigeration Optimization | 0.7919% | 0 | 173.3844 | Commercial_2042_Technical_GWh_Before Competition Groups_Refrigeration Optimization
Commercial | Com ¦ Condensing Make Up Air Unit | 2042 | Achievable | GWh | Before Competition Groups | 107.408 | 0 | 0 | 13943.0006 | 0.0077034 | 26 | Commercial_2042_Achievable_GWh_Before Competition Groups_26 | Condensing Make Up Air Unit | 0.7703% | 0 | 107.408 | Commercial_2042_Achievable_GWh_Before Competition Groups_Condensing Make Up Air Unit
Commercial | Com ¦ Demand Control Kitchen Ventilation | 2042 | Achievable | GWh | Before Competition Groups | 107.372 | 0 | 0 | 13943.0006 | 0.0077008 | 27 | Commercial_2042_Achievable_GWh_Before Competition Groups_27 | Demand Control Kitchen Ventilation | 0.7701% | 0 | 107.372 | Commercial_2042_Achievable_GWh_Before Competition Groups_Demand Control Kitchen Ventilation
Commercial | Com ¦ Variable Frequency Drive (VFD) | 2042 | Technical | GWh | Before Competition Groups | 162.8701 | 0 | 0 | 21893.3757 | 0.0074392 | 30 | Commercial_2042_Technical_GWh_Before Competition Groups_30 | Variable Frequency Drive (VFD) | 0.7439% | 0 | 162.8701 | Commercial_2042_Technical_GWh_Before Competition Groups_Variable Frequency Drive (VFD)
Commercial | Com ¦ Air Handler with Dedicated Outdoor Air Systems | 2042 | Economic | GWh | Before Competition Groups | 127.109 | 0 | 0 | 17112.5702 | 0.0074278 | 30 | Commercial_2042_Economic_GWh_Before Competition Groups_30 | Air Handler with Dedicated Outdoor Air Systems | 0.7428% | 0 | 127.109 | Commercial_2042_Economic_GWh_Before Competition Groups_Air Handler with Dedicated Outdoor Air Systems
Commercial | Com ¦ Demand Control Kitchen Ventilation | 2042 | Economic | GWh | Before Competition Groups | 125.8538 | 0 | 0 | 17112.5702 | 0.0073545 | 31 | Commercial_2042_Economic_GWh_Before Competition Groups_31 | Demand Control Kitchen Ventilation | 0.7354% | 0 | 125.8538 | Commercial_2042_Economic_GWh_Before Competition Groups_Demand Control Kitchen Ventilation
Commercial | Com ¦ Condensing Make Up Air Unit | 2042 | Technical | GWh | Before Competition Groups | 157.8424 | 0 | 0 | 21893.3757 | 0.0072096 | 31 | Commercial_2042_Technical_GWh_Before Competition Groups_31 | Condensing Make Up Air Unit | 0.721% | 0 | 157.8424 | Commercial_2042_Technical_GWh_Before Competition Groups_Condensing Make Up Air Unit
Commercial | Com ¦ Adaptive Thermostats | 2042 | Technical | GWh | Before Competition Groups | 154.7392 | 0 | 0 | 21893.3757 | 0.0070679 | 32 | Commercial_2042_Technical_GWh_Before Competition Groups_32 | Adaptive Thermostats | 0.7068% | 0 | 154.7392 | Commercial_2042_Technical_GWh_Before Competition Groups_Adaptive Thermostats
Commercial | Com ¦ VFD on Pumps | 2042 | Technical | GWh | Before Competition Groups | 153.1203 | 0 | 0 | 21893.3757 | 0.0069939 | 33 | Commercial_2042_Technical_GWh_Before Competition Groups_33 | VFD on Pumps | 0.6994% | 0 | 153.1203 | Commercial_2042_Technical_GWh_Before Competition Groups_VFD on Pumps
Commercial | Com ¦ ECM MOTORS FOR EVAPORATOR FANS for refrigeration (WALK-IN) | 2042 | Achievable | GWh | Before Competition Groups | 95.577 | 0 | 0 | 13943.0006 | 0.0068548 | 28 | Commercial_2042_Achievable_GWh_Before Competition Groups_28 | ECM MOTORS FOR EVAPORATOR FANS for refrigeration (WALK-IN) | 0.6855% | 0 | 95.577 | Commercial_2042_Achievable_GWh_Before Competition Groups_ECM MOTORS FOR EVAPORATOR FANS for refrigeration (WALK-IN)
Commercial | Com ¦ Condensing Unit Heaters or other Efficient Unit Heating System | 2042 | Achievable | GWh | Before Competition Groups | 92.252 | 0 | 0 | 13943.0006 | 0.0066164 | 29 | Commercial_2042_Achievable_GWh_Before Competition Groups_29 | Condensing Unit Heaters or other Efficient Unit Heating System | 0.6616% | 0 | 92.252 | Commercial_2042_Achievable_GWh_Before Competition Groups_Condensing Unit Heaters or other Efficient Unit Heating System
Commercial | Com ¦ ENERGY STAR FREEZER | 2042 | Technical | GWh | Before Competition Groups | 138.8319 | 0 | 0 | 21893.3757 | 0.0063413 | 34 | Commercial_2042_Technical_GWh_Before Competition Groups_34 | ENERGY STAR FREEZER | 0.6341% | 0 | 138.8319 | Commercial_2042_Technical_GWh_Before Competition Groups_ENERGY STAR FREEZER
Commercial | Com ¦ Super-High Efficiency Furnaces (Emerging Tech) | 2042 | Technical | GWh | Before Competition Groups | 137.5132 | 0 | 0 | 21893.3757 | 0.006281 | 35 | Commercial_2042_Technical_GWh_Before Competition Groups_35 | Super-High Efficiency Furnaces (Emerging Tech) | 0.6281% | 0 | 137.5132 | Commercial_2042_Technical_GWh_Before Competition Groups_Super-High Efficiency Furnaces (Emerging Tech)
Commercial | Com ¦ ENERGY STAR LED LAMPS (General Service Lamps) | 2042 | Achievable | GWh | Before Competition Groups | 86.7893 | 0 | 0 | 13943.0006 | 0.0062246 | 30 | Commercial_2042_Achievable_GWh_Before Competition Groups_30 | ENERGY STAR LED LAMPS (General Service Lamps) | 0.6225% | 0 | 86.7893 | Commercial_2042_Achievable_GWh_Before Competition Groups_ENERGY STAR LED LAMPS (General Service Lamps)
Commercial | Com ¦ ENERGY STAR ICE MACHINES - Ice Making Head | 2042 | Technical | GWh | Before Competition Groups | 129.4278 | 0 | 0 | 21893.3757 | 0.0059117 | 36 | Commercial_2042_Technical_GWh_Before Competition Groups_36 | ENERGY STAR ICE MACHINES - Ice Making Head | 0.5912% | 0 | 129.4278 | Commercial_2042_Technical_GWh_Before Competition Groups_ENERGY STAR ICE MACHINES - Ice Making Head
Commercial | Com ¦ Air Handler with Dedicated Outdoor Air Systems | 2042 | Technical | GWh | Before Competition Groups | 127.109 | 0 | 0 | 21893.3757 | 0.0058058 | 37 | Commercial_2042_Technical_GWh_Before Competition Groups_37 | Air Handler with Dedicated Outdoor Air Systems | 0.5806% | 0 | 127.109 | Commercial_2042_Technical_GWh_Before Competition Groups_Air Handler with Dedicated Outdoor Air Systems
Commercial | Com ¦ Demand Control Kitchen Ventilation | 2042 | Technical | GWh | Before Competition Groups | 125.8538 | 0 | 0 | 21893.3757 | 0.0057485 | 38 | Commercial_2042_Technical_GWh_Before Competition Groups_38 | Demand Control Kitchen Ventilation | 0.5748% | 0 | 125.8538 | Commercial_2042_Technical_GWh_Before Competition Groups_Demand Control Kitchen Ventilation
Commercial | Com ¦ Evaporator Fan Controls | 2042 | Achievable | GWh | Before Competition Groups | 76.9336 | 0 | 0 | 13943.0006 | 0.0055177 | 31 | Commercial_2042_Achievable_GWh_Before Competition Groups_31 | Evaporator Fan Controls | 0.5518% | 0 | 76.9336 | Commercial_2042_Achievable_GWh_Before Competition Groups_Evaporator Fan Controls
Commercial | Com ¦ Freezer Case Light Sensor | 2042 | Achievable | GWh | Before Competition Groups | 75.2217 | 0 | 0 | 13943.0006 | 0.0053949 | 32 | Commercial_2042_Achievable_GWh_Before Competition Groups_32 | Freezer Case Light Sensor | 0.5395% | 0 | 75.2217 | Commercial_2042_Achievable_GWh_Before Competition Groups_Freezer Case Light Sensor
Commercial | Com ¦ Refrigerated Display Case LED | 2042 | Economic | GWh | Before Competition Groups | 92.0029 | 0 | 0 | 17112.5702 | 0.0053763 | 32 | Commercial_2042_Economic_GWh_Before Competition Groups_32 | Refrigerated Display Case LED | 0.5376% | 0 | 92.0029 | Commercial_2042_Economic_GWh_Before Competition Groups_Refrigerated Display Case LED
Commercial | Com ¦ Refrigerated Display Case LED | 2042 | Achievable | GWh | Before Competition Groups | 74.9315 | 0 | 0 | 13943.0006 | 0.0053741 | 33 | Commercial_2042_Achievable_GWh_Before Competition Groups_33 | Refrigerated Display Case LED | 0.5374% | 0 | 74.9315 | Commercial_2042_Achievable_GWh_Before Competition Groups_Refrigerated Display Case LED
Commercial | Com ¦ ENERGY STAR LED LAMPS (General Service Lamps) | 2042 | Economic | GWh | Before Competition Groups | 87.4093 | 0 | 0 | 17112.5702 | 0.0051079 | 33 | Commercial_2042_Economic_GWh_Before Competition Groups_33 | ENERGY STAR LED LAMPS (General Service Lamps) | 0.5108% | 0 | 87.4093 | Commercial_2042_Economic_GWh_Before Competition Groups_ENERGY STAR LED LAMPS (General Service Lamps)
Commercial | Com ¦ Door Gasket Freezer/Refrigerator | 2042 | Achievable | GWh | Before Competition Groups | 66.8953 | 0 | 0 | 13943.0006 | 0.0047978 | 34 | Commercial_2042_Achievable_GWh_Before Competition Groups_34 | Door Gasket Freezer/Refrigerator | 0.4798% | 0 | 66.8953 | Commercial_2042_Achievable_GWh_Before Competition Groups_Door Gasket Freezer/Refrigerator
Commercial | Com ¦ Indoor Daylight Sensors/Photocell Dimming Control | 2042 | Technical | GWh | Before Competition Groups | 104.0183 | 0 | 0 | 21893.3757 | 0.0047511 | 39 | Commercial_2042_Technical_GWh_Before Competition Groups_39 | Indoor Daylight Sensors/Photocell Dimming Control | 0.4751% | 0 | 104.0183 | Commercial_2042_Technical_GWh_Before Competition Groups_Indoor Daylight Sensors/Photocell Dimming Control
Commercial | Com ¦ Refrigerated Display Case LED | 2042 | Technical | GWh | Before Competition Groups | 102.6556 | 0 | 0 | 21893.3757 | 0.0046889 | 40 | Commercial_2042_Technical_GWh_Before Competition Groups_40 | Refrigerated Display Case LED | 0.4689% | 0 | 102.6556 | Commercial_2042_Technical_GWh_Before Competition Groups_Refrigerated Display Case LED
Commercial | Com ¦ Occupancy Sensors | 2042 | Economic | GWh | Before Competition Groups | 79.7368 | 0 | 0 | 17112.5702 | 0.0046595 | 34 | Commercial_2042_Economic_GWh_Before Competition Groups_34 | Occupancy Sensors | 0.466% | 0 | 79.7368 | Commercial_2042_Economic_GWh_Before Competition Groups_Occupancy Sensors
Commercial | Com ¦ ENERGY STAR FREEZER | 2042 | Economic | GWh | Before Competition Groups | 79.5535 | 0 | 0 | 17112.5702 | 0.0046488 | 35 | Commercial_2042_Economic_GWh_Before Competition Groups_35 | ENERGY STAR FREEZER | 0.4649% | 0 | 79.5535 | Commercial_2042_Economic_GWh_Before Competition Groups_ENERGY STAR FREEZER
Commercial | Com ¦ ENERGY STAR LED LAMPS (General Service Lamps) | 2042 | Technical | GWh | Before Competition Groups | 99.8617 | 0 | 0 | 21893.3757 | 0.0045613 | 41 | Commercial_2042_Technical_GWh_Before Competition Groups_41 | ENERGY STAR LED LAMPS (General Service Lamps) | 0.4561% | 0 | 99.8617 | Commercial_2042_Technical_GWh_Before Competition Groups_ENERGY STAR LED LAMPS (General Service Lamps)
Commercial | Com ¦ ECM MOTORS FOR EVAPORATOR FANS for refrigeration (WALK-IN) | 2042 | Economic | GWh | Before Competition Groups | 76.5541 | 0 | 0 | 17112.5702 | 0.0044736 | 36 | Commercial_2042_Economic_GWh_Before Competition Groups_36 | ECM MOTORS FOR EVAPORATOR FANS for refrigeration (WALK-IN) | 0.4474% | 0 | 76.5541 | Commercial_2042_Economic_GWh_Before Competition Groups_ECM MOTORS FOR EVAPORATOR FANS for refrigeration (WALK-IN)
Commercial | Com ¦ Super-High Efficiency Furnaces (Emerging Tech) | 2042 | Achievable | GWh | Before Competition Groups | 62.1781 | 0 | 0 | 13943.0006 | 0.0044594 | 35 | Commercial_2042_Achievable_GWh_Before Competition Groups_35 | Super-High Efficiency Furnaces (Emerging Tech) | 0.4459% | 0 | 62.1781 | Commercial_2042_Achievable_GWh_Before Competition Groups_Super-High Efficiency Furnaces (Emerging Tech)
Commercial | Com ¦ Condensing Unit Heaters or other Efficient Unit Heating System | 2042 | Economic | GWh | Before Competition Groups | 73.7879 | 0 | 0 | 17112.5702 | 0.0043119 | 37 | Commercial_2042_Economic_GWh_Before Competition Groups_37 | Condensing Unit Heaters or other Efficient Unit Heating System | 0.4312% | 0 | 73.7879 | Commercial_2042_Economic_GWh_Before Competition Groups_Condensing Unit Heaters or other Efficient Unit Heating System
Commercial | Com ¦ Adding reflective (White) roof treatment or a green roof | 2042 | Technical | GWh | Before Competition Groups | 91.5424 | 0 | 0 | 21893.3757 | 0.0041813 | 42 | Commercial_2042_Technical_GWh_Before Competition Groups_42 | Adding reflective (White) roof treatment or a green roof | 0.4181% | 0 | 91.5424 | Commercial_2042_Technical_GWh_Before Competition Groups_Adding reflective (White) roof treatment or a green roof
Commercial | Com ¦ High R-Value Glass Doors/no-heat glass door | 2042 | Economic | GWh | Before Competition Groups | 68.1079 | 0 | 0 | 17112.5702 | 0.00398 | 38 | Commercial_2042_Economic_GWh_Before Competition Groups_38 | High R-Value Glass Doors/no-heat glass door | 0.398% | 0 | 68.1079 | Commercial_2042_Economic_GWh_Before Competition Groups_High R-Value Glass Doors/no-heat glass door
Commercial | Com ¦ Freezer Case Light Sensor | 2042 | Economic | GWh | Before Competition Groups | 63.2136 | 0 | 0 | 17112.5702 | 0.003694 | 39 | Commercial_2042_Economic_GWh_Before Competition Groups_39 | Freezer Case Light Sensor | 0.3694% | 0 | 63.2136 | Commercial_2042_Economic_GWh_Before Competition Groups_Freezer Case Light Sensor
Commercial | Com ¦ ENERGY STAR FREEZER | 2042 | Achievable | GWh | Before Competition Groups | 50.8401 | 0 | 0 | 13943.0006 | 0.0036463 | 36 | Commercial_2042_Achievable_GWh_Before Competition Groups_36 | ENERGY STAR FREEZER | 0.3646% | 0 | 50.8401 | Commercial_2042_Achievable_GWh_Before Competition Groups_ENERGY STAR FREEZER
Commercial | Com ¦ Occupancy Sensors | 2042 | Technical | GWh | Before Competition Groups | 79.7368 | 0 | 0 | 21893.3757 | 0.0036421 | 43 | Commercial_2042_Technical_GWh_Before Competition Groups_43 | Occupancy Sensors | 0.3642% | 0 | 79.7368 | Commercial_2042_Technical_GWh_Before Competition Groups_Occupancy Sensors
Commercial | Com ¦ Ground Source Heat Pump | 2042 | Technical | GWh | Before Competition Groups | 79.5711 | 0 | 0 | 21893.3757 | 0.0036345 | 44 | Commercial_2042_Technical_GWh_Before Competition Groups_44 | Ground Source Heat Pump | 0.3634% | 0 | 79.5711 | Commercial_2042_Technical_GWh_Before Competition Groups_Ground Source Heat Pump
Commercial | Com ¦ Evaporator Fan Controls | 2042 | Economic | GWh | Before Competition Groups | 61.6509 | 0 | 0 | 17112.5702 | 0.0036027 | 40 | Commercial_2042_Economic_GWh_Before Competition Groups_40 | Evaporator Fan Controls | 0.3603% | 0 | 61.6509 | Commercial_2042_Economic_GWh_Before Competition Groups_Evaporator Fan Controls
Commercial | Com ¦ ECM MOTORS FOR EVAPORATOR FANS for refrigeration (WALK-IN) | 2042 | Technical | GWh | Before Competition Groups | 76.5541 | 0 | 0 | 21893.3757 | 0.0034967 | 45 | Commercial_2042_Technical_GWh_Before Competition Groups_45 | ECM MOTORS FOR EVAPORATOR FANS for refrigeration (WALK-IN) | 0.3497% | 0 | 76.5541 | Commercial_2042_Technical_GWh_Before Competition Groups_ECM MOTORS FOR EVAPORATOR FANS for refrigeration (WALK-IN)
Commercial | Com ¦ Condensing Unit Heaters or other Efficient Unit Heating System | 2042 | Technical | GWh | Before Competition Groups | 73.7879 | 0 | 0 | 21893.3757 | 0.0033703 | 46 | Commercial_2042_Technical_GWh_Before Competition Groups_46 | Condensing Unit Heaters or other Efficient Unit Heating System | 0.337% | 0 | 73.7879 | Commercial_2042_Technical_GWh_Before Competition Groups_Condensing Unit Heaters or other Efficient Unit Heating System
Commercial | Com ¦ Chilled Water Optimization | 2042 | Economic | GWh | Before Competition Groups | 57.4561 | 0 | 0 | 17112.5702 | 0.0033575 | 41 | Commercial_2042_Economic_GWh_Before Competition Groups_41 | Chilled Water Optimization | 0.3358% | 0 | 57.4561 | Commercial_2042_Economic_GWh_Before Competition Groups_Chilled Water Optimization
Commercial | Com ¦ Indoor Daylight Sensors/Photocell Dimming Control | 2042 | Economic | GWh | Before Competition Groups | 55.8099 | 0 | 0 | 17112.5702 | 0.0032613 | 42 | Commercial_2042_Economic_GWh_Before Competition Groups_42 | Indoor Daylight Sensors/Photocell Dimming Control | 0.3261% | 0 | 55.8099 | Commercial_2042_Economic_GWh_Before Competition Groups_Indoor Daylight Sensors/Photocell Dimming Control
Commercial | Com ¦ HOTEL OCCUPANCY CONTROLS (HVAC + LIGHTING) | 2042 | Technical | GWh | Before Competition Groups | 69.3663 | 0 | 0 | 21893.3757 | 0.0031684 | 47 | Commercial_2042_Technical_GWh_Before Competition Groups_47 | HOTEL OCCUPANCY CONTROLS (HVAC + LIGHTING) | 0.3168% | 0 | 69.3663 | Commercial_2042_Technical_GWh_Before Competition Groups_HOTEL OCCUPANCY CONTROLS (HVAC + LIGHTING)
Commercial | Com ¦ ENERGY STAR Refrigerator | 2042 | Technical | GWh | Before Competition Groups | 68.8361 | 0 | 0 | 21893.3757 | 0.0031442 | 48 | Commercial_2042_Technical_GWh_Before Competition Groups_48 | ENERGY STAR Refrigerator | 0.3144% | 0 | 68.8361 | Commercial_2042_Technical_GWh_Before Competition Groups_ENERGY STAR Refrigerator
Commercial | Com ¦ Occupancy Sensors | 2042 | Achievable | GWh | Before Competition Groups | 43.7676 | 0 | 0 | 13943.0006 | 0.003139 | 37 | Commercial_2042_Achievable_GWh_Before Competition Groups_37 | Occupancy Sensors | 0.3139% | 0 | 43.7676 | Commercial_2042_Achievable_GWh_Before Competition Groups_Occupancy Sensors
Commercial | Com ¦ High R-Value Glass Doors/no-heat glass door | 2042 | Technical | GWh | Before Competition Groups | 68.1079 | 0 | 0 | 21893.3757 | 0.0031109 | 49 | Commercial_2042_Technical_GWh_Before Competition Groups_49 | High R-Value Glass Doors/no-heat glass door | 0.3111% | 0 | 68.1079 | Commercial_2042_Technical_GWh_Before Competition Groups_High R-Value Glass Doors/no-heat glass door
Commercial | Com ¦ ENERGY STAR Griddle (74% eff) | 2042 | Economic | GWh | Before Competition Groups | 52.3299 | 0 | 0 | 17112.5702 | 0.003058 | 43 | Commercial_2042_Economic_GWh_Before Competition Groups_43 | ENERGY STAR Griddle (74% eff) | 0.3058% | 0 | 52.3299 | Commercial_2042_Economic_GWh_Before Competition Groups_ENERGY STAR Griddle (74% eff)
Commercial | Com ¦ Elec Storage WH 2.30 Et | 2042 | Economic | GWh | Before Competition Groups | 51.8531 | 0 | 0 | 17112.5702 | 0.0030301 | 44 | Commercial_2042_Economic_GWh_Before Competition Groups_44 | Elec Storage WH 2.30 Et | 0.303% | 0 | 51.8531 | Commercial_2042_Economic_GWh_Before Competition Groups_Elec Storage WH 2.30 Et
Commercial | Com ¦ Freezer Case Light Sensor | 2042 | Technical | GWh | Before Competition Groups | 63.2136 | 0 | 0 | 21893.3757 | 0.0028873 | 50 | Commercial_2042_Technical_GWh_Before Competition Groups_50 | Freezer Case Light Sensor | 0.2887% | 0 | 63.2136 | Commercial_2042_Technical_GWh_Before Competition Groups_Freezer Case Light Sensor
Commercial | Com ¦ BEVERAGE VENDING MACHINE CONTROLS | 2042 | Achievable | GWh | Before Competition Groups | 40.226 | 0 | 0 | 13943.0006 | 0.002885 | 38 | Commercial_2042_Achievable_GWh_Before Competition Groups_38 | BEVERAGE VENDING MACHINE CONTROLS | 0.2885% | 0 | 40.226 | Commercial_2042_Achievable_GWh_Before Competition Groups_BEVERAGE VENDING MACHINE CONTROLS
Commercial | Com ¦ Super-High Efficiency Furnaces (Emerging Tech) | 2042 | Economic | GWh | Before Competition Groups | 48.8275 | 0 | 0 | 17112.5702 | 0.0028533 | 45 | Commercial_2042_Economic_GWh_Before Competition Groups_45 | Super-High Efficiency Furnaces (Emerging Tech) | 0.2853% | 0 | 48.8275 | Commercial_2042_Economic_GWh_Before Competition Groups_Super-High Efficiency Furnaces (Emerging Tech)
Commercial | Com ¦ Evaporator Fan Controls | 2042 | Technical | GWh | Before Competition Groups | 61.6509 | 0 | 0 | 21893.3757 | 0.002816 | 51 | Commercial_2042_Technical_GWh_Before Competition Groups_51 | Evaporator Fan Controls | 0.2816% | 0 | 61.6509 | Commercial_2042_Technical_GWh_Before Competition Groups_Evaporator Fan Controls
Commercial | Com ¦ ENERGY STAR Griddle (74% eff) | 2042 | Achievable | GWh | Before Competition Groups | 37.8243 | 0 | 0 | 13943.0006 | 0.0027128 | 39 | Commercial_2042_Achievable_GWh_Before Competition Groups_39 | ENERGY STAR Griddle (74% eff) | 0.2713% | 0 | 37.8243 | Commercial_2042_Achievable_GWh_Before Competition Groups_ENERGY STAR Griddle (74% eff)
Commercial | Com ¦ Chilled Water Optimization | 2042 | Achievable | GWh | Before Competition Groups | 37.5148 | 0 | 0 | 13943.0006 | 0.0026906 | 40 | Commercial_2042_Achievable_GWh_Before Competition Groups_40 | Chilled Water Optimization | 0.2691% | 0 | 37.5148 | Commercial_2042_Achievable_GWh_Before Competition Groups_Chilled Water Optimization
Commercial | Com ¦ Elec Storage WH 2.30 Et | 2042 | Achievable | GWh | Before Competition Groups | 37.162 | 0 | 0 | 13943.0006 | 0.0026653 | 41 | Commercial_2042_Achievable_GWh_Before Competition Groups_41 | Elec Storage WH 2.30 Et | 0.2665% | 0 | 37.162 | Commercial_2042_Achievable_GWh_Before Competition Groups_Elec Storage WH 2.30 Et
Commercial | Com ¦ Chilled Water Optimization | 2042 | Technical | GWh | Before Competition Groups | 57.4561 | 0 | 0 | 21893.3757 | 0.0026244 | 52 | Commercial_2042_Technical_GWh_Before Competition Groups_52 | Chilled Water Optimization | 0.2624% | 0 | 57.4561 | Commercial_2042_Technical_GWh_Before Competition Groups_Chilled Water Optimization
Commercial | Com ¦ BEVERAGE VENDING MACHINE CONTROLS | 2042 | Economic | GWh | Before Competition Groups | 43.8434 | 0 | 0 | 17112.5702 | 0.0025621 | 46 | Commercial_2042_Economic_GWh_Before Competition Groups_46 | BEVERAGE VENDING MACHINE CONTROLS | 0.2562% | 0 | 43.8434 | Commercial_2042_Economic_GWh_Before Competition Groups_BEVERAGE VENDING MACHINE CONTROLS
Commercial | Com ¦ Refrigeration Commissioning | 2042 | Economic | GWh | Before Competition Groups | 42.3792 | 0 | 0 | 17112.5702 | 0.0024765 | 47 | Commercial_2042_Economic_GWh_Before Competition Groups_47 | Refrigeration Commissioning | 0.2476% | 0 | 42.3792 | Commercial_2042_Economic_GWh_Before Competition Groups_Refrigeration Commissioning
Commercial | Com ¦ ENERGY STAR Griddle (74% eff) | 2042 | Technical | GWh | Before Competition Groups | 52.3299 | 0 | 0 | 21893.3757 | 0.0023902 | 53 | Commercial_2042_Technical_GWh_Before Competition Groups_53 | ENERGY STAR Griddle (74% eff) | 0.239% | 0 | 52.3299 | Commercial_2042_Technical_GWh_Before Competition Groups_ENERGY STAR Griddle (74% eff)
Commercial | Com ¦ Elec Storage WH 2.30 Et | 2042 | Technical | GWh | Before Competition Groups | 51.8531 | 0 | 0 | 21893.3757 | 0.0023684 | 54 | Commercial_2042_Technical_GWh_Before Competition Groups_54 | Elec Storage WH 2.30 Et | 0.2368% | 0 | 51.8531 | Commercial_2042_Technical_GWh_Before Competition Groups_Elec Storage WH 2.30 Et
Commercial | Com ¦ CO Sensors for parking garage exhaust fans | 2042 | Achievable | GWh | Before Competition Groups | 30.9164 | 0 | 0 | 13943.0006 | 0.0022173 | 42 | Commercial_2042_Achievable_GWh_Before Competition Groups_42 | CO Sensors for parking garage exhaust fans | 0.2217% | 0 | 30.9164 | Commercial_2042_Achievable_GWh_Before Competition Groups_CO Sensors for parking garage exhaust fans
Commercial | Com ¦ Water Source Heat Pump (4 ton) | 2042 | Economic | GWh | Before Competition Groups | 36.9838 | 0 | 0 | 17112.5702 | 0.0021612 | 48 | Commercial_2042_Economic_GWh_Before Competition Groups_48 | Water Source Heat Pump (4 ton) | 0.2161% | 0 | 36.9838 | Commercial_2042_Economic_GWh_Before Competition Groups_Water Source Heat Pump (4 ton)
Commercial | Com ¦ Temperature Adjustment in Commercial Freezers | 2042 | Achievable | GWh | Before Competition Groups | 29.3701 | 0 | 0 | 13943.0006 | 0.0021064 | 43 | Commercial_2042_Achievable_GWh_Before Competition Groups_43 | Temperature Adjustment in Commercial Freezers | 0.2106% | 0 | 29.3701 | Commercial_2042_Achievable_GWh_Before Competition Groups_Temperature Adjustment in Commercial Freezers
Commercial | Com ¦ Water Source Heat Pump (4 ton) | 2042 | Achievable | GWh | Before Competition Groups | 28.3041 | 0 | 0 | 13943.0006 | 0.00203 | 44 | Commercial_2042_Achievable_GWh_Before Competition Groups_44 | Water Source Heat Pump (4 ton) | 0.203% | 0 | 28.3041 | Commercial_2042_Achievable_GWh_Before Competition Groups_Water Source Heat Pump (4 ton)
Commercial | Com ¦ BEVERAGE VENDING MACHINE CONTROLS | 2042 | Technical | GWh | Before Competition Groups | 43.8434 | 0 | 0 | 21893.3757 | 0.0020026 | 55 | Commercial_2042_Technical_GWh_Before Competition Groups_55 | BEVERAGE VENDING MACHINE CONTROLS | 0.2003% | 0 | 43.8434 | Commercial_2042_Technical_GWh_Before Competition Groups_BEVERAGE VENDING MACHINE CONTROLS
Commercial | Com ¦ Refrigeration Commissioning | 2042 | Technical | GWh | Before Competition Groups | 42.3792 | 0 | 0 | 21893.3757 | 0.0019357 | 56 | Commercial_2042_Technical_GWh_Before Competition Groups_56 | Refrigeration Commissioning | 0.1936% | 0 | 42.3792 | Commercial_2042_Technical_GWh_Before Competition Groups_Refrigeration Commissioning
Commercial | Com ¦ Water Source Heat Pump (4 ton) | 2042 | Technical | GWh | Before Competition Groups | 41.7935 | 0 | 0 | 21893.3757 | 0.001909 | 57 | Commercial_2042_Technical_GWh_Before Competition Groups_57 | Water Source Heat Pump (4 ton) | 0.1909% | 0 | 41.7935 | Commercial_2042_Technical_GWh_Before Competition Groups_Water Source Heat Pump (4 ton)
Commercial | Com ¦ Energy Efficient Laboratory Fume Hood | 2042 | Achievable | GWh | Before Competition Groups | 26.0864 | 0 | 0 | 13943.0006 | 0.0018709 | 45 | Commercial_2042_Achievable_GWh_Before Competition Groups_45 | Energy Efficient Laboratory Fume Hood | 0.1871% | 0 | 26.0864 | Commercial_2042_Achievable_GWh_Before Competition Groups_Energy Efficient Laboratory Fume Hood
Commercial | Com ¦ CO Sensors for parking garage exhaust fans | 2042 | Economic | GWh | Before Competition Groups | 31.6368 | 0 | 0 | 17112.5702 | 0.0018487 | 49 | Commercial_2042_Economic_GWh_Before Competition Groups_49 | CO Sensors for parking garage exhaust fans | 0.1849% | 0 | 31.6368 | Commercial_2042_Economic_GWh_Before Competition Groups_CO Sensors for parking garage exhaust fans
Commercial | Com ¦ Vertical Night Covers | 2042 | Achievable | GWh | Before Competition Groups | 22.8847 | 0 | 0 | 13943.0006 | 0.0016413 | 46 | Commercial_2042_Achievable_GWh_Before Competition Groups_46 | Vertical Night Covers | 0.1641% | 0 | 22.8847 | Commercial_2042_Achievable_GWh_Before Competition Groups_Vertical Night Covers
Commercial | Com ¦ Duct Insulation, R8 | 2042 | Achievable | GWh | Before Competition Groups | 20.2152 | 0 | 0 | 13943.0006 | 0.0014498 | 47 | Commercial_2042_Achievable_GWh_Before Competition Groups_47 | Duct Insulation, R8 | 0.145% | 0 | 20.2152 | Commercial_2042_Achievable_GWh_Before Competition Groups_Duct Insulation, R8
Commercial | Com ¦ CO Sensors for parking garage exhaust fans | 2042 | Technical | GWh | Before Competition Groups | 31.6368 | 0 | 0 | 21893.3757 | 0.001445 | 58 | Commercial_2042_Technical_GWh_Before Competition Groups_58 | CO Sensors for parking garage exhaust fans | 0.1445% | 0 | 31.6368 | Commercial_2042_Technical_GWh_Before Competition Groups_CO Sensors for parking garage exhaust fans
Commercial | Com ¦ Water Heating (DHW) Pipe Insulation (Add 3/4\ Foam)" | 2042 | Achievable | GWh | Before Competition Groups | 19.4679 | 0 | 0 | 13943.0006 | 0.0013963 | 48 | Commercial_2042_Achievable_GWh_Before Competition Groups_48 | Water Heating (DHW) Pipe Insulation (Add 3/4\ Foam)" | 0.1396% | 0 | 19.4679 | Commercial_2042_Achievable_GWh_Before Competition Groups_Water Heating (DHW) Pipe Insulation (Add 3/4\ Foam)"
Commercial | Com ¦ Outside Air Economizer | 2042 | Achievable | GWh | Before Competition Groups | 19.2438 | 0 | 0 | 13943.0006 | 0.0013802 | 49 | Commercial_2042_Achievable_GWh_Before Competition Groups_49 | Outside Air Economizer | 0.138% | 0 | 19.2438 | Commercial_2042_Achievable_GWh_Before Competition Groups_Outside Air Economizer
Commercial | Com ¦ Temperature Adjustment in Commercial Freezers | 2042 | Economic | GWh | Before Competition Groups | 23.5321 | 0 | 0 | 17112.5702 | 0.0013751 | 50 | Commercial_2042_Economic_GWh_Before Competition Groups_50 | Temperature Adjustment in Commercial Freezers | 0.1375% | 0 | 23.5321 | Commercial_2042_Economic_GWh_Before Competition Groups_Temperature Adjustment in Commercial Freezers
Commercial | Com ¦ Anti-sweat heat (ASH) controls - Cooler/Freezer | 2042 | Technical | GWh | Before Competition Groups | 26.807 | 0 | 0 | 21893.3757 | 0.0012244 | 59 | Commercial_2042_Technical_GWh_Before Competition Groups_59 | Anti-sweat heat (ASH) controls - Cooler/Freezer | 0.1224% | 0 | 26.807 | Commercial_2042_Technical_GWh_Before Competition Groups_Anti-sweat heat (ASH) controls - Cooler/Freezer
Commercial | Com ¦ Energy Efficient Laboratory Fume Hood | 2042 | Economic | GWh | Before Competition Groups | 20.8502 | 0 | 0 | 17112.5702 | 0.0012184 | 51 | Commercial_2042_Economic_GWh_Before Competition Groups_51 | Energy Efficient Laboratory Fume Hood | 0.1218% | 0 | 20.8502 | Commercial_2042_Economic_GWh_Before Competition Groups_Energy Efficient Laboratory Fume Hood
Commercial | Com ¦ ENERGY STAR Fryer (84% eff) | 2042 | Economic | GWh | Before Competition Groups | 18.972 | 0 | 0 | 17112.5702 | 0.0011087 | 52 | Commercial_2042_Economic_GWh_Before Competition Groups_52 | ENERGY STAR Fryer (84% eff) | 0.1109% | 0 | 18.972 | Commercial_2042_Economic_GWh_Before Competition Groups_ENERGY STAR Fryer (84% eff)
Commercial | Com ¦ Temperature Adjustment in Commercial Freezers | 2042 | Technical | GWh | Before Competition Groups | 23.5321 | 0 | 0 | 21893.3757 | 0.0010748 | 60 | Commercial_2042_Technical_GWh_Before Competition Groups_60 | Temperature Adjustment in Commercial Freezers | 0.1075% | 0 | 23.5321 | Commercial_2042_Technical_GWh_Before Competition Groups_Temperature Adjustment in Commercial Freezers
Commercial | Com ¦ Vertical Night Covers | 2042 | Economic | GWh | Before Competition Groups | 18.3387 | 0 | 0 | 17112.5702 | 0.0010717 | 53 | Commercial_2042_Economic_GWh_Before Competition Groups_53 | Vertical Night Covers | 0.1072% | 0 | 18.3387 | Commercial_2042_Economic_GWh_Before Competition Groups_Vertical Night Covers
Commercial | Com ¦ Outside Air Economizer | 2042 | Economic | GWh | Before Competition Groups | 18.1733 | 0 | 0 | 17112.5702 | 0.001062 | 54 | Commercial_2042_Economic_GWh_Before Competition Groups_54 | Outside Air Economizer | 0.1062% | 0 | 18.1733 | Commercial_2042_Economic_GWh_Before Competition Groups_Outside Air Economizer
Commercial | Com ¦ ENERGY STAR Fryer (84% eff) | 2042 | Achievable | GWh | Before Competition Groups | 14.0252 | 0 | 0 | 13943.0006 | 0.0010059 | 50 | Commercial_2042_Achievable_GWh_Before Competition Groups_50 | ENERGY STAR Fryer (84% eff) | 0.1006% | 0 | 14.0252 | Commercial_2042_Achievable_GWh_Before Competition Groups_ENERGY STAR Fryer (84% eff)
Commercial | Com ¦ Energy Efficient Laboratory Fume Hood | 2042 | Technical | GWh | Before Competition Groups | 20.8502 | 0 | 0 | 21893.3757 | 0.00095235 | 61 | Commercial_2042_Technical_GWh_Before Competition Groups_61 | Energy Efficient Laboratory Fume Hood | 0.09524% | 0 | 20.8502 | Commercial_2042_Technical_GWh_Before Competition Groups_Energy Efficient Laboratory Fume Hood
Commercial | Com ¦ Duct Insulation, R8 | 2042 | Economic | GWh | Before Competition Groups | 16.1564 | 0 | 0 | 17112.5702 | 0.00094412 | 55 | Commercial_2042_Economic_GWh_Before Competition Groups_55 | Duct Insulation, R8 | 0.09441% | 0 | 16.1564 | Commercial_2042_Economic_GWh_Before Competition Groups_Duct Insulation, R8
Commercial | Com ¦ Water Heating (DHW) Pipe Insulation (Add 3/4\ Foam)" | 2042 | Economic | GWh | Before Competition Groups | 15.5878 | 0 | 0 | 17112.5702 | 0.0009109 | 56 | Commercial_2042_Economic_GWh_Before Competition Groups_56 | Water Heating (DHW) Pipe Insulation (Add 3/4\ Foam)" | 0.09109% | 0 | 15.5878 | Commercial_2042_Economic_GWh_Before Competition Groups_Water Heating (DHW) Pipe Insulation (Add 3/4\ Foam)"
Commercial | Com ¦ Suction Pipe Insulation Freezer/Refrigerator | 2042 | Achievable | GWh | Before Competition Groups | 12.4675 | 0 | 0 | 13943.0006 | 0.00089418 | 51 | Commercial_2042_Achievable_GWh_Before Competition Groups_51 | Suction Pipe Insulation Freezer/Refrigerator | 0.08942% | 0 | 12.4675 | Commercial_2042_Achievable_GWh_Before Competition Groups_Suction Pipe Insulation Freezer/Refrigerator
Commercial | Com ¦ ENERGY STAR Fryer (84% eff) | 2042 | Technical | GWh | Before Competition Groups | 18.972 | 0 | 0 | 21893.3757 | 0.00086656 | 62 | Commercial_2042_Technical_GWh_Before Competition Groups_62 | ENERGY STAR Fryer (84% eff) | 0.08666% | 0 | 18.972 | Commercial_2042_Technical_GWh_Before Competition Groups_ENERGY STAR Fryer (84% eff)
Commercial | Com ¦ High Efficiency Small Instantaneous Water Heater | 2042 | Economic | GWh | Before Competition Groups | 14.4479 | 0 | 0 | 17112.5702 | 0.00084428 | 57 | Commercial_2042_Economic_GWh_Before Competition Groups_57 | High Efficiency Small Instantaneous Water Heater | 0.08443% | 0 | 14.4479 | Commercial_2042_Economic_GWh_Before Competition Groups_High Efficiency Small Instantaneous Water Heater
Commercial | Com ¦ Vertical Night Covers | 2042 | Technical | GWh | Before Competition Groups | 18.3387 | 0 | 0 | 21893.3757 | 0.00083764 | 63 | Commercial_2042_Technical_GWh_Before Competition Groups_63 | Vertical Night Covers | 0.08376% | 0 | 18.3387 | Commercial_2042_Technical_GWh_Before Competition Groups_Vertical Night Covers
Commercial | Com ¦ Outside Air Economizer | 2042 | Technical | GWh | Before Competition Groups | 18.1733 | 0 | 0 | 21893.3757 | 0.00083008 | 64 | Commercial_2042_Technical_GWh_Before Competition Groups_64 | Outside Air Economizer | 0.08301% | 0 | 18.1733 | Commercial_2042_Technical_GWh_Before Competition Groups_Outside Air Economizer
Commercial | Com ¦ ENERGY STAR Dishwasher | 2042 | Economic | GWh | Before Competition Groups | 13.7367 | 0 | 0 | 17112.5702 | 0.00080272 | 58 | Commercial_2042_Economic_GWh_Before Competition Groups_58 | ENERGY STAR Dishwasher | 0.08027% | 0 | 13.7367 | Commercial_2042_Economic_GWh_Before Competition Groups_ENERGY STAR Dishwasher
Commercial | Com ¦ HOTEL OCCUPANCY CONTROLS (HVAC + LIGHTING) | 2042 | Economic | GWh | Before Competition Groups | 13.0427 | 0 | 0 | 17112.5702 | 0.00076217 | 59 | Commercial_2042_Economic_GWh_Before Competition Groups_59 | HOTEL OCCUPANCY CONTROLS (HVAC + LIGHTING) | 0.07622% | 0 | 13.0427 | Commercial_2042_Economic_GWh_Before Competition Groups_HOTEL OCCUPANCY CONTROLS (HVAC + LIGHTING)
Commercial | Com ¦ Duct Insulation, R8 | 2042 | Technical | GWh | Before Competition Groups | 16.1564 | 0 | 0 | 21893.3757 | 0.00073796 | 65 | Commercial_2042_Technical_GWh_Before Competition Groups_65 | Duct Insulation, R8 | 0.0738% | 0 | 16.1564 | Commercial_2042_Technical_GWh_Before Competition Groups_Duct Insulation, R8
Commercial | Com ¦ Water Heating (DHW) Pipe Insulation (Add 3/4\ Foam)" | 2042 | Technical | GWh | Before Competition Groups | 15.5878 | 0 | 0 | 21893.3757 | 0.00071199 | 66 | Commercial_2042_Technical_GWh_Before Competition Groups_66 | Water Heating (DHW) Pipe Insulation (Add 3/4\ Foam)" | 0.0712% | 0 | 15.5878 | Commercial_2042_Technical_GWh_Before Competition Groups_Water Heating (DHW) Pipe Insulation (Add 3/4\ Foam)"
Commercial | Com ¦ Roof Insulation/Ceiling Insulation (R25 Code to R35) | 2042 | Technical | GWh | Before Competition Groups | 14.6936 | 0 | 0 | 21893.3757 | 0.00067114 | 67 | Commercial_2042_Technical_GWh_Before Competition Groups_67 | Roof Insulation/Ceiling Insulation (R25 Code to R35) | 0.06711% | 0 | 14.6936 | Commercial_2042_Technical_GWh_Before Competition Groups_Roof Insulation/Ceiling Insulation (R25 Code to R35)
Commercial | Com ¦ High Efficiency Small Instantaneous Water Heater | 2042 | Technical | GWh | Before Competition Groups | 14.4479 | 0 | 0 | 21893.3757 | 0.00065992 | 68 | Commercial_2042_Technical_GWh_Before Competition Groups_68 | High Efficiency Small Instantaneous Water Heater | 0.06599% | 0 | 14.4479 | Commercial_2042_Technical_GWh_Before Competition Groups_High Efficiency Small Instantaneous Water Heater
Commercial | Com ¦ Refrigeration Commissioning | 2042 | Achievable | GWh | Before Competition Groups | 8.8313 | 0 | 0 | 13943.0006 | 0.00063339 | 52 | Commercial_2042_Achievable_GWh_Before Competition Groups_52 | Refrigeration Commissioning | 0.06334% | 0 | 8.8313 | Commercial_2042_Achievable_GWh_Before Competition Groups_Refrigeration Commissioning
Commercial | Com ¦ ENERGY STAR Dishwasher | 2042 | Technical | GWh | Before Competition Groups | 13.7367 | 0 | 0 | 21893.3757 | 0.00062744 | 69 | Commercial_2042_Technical_GWh_Before Competition Groups_69 | ENERGY STAR Dishwasher | 0.06274% | 0 | 13.7367 | Commercial_2042_Technical_GWh_Before Competition Groups_ENERGY STAR Dishwasher
Commercial | Com ¦ ENERGY STAR Dishwasher | 2042 | Achievable | GWh | Before Competition Groups | 8.71 | 0 | 0 | 13943.0006 | 0.00062469 | 53 | Commercial_2042_Achievable_GWh_Before Competition Groups_53 | ENERGY STAR Dishwasher | 0.06247% | 0 | 8.71 | Commercial_2042_Achievable_GWh_Before Competition Groups_ENERGY STAR Dishwasher
Commercial | Com ¦ Indoor Daylight Sensors/Photocell Dimming Control | 2042 | Achievable | GWh | Before Competition Groups | 8.2879 | 0 | 0 | 13943.0006 | 0.00059441 | 54 | Commercial_2042_Achievable_GWh_Before Competition Groups_54 | Indoor Daylight Sensors/Photocell Dimming Control | 0.05944% | 0 | 8.2879 | Commercial_2042_Achievable_GWh_Before Competition Groups_Indoor Daylight Sensors/Photocell Dimming Control
Commercial | Com ¦ Suction Pipe Insulation Freezer/Refrigerator | 2042 | Economic | GWh | Before Competition Groups | 9.9883 | 0 | 0 | 17112.5702 | 0.00058368 | 60 | Commercial_2042_Economic_GWh_Before Competition Groups_60 | Suction Pipe Insulation Freezer/Refrigerator | 0.05837% | 0 | 9.9883 | Commercial_2042_Economic_GWh_Before Competition Groups_Suction Pipe Insulation Freezer/Refrigerator
Commercial | Com ¦ Door Gasket Freezer/Refrigerator | 2042 | Economic | GWh | Before Competition Groups | 9.6227 | 0 | 0 | 17112.5702 | 0.00056232 | 61 | Commercial_2042_Economic_GWh_Before Competition Groups_61 | Door Gasket Freezer/Refrigerator | 0.05623% | 0 | 9.6227 | Commercial_2042_Economic_GWh_Before Competition Groups_Door Gasket Freezer/Refrigerator
Commercial | Com ¦ High R-Value Glass Doors/no-heat glass door | 2042 | Achievable | GWh | Before Competition Groups | 7.4996 | 0 | 0 | 13943.0006 | 0.00053787 | 55 | Commercial_2042_Achievable_GWh_Before Competition Groups_55 | High R-Value Glass Doors/no-heat glass door | 0.05379% | 0 | 7.4996 | Commercial_2042_Achievable_GWh_Before Competition Groups_High R-Value Glass Doors/no-heat glass door
Commercial | Com ¦ ENERGY STAR Steam Cookers | 2042 | Economic | GWh | Before Competition Groups | 8.9054 | 0 | 0 | 17112.5702 | 0.0005204 | 62 | Commercial_2042_Economic_GWh_Before Competition Groups_62 | ENERGY STAR Steam Cookers | 0.05204% | 0 | 8.9054 | Commercial_2042_Economic_GWh_Before Competition Groups_ENERGY STAR Steam Cookers
Commercial | Com ¦ LED RECESSED DOWNLIGHTS | 2042 | Technical | GWh | Before Competition Groups | 11.1909 | 0 | 0 | 21893.3757 | 0.00051115 | 70 | Commercial_2042_Technical_GWh_Before Competition Groups_70 | LED RECESSED DOWNLIGHTS | 0.05112% | 0 | 11.1909 | Commercial_2042_Technical_GWh_Before Competition Groups_LED RECESSED DOWNLIGHTS
Commercial | Com ¦ Ozone Laundry Treatment | 2042 | Achievable | GWh | Before Competition Groups | 6.7929 | 0 | 0 | 13943.0006 | 0.00048719 | 56 | Commercial_2042_Achievable_GWh_Before Competition Groups_56 | Ozone Laundry Treatment | 0.04872% | 0 | 6.7929 | Commercial_2042_Achievable_GWh_Before Competition Groups_Ozone Laundry Treatment
Commercial | Com ¦ ENERGY STAR Steam Cookers | 2042 | Achievable | GWh | Before Competition Groups | 6.3977 | 0 | 0 | 13943.0006 | 0.00045885 | 57 | Commercial_2042_Achievable_GWh_Before Competition Groups_57 | ENERGY STAR Steam Cookers | 0.04588% | 0 | 6.3977 | Commercial_2042_Achievable_GWh_Before Competition Groups_ENERGY STAR Steam Cookers
Commercial | Com ¦ Suction Pipe Insulation Freezer/Refrigerator | 2042 | Technical | GWh | Before Competition Groups | 9.9883 | 0 | 0 | 21893.3757 | 0.00045623 | 71 | Commercial_2042_Technical_GWh_Before Competition Groups_71 | Suction Pipe Insulation Freezer/Refrigerator | 0.04562% | 0 | 9.9883 | Commercial_2042_Technical_GWh_Before Competition Groups_Suction Pipe Insulation Freezer/Refrigerator
Commercial | Com ¦ ENERGY STAR Steam Cookers | 2042 | Technical | GWh | Before Competition Groups | 8.9054 | 0 | 0 | 21893.3757 | 0.00040676 | 72 | Commercial_2042_Technical_GWh_Before Competition Groups_72 | ENERGY STAR Steam Cookers | 0.04068% | 0 | 8.9054 | Commercial_2042_Technical_GWh_Before Competition Groups_ENERGY STAR Steam Cookers
Commercial | Com ¦ LED RECESSED DOWNLIGHTS | 2042 | Achievable | GWh | Before Competition Groups | 5.6117 | 0 | 0 | 13943.0006 | 0.00040247 | 58 | Commercial_2042_Achievable_GWh_Before Competition Groups_58 | LED RECESSED DOWNLIGHTS | 0.04025% | 0 | 5.6117 | Commercial_2042_Achievable_GWh_Before Competition Groups_LED RECESSED DOWNLIGHTS
Commercial | Com ¦ Ozone Laundry Treatment | 2042 | Economic | GWh | Before Competition Groups | 6.8324 | 0 | 0 | 17112.5702 | 0.00039926 | 63 | Commercial_2042_Economic_GWh_Before Competition Groups_63 | Ozone Laundry Treatment | 0.03993% | 0 | 6.8324 | Commercial_2042_Economic_GWh_Before Competition Groups_Ozone Laundry Treatment
Commercial | Com ¦ Evaporator Coil Defrost (Cooler) | 2042 | Technical | GWh | Before Competition Groups | 8.2375 | 0 | 0 | 21893.3757 | 0.00037626 | 73 | Commercial_2042_Technical_GWh_Before Competition Groups_73 | Evaporator Coil Defrost (Cooler) | 0.03763% | 0 | 8.2375 | Commercial_2042_Technical_GWh_Before Competition Groups_Evaporator Coil Defrost (Cooler)
Commercial | Com ¦ SYNCHRONOUS BELT | 2042 | Technical | GWh | Before Competition Groups | 6.9557 | 0 | 0 | 21893.3757 | 0.00031771 | 74 | Commercial_2042_Technical_GWh_Before Competition Groups_74 | SYNCHRONOUS BELT | 0.03177% | 0 | 6.9557 | Commercial_2042_Technical_GWh_Before Competition Groups_SYNCHRONOUS BELT
Commercial | Com ¦ Ozone Laundry Treatment | 2042 | Technical | GWh | Before Competition Groups | 6.8324 | 0 | 0 | 21893.3757 | 0.00031208 | 75 | Commercial_2042_Technical_GWh_Before Competition Groups_75 | Ozone Laundry Treatment | 0.03121% | 0 | 6.8324 | Commercial_2042_Technical_GWh_Before Competition Groups_Ozone Laundry Treatment
Commercial | Com ¦ Demand controlled Circulating Systems | 2042 | Achievable | GWh | Before Competition Groups | 4.3163 | 0 | 0 | 13943.0006 | 0.00030957 | 59 | Commercial_2042_Achievable_GWh_Before Competition Groups_59 | Demand controlled Circulating Systems | 0.03096% | 0 | 4.3163 | Commercial_2042_Achievable_GWh_Before Competition Groups_Demand controlled Circulating Systems
Commercial | Com ¦ LED RECESSED DOWNLIGHTS | 2042 | Economic | GWh | Before Competition Groups | 4.8892 | 0 | 0 | 17112.5702 | 0.00028571 | 64 | Commercial_2042_Economic_GWh_Before Competition Groups_64 | LED RECESSED DOWNLIGHTS | 0.02857% | 0 | 4.8892 | Commercial_2042_Economic_GWh_Before Competition Groups_LED RECESSED DOWNLIGHTS
Commercial | Com ¦ Solar Water Preheat (Pools/DHW) | 2042 | Economic | GWh | Before Competition Groups | 4.5349 | 0 | 0 | 17112.5702 | 0.000265 | 65 | Commercial_2042_Economic_GWh_Before Competition Groups_65 | Solar Water Preheat (Pools/DHW) | 0.0265% | 0 | 4.5349 | Commercial_2042_Economic_GWh_Before Competition Groups_Solar Water Preheat (Pools/DHW)
Commercial | Com ¦ Roof Insulation/Ceiling Insulation (R25 Code to R35) | 2042 | Economic | GWh | Before Competition Groups | 4.3927 | 0 | 0 | 17112.5702 | 0.0002567 | 66 | Commercial_2042_Economic_GWh_Before Competition Groups_66 | Roof Insulation/Ceiling Insulation (R25 Code to R35) | 0.02567% | 0 | 4.3927 | Commercial_2042_Economic_GWh_Before Competition Groups_Roof Insulation/Ceiling Insulation (R25 Code to R35)
Commercial | Com ¦ ECM MOTORS FOR HVAC APPLICATION (FAN-POWERED VAV BOX) | 2042 | Achievable | GWh | Before Competition Groups | 2.9649 | 0 | 0 | 13943.0006 | 0.00021264 | 60 | Commercial_2042_Achievable_GWh_Before Competition Groups_60 | ECM MOTORS FOR HVAC APPLICATION (FAN-POWERED VAV BOX) | 0.02126% | 0 | 2.9649 | Commercial_2042_Achievable_GWh_Before Competition Groups_ECM MOTORS FOR HVAC APPLICATION (FAN-POWERED VAV BOX)
Commercial | Com ¦ Solar Water Preheat (Pools/DHW) | 2042 | Achievable | GWh | Before Competition Groups | 2.9099 | 0 | 0 | 13943.0006 | 0.0002087 | 61 | Commercial_2042_Achievable_GWh_Before Competition Groups_61 | Solar Water Preheat (Pools/DHW) | 0.02087% | 0 | 2.9099 | Commercial_2042_Achievable_GWh_Before Competition Groups_Solar Water Preheat (Pools/DHW)
Commercial | Com ¦ Solar Water Preheat (Pools/DHW) | 2042 | Technical | GWh | Before Competition Groups | 4.5349 | 0 | 0 | 21893.3757 | 0.00020713 | 76 | Commercial_2042_Technical_GWh_Before Competition Groups_76 | Solar Water Preheat (Pools/DHW) | 0.02071% | 0 | 4.5349 | Commercial_2042_Technical_GWh_Before Competition Groups_Solar Water Preheat (Pools/DHW)
Commercial | Com ¦ Demand controlled Circulating Systems | 2042 | Economic | GWh | Before Competition Groups | 3.447 | 0 | 0 | 17112.5702 | 0.00020143 | 67 | Commercial_2042_Economic_GWh_Before Competition Groups_67 | Demand controlled Circulating Systems | 0.02014% | 0 | 3.447 | Commercial_2042_Economic_GWh_Before Competition Groups_Demand controlled Circulating Systems
Commercial | Com ¦ HOTEL OCCUPANCY CONTROLS (HVAC + LIGHTING) | 2042 | Achievable | GWh | Before Competition Groups | 2.6505 | 0 | 0 | 13943.0006 | 0.0001901 | 62 | Commercial_2042_Achievable_GWh_Before Competition Groups_62 | HOTEL OCCUPANCY CONTROLS (HVAC + LIGHTING) | 0.01901% | 0 | 2.6505 | Commercial_2042_Achievable_GWh_Before Competition Groups_HOTEL OCCUPANCY CONTROLS (HVAC + LIGHTING)
Commercial | Com ¦ Thermostat Setback | 2042 | Achievable | GWh | Before Competition Groups | 2.6173 | 0 | 0 | 13943.0006 | 0.00018772 | 63 | Commercial_2042_Achievable_GWh_Before Competition Groups_63 | Thermostat Setback | 0.01877% | 0 | 2.6173 | Commercial_2042_Achievable_GWh_Before Competition Groups_Thermostat Setback
Commercial | Com ¦ Efficient compressor motor | 2042 | Technical | GWh | Before Competition Groups | 3.8386 | 0 | 0 | 21893.3757 | 0.00017533 | 77 | Commercial_2042_Technical_GWh_Before Competition Groups_77 | Efficient compressor motor | 0.01753% | 0 | 3.8386 | Commercial_2042_Technical_GWh_Before Competition Groups_Efficient compressor motor
Commercial | Com ¦ Heat Pump Water Heater (50 Gallons) | 2042 | Technical | GWh | Before Competition Groups | 3.7967 | 0 | 0 | 21893.3757 | 0.00017342 | 78 | Commercial_2042_Technical_GWh_Before Competition Groups_78 | Heat Pump Water Heater (50 Gallons) | 0.01734% | 0 | 3.7967 | Commercial_2042_Technical_GWh_Before Competition Groups_Heat Pump Water Heater (50 Gallons)
Commercial | Com ¦ SYNCHRONOUS BELT | 2042 | Economic | GWh | Before Competition Groups | 2.9416 | 0 | 0 | 17112.5702 | 0.0001719 | 68 | Commercial_2042_Economic_GWh_Before Competition Groups_68 | SYNCHRONOUS BELT | 0.01719% | 0 | 2.9416 | Commercial_2042_Economic_GWh_Before Competition Groups_SYNCHRONOUS BELT
Commercial | Com ¦ Thermostat Setback | 2042 | Economic | GWh | Before Competition Groups | 2.9141 | 0 | 0 | 17112.5702 | 0.00017029 | 69 | Commercial_2042_Economic_GWh_Before Competition Groups_69 | Thermostat Setback | 0.01703% | 0 | 2.9141 | Commercial_2042_Economic_GWh_Before Competition Groups_Thermostat Setback
Commercial | Com ¦ ECM MOTORS FOR HVAC APPLICATION (FAN-POWERED VAV BOX) | 2042 | Economic | GWh | Before Competition Groups | 2.888 | 0 | 0 | 17112.5702 | 0.00016877 | 70 | Commercial_2042_Economic_GWh_Before Competition Groups_70 | ECM MOTORS FOR HVAC APPLICATION (FAN-POWERED VAV BOX) | 0.01688% | 0 | 2.888 | Commercial_2042_Economic_GWh_Before Competition Groups_ECM MOTORS FOR HVAC APPLICATION (FAN-POWERED VAV BOX)
Commercial | Com ¦ Notched V belts for HVAC Systems | 2042 | Technical | GWh | Before Competition Groups | 3.4778 | 0 | 0 | 21893.3757 | 0.00015885 | 79 | Commercial_2042_Technical_GWh_Before Competition Groups_79 | Notched V belts for HVAC Systems | 0.01589% | 0 | 3.4778 | Commercial_2042_Technical_GWh_Before Competition Groups_Notched V belts for HVAC Systems
Commercial | Com ¦ Demand controlled Circulating Systems | 2042 | Technical | GWh | Before Competition Groups | 3.447 | 0 | 0 | 21893.3757 | 0.00015744 | 80 | Commercial_2042_Technical_GWh_Before Competition Groups_80 | Demand controlled Circulating Systems | 0.01574% | 0 | 3.447 | Commercial_2042_Technical_GWh_Before Competition Groups_Demand controlled Circulating Systems
Commercial | Com ¦ Efficient compressor motor | 2042 | Achievable | GWh | Before Competition Groups | 2.0266 | 0 | 0 | 13943.0006 | 0.00014535 | 64 | Commercial_2042_Achievable_GWh_Before Competition Groups_64 | Efficient compressor motor | 0.01454% | 0 | 2.0266 | Commercial_2042_Achievable_GWh_Before Competition Groups_Efficient compressor motor
Commercial | Com ¦ Room AC (w/ louvered sides) 14 SEER from 12 SEER code | 2042 | Technical | GWh | Before Competition Groups | 3.0771 | 0 | 0 | 21893.3757 | 0.00014055 | 81 | Commercial_2042_Technical_GWh_Before Competition Groups_81 | Room AC (w/ louvered sides) 14 SEER from 12 SEER code | 0.01405% | 0 | 3.0771 | Commercial_2042_Technical_GWh_Before Competition Groups_Room AC (w/ louvered sides) 14 SEER from 12 SEER code
Commercial | Com ¦ Thermostat Setback | 2042 | Technical | GWh | Before Competition Groups | 2.9141 | 0 | 0 | 21893.3757 | 0.0001331 | 82 | Commercial_2042_Technical_GWh_Before Competition Groups_82 | Thermostat Setback | 0.01331% | 0 | 2.9141 | Commercial_2042_Technical_GWh_Before Competition Groups_Thermostat Setback
Commercial | Com ¦ ECM MOTORS FOR HVAC APPLICATION (FAN-POWERED VAV BOX) | 2042 | Technical | GWh | Before Competition Groups | 2.8945 | 0 | 0 | 21893.3757 | 0.00013221 | 83 | Commercial_2042_Technical_GWh_Before Competition Groups_83 | ECM MOTORS FOR HVAC APPLICATION (FAN-POWERED VAV BOX) | 0.01322% | 0 | 2.8945 | Commercial_2042_Technical_GWh_Before Competition Groups_ECM MOTORS FOR HVAC APPLICATION (FAN-POWERED VAV BOX)
Commercial | Com ¦ PTAC (12 EER/10,000 BTU) | 2042 | Economic | GWh | Before Competition Groups | 2.2551 | 0 | 0 | 17112.5702 | 0.00013178 | 71 | Commercial_2042_Economic_GWh_Before Competition Groups_71 | PTAC (12 EER/10,000 BTU) | 0.01318% | 0 | 2.2551 | Commercial_2042_Economic_GWh_Before Competition Groups_PTAC (12 EER/10,000 BTU)
Commercial | Com ¦ Efficient compressor motor | 2042 | Economic | GWh | Before Competition Groups | 2.1725 | 0 | 0 | 17112.5702 | 0.00012696 | 72 | Commercial_2042_Economic_GWh_Before Competition Groups_72 | Efficient compressor motor | 0.0127% | 0 | 2.1725 | Commercial_2042_Economic_GWh_Before Competition Groups_Efficient compressor motor
Commercial | Com ¦ High Efficiency Small Instantaneous Water Heater | 2042 | Achievable | GWh | Before Competition Groups | 1.7629 | 0 | 0 | 13943.0006 | 0.00012644 | 65 | Commercial_2042_Achievable_GWh_Before Competition Groups_65 | High Efficiency Small Instantaneous Water Heater | 0.01264% | 0 | 1.7629 | Commercial_2042_Achievable_GWh_Before Competition Groups_High Efficiency Small Instantaneous Water Heater
Commercial | Com ¦ Commercial Hot Food Holding Cabinets | 2042 | Technical | GWh | Before Competition Groups | 2.6389 | 0 | 0 | 21893.3757 | 0.00012053 | 84 | Commercial_2042_Technical_GWh_Before Competition Groups_84 | Commercial Hot Food Holding Cabinets | 0.01205% | 0 | 2.6389 | Commercial_2042_Technical_GWh_Before Competition Groups_Commercial Hot Food Holding Cabinets
Commercial | Com ¦ PTAC (12 EER/10,000 BTU) | 2042 | Technical | GWh | Before Competition Groups | 2.4712 | 0 | 0 | 21893.3757 | 0.00011288 | 85 | Commercial_2042_Technical_GWh_Before Competition Groups_85 | PTAC (12 EER/10,000 BTU) | 0.01129% | 0 | 2.4712 | Commercial_2042_Technical_GWh_Before Competition Groups_PTAC (12 EER/10,000 BTU)
Commercial | Com ¦ Notched V belts for HVAC Systems | 2042 | Economic | GWh | Before Competition Groups | 1.8946 | 0 | 0 | 17112.5702 | 0.00011071 | 73 | Commercial_2042_Economic_GWh_Before Competition Groups_73 | Notched V belts for HVAC Systems | 0.01107% | 0 | 1.8946 | Commercial_2042_Economic_GWh_Before Competition Groups_Notched V belts for HVAC Systems
Commercial | Com ¦ Wall Insulation | 2042 | Economic | GWh | Before Competition Groups | 1.8822 | 0 | 0 | 17112.5702 | 0.00010999 | 74 | Commercial_2042_Economic_GWh_Before Competition Groups_74 | Wall Insulation | 0.011% | 0 | 1.8822 | Commercial_2042_Economic_GWh_Before Competition Groups_Wall Insulation
Commercial | Com ¦ PTAC (12 EER/10,000 BTU) | 2042 | Achievable | GWh | Before Competition Groups | 1.5275 | 0 | 0 | 13943.0006 | 0.00010955 | 66 | Commercial_2042_Achievable_GWh_Before Competition Groups_66 | PTAC (12 EER/10,000 BTU) | 0.01096% | 0 | 1.5275 | Commercial_2042_Achievable_GWh_Before Competition Groups_PTAC (12 EER/10,000 BTU)
Commercial | Com ¦ CEE Tier 2/Energy Star Clothes Washers | 2042 | Achievable | GWh | Before Competition Groups | 1.4682 | 0 | 0 | 13943.0006 | 0.0001053 | 67 | Commercial_2042_Achievable_GWh_Before Competition Groups_67 | CEE Tier 2/Energy Star Clothes Washers | 0.01053% | 0 | 1.4682 | Commercial_2042_Achievable_GWh_Before Competition Groups_CEE Tier 2/Energy Star Clothes Washers
Commercial | Com ¦ CEE Tier 2/Energy Star Clothes Washers | 2042 | Economic | GWh | Before Competition Groups | 1.7758 | 0 | 0 | 17112.5702 | 0.00010377 | 75 | Commercial_2042_Economic_GWh_Before Competition Groups_75 | CEE Tier 2/Energy Star Clothes Washers | 0.01038% | 0 | 1.7758 | Commercial_2042_Economic_GWh_Before Competition Groups_CEE Tier 2/Energy Star Clothes Washers
Commercial | Com ¦ Roof Insulation/Ceiling Insulation (R25 Code to R35) | 2042 | Achievable | GWh | Before Competition Groups | 1.4341 | 0 | 0 | 13943.0006 | 0.00010285 | 68 | Commercial_2042_Achievable_GWh_Before Competition Groups_68 | Roof Insulation/Ceiling Insulation (R25 Code to R35) | 0.01029% | 0 | 1.4341 | Commercial_2042_Achievable_GWh_Before Competition Groups_Roof Insulation/Ceiling Insulation (R25 Code to R35)
Commercial | COM ¦ Ductless Mini-Split Heat Pumps | 2042 | Economic | GWh | Before Competition Groups | 1.7185 | 0 | 0 | 17112.5702 | 0.00010043 | 76 | Commercial_2042_Economic_GWh_Before Competition Groups_76 | Ductless Mini-Split Heat Pumps | 0.01004% | 0 | 1.7185 | Commercial_2042_Economic_GWh_Before Competition Groups_Ductless Mini-Split Heat Pumps
Commercial | Com ¦ Auto Off Time Switch or Time Clock control | 2042 | Achievable | GWh | Before Competition Groups | 1.3477 | 0 | 0 | 13943.0006 | 9.6655e-05 | 69 | Commercial_2042_Achievable_GWh_Before Competition Groups_69 | Auto Off Time Switch or Time Clock control | 0.009666% | 0 | 1.3477 | Commercial_2042_Achievable_GWh_Before Competition Groups_Auto Off Time Switch or Time Clock control
Commercial | Com ¦ Wall Insulation | 2042 | Technical | GWh | Before Competition Groups | 1.938 | 0 | 0 | 21893.3757 | 8.8522e-05 | 86 | Commercial_2042_Technical_GWh_Before Competition Groups_86 | Wall Insulation | 0.008852% | 0 | 1.938 | Commercial_2042_Technical_GWh_Before Competition Groups_Wall Insulation
Commercial | COM ¦ Ductless Mini-Split Heat Pumps | 2042 | Achievable | GWh | Before Competition Groups | 1.2288 | 0 | 0 | 13943.0006 | 8.8128e-05 | 70 | Commercial_2042_Achievable_GWh_Before Competition Groups_70 | Ductless Mini-Split Heat Pumps | 0.008813% | 0 | 1.2288 | Commercial_2042_Achievable_GWh_Before Competition Groups_Ductless Mini-Split Heat Pumps
Commercial | Com ¦ Solar Preheat Make up Air | 2042 | Technical | GWh | Before Competition Groups | 1.9175 | 0 | 0 | 21893.3757 | 8.7582e-05 | 87 | Commercial_2042_Technical_GWh_Before Competition Groups_87 | Solar Preheat Make up Air | 0.008758% | 0 | 1.9175 | Commercial_2042_Technical_GWh_Before Competition Groups_Solar Preheat Make up Air
Commercial | Com ¦ Notched V belts for HVAC Systems | 2042 | Achievable | GWh | Before Competition Groups | 1.1887 | 0 | 0 | 13943.0006 | 8.5256e-05 | 71 | Commercial_2042_Achievable_GWh_Before Competition Groups_71 | Notched V belts for HVAC Systems | 0.008526% | 0 | 1.1887 | Commercial_2042_Achievable_GWh_Before Competition Groups_Notched V belts for HVAC Systems
Commercial | Com ¦ Auto Off Time Switch or Time Clock control | 2042 | Economic | GWh | Before Competition Groups | 1.4081 | 0 | 0 | 17112.5702 | 8.2284e-05 | 77 | Commercial_2042_Economic_GWh_Before Competition Groups_77 | Auto Off Time Switch or Time Clock control | 0.008228% | 0 | 1.4081 | Commercial_2042_Economic_GWh_Before Competition Groups_Auto Off Time Switch or Time Clock control
Commercial | Com ¦ CEE Tier 2/Energy Star Clothes Washers | 2042 | Technical | GWh | Before Competition Groups | 1.7758 | 0 | 0 | 21893.3757 | 8.111e-05 | 88 | Commercial_2042_Technical_GWh_Before Competition Groups_88 | CEE Tier 2/Energy Star Clothes Washers | 0.008111% | 0 | 1.7758 | Commercial_2042_Technical_GWh_Before Competition Groups_CEE Tier 2/Energy Star Clothes Washers
Commercial | Com ¦ Energy Recovery Ventilation and Ventilation (Enhanced) | 2042 | Technical | GWh | Before Competition Groups | 1.7708 | 0 | 0 | 21893.3757 | 8.0882e-05 | 89 | Commercial_2042_Technical_GWh_Before Competition Groups_89 | Energy Recovery Ventilation and Ventilation (Enhanced) | 0.008088% | 0 | 1.7708 | Commercial_2042_Technical_GWh_Before Competition Groups_Energy Recovery Ventilation and Ventilation (Enhanced)
Commercial | COM ¦ Ductless Mini-Split Heat Pumps | 2042 | Technical | GWh | Before Competition Groups | 1.7185 | 0 | 0 | 21893.3757 | 7.8496e-05 | 90 | Commercial_2042_Technical_GWh_Before Competition Groups_90 | Ductless Mini-Split Heat Pumps | 0.00785% | 0 | 1.7185 | Commercial_2042_Technical_GWh_Before Competition Groups_Ductless Mini-Split Heat Pumps
Commercial | Com ¦ Wall Insulation | 2042 | Achievable | GWh | Before Competition Groups | 1.0396 | 0 | 0 | 13943.0006 | 7.456e-05 | 72 | Commercial_2042_Achievable_GWh_Before Competition Groups_72 | Wall Insulation | 0.007456% | 0 | 1.0396 | Commercial_2042_Achievable_GWh_Before Competition Groups_Wall Insulation
Commercial | Com ¦ Solar Electric Water Heater (50 Gallon) | 2042 | Technical | GWh | Before Competition Groups | 1.6001 | 0 | 0 | 21893.3757 | 7.3086e-05 | 91 | Commercial_2042_Technical_GWh_Before Competition Groups_91 | Solar Electric Water Heater (50 Gallon) | 0.007309% | 0 | 1.6001 | Commercial_2042_Technical_GWh_Before Competition Groups_Solar Electric Water Heater (50 Gallon)
Commercial | Com ¦ Auto Off Time Switch or Time Clock control | 2042 | Technical | GWh | Before Competition Groups | 1.4081 | 0 | 0 | 21893.3757 | 6.4316e-05 | 92 | Commercial_2042_Technical_GWh_Before Competition Groups_92 | Auto Off Time Switch or Time Clock control | 0.006432% | 0 | 1.4081 | Commercial_2042_Technical_GWh_Before Competition Groups_Auto Off Time Switch or Time Clock control
Commercial | Com ¦ Ground Source Heat Pump | 2042 | Economic | GWh | Before Competition Groups | 1.0702 | 0 | 0 | 17112.5702 | 6.254e-05 | 78 | Commercial_2042_Economic_GWh_Before Competition Groups_78 | Ground Source Heat Pump | 0.006254% | 0 | 1.0702 | Commercial_2042_Economic_GWh_Before Competition Groups_Ground Source Heat Pump
Commercial | Com ¦ Low Flow Pre-Rinse Spray Nozzle | 2042 | Economic | GWh | Before Competition Groups | 0.90356 | 0 | 0 | 17112.5702 | 5.2801e-05 | 79 | Commercial_2042_Economic_GWh_Before Competition Groups_79 | Low Flow Pre-Rinse Spray Nozzle | 0.00528% | 0 | 0.90356 | Commercial_2042_Economic_GWh_Before Competition Groups_Low Flow Pre-Rinse Spray Nozzle
Commercial | Com ¦ Low Flow Pre-Rinse Spray Nozzle | 2042 | Achievable | GWh | Before Competition Groups | 0.696 | 0 | 0 | 13943.0006 | 4.9918e-05 | 73 | Commercial_2042_Achievable_GWh_Before Competition Groups_73 | Low Flow Pre-Rinse Spray Nozzle | 0.004992% | 0 | 0.696 | Commercial_2042_Achievable_GWh_Before Competition Groups_Low Flow Pre-Rinse Spray Nozzle
Commercial | Com ¦ Commercial Hot Food Holding Cabinets | 2042 | Economic | GWh | Before Competition Groups | 0.78693 | 0 | 0 | 17112.5702 | 4.5986e-05 | 80 | Commercial_2042_Economic_GWh_Before Competition Groups_80 | Commercial Hot Food Holding Cabinets | 0.004599% | 0 | 0.78693 | Commercial_2042_Economic_GWh_Before Competition Groups_Commercial Hot Food Holding Cabinets
Commercial | Com ¦ HVAC Optimization | 2042 | Technical | GWh | Before Competition Groups | 0.99664 | 0 | 0 | 21893.3757 | 4.5522e-05 | 93 | Commercial_2042_Technical_GWh_Before Competition Groups_93 | HVAC Optimization | 0.004552% | 0 | 0.99664 | Commercial_2042_Technical_GWh_Before Competition Groups_HVAC Optimization
Commercial | Com ¦ Low Flow Pre-Rinse Spray Nozzle | 2042 | Technical | GWh | Before Competition Groups | 0.90356 | 0 | 0 | 21893.3757 | 4.1271e-05 | 94 | Commercial_2042_Technical_GWh_Before Competition Groups_94 | Low Flow Pre-Rinse Spray Nozzle | 0.004127% | 0 | 0.90356 | Commercial_2042_Technical_GWh_Before Competition Groups_Low Flow Pre-Rinse Spray Nozzle
Commercial | Com ¦ Commercial Hot Food Holding Cabinets | 2042 | Achievable | GWh | Before Competition Groups | 0.56294 | 0 | 0 | 13943.0006 | 4.0374e-05 | 74 | Commercial_2042_Achievable_GWh_Before Competition Groups_74 | Commercial Hot Food Holding Cabinets | 0.004037% | 0 | 0.56294 | Commercial_2042_Achievable_GWh_Before Competition Groups_Commercial Hot Food Holding Cabinets
Commercial | Com ¦ High Efficiency Chiller (avg of water and air cooled) | 2042 | Technical | GWh | Before Competition Groups | 0.7992 | 0 | 0 | 21893.3757 | 3.6504e-05 | 95 | Commercial_2042_Technical_GWh_Before Competition Groups_95 | High Efficiency Chiller (avg of water and air cooled) | 0.00365% | 0 | 0.7992 | Commercial_2042_Technical_GWh_Before Competition Groups_High Efficiency Chiller (avg of water and air cooled)
Commercial | Com ¦ HVAC Optimization | 2042 | Economic | GWh | Before Competition Groups | 0.59706 | 0 | 0 | 17112.5702 | 3.489e-05 | 81 | Commercial_2042_Economic_GWh_Before Competition Groups_81 | HVAC Optimization | 0.003489% | 0 | 0.59706 | Commercial_2042_Economic_GWh_Before Competition Groups_HVAC Optimization
Commercial | Com ¦ HVAC Optimization | 2042 | Achievable | GWh | Before Competition Groups | 0.46116 | 0 | 0 | 13943.0006 | 3.3074e-05 | 75 | Commercial_2042_Achievable_GWh_Before Competition Groups_75 | HVAC Optimization | 0.003307% | 0 | 0.46116 | Commercial_2042_Achievable_GWh_Before Competition Groups_HVAC Optimization
Commercial | Com ¦ SYNCHRONOUS BELT | 2042 | Achievable | GWh | Before Competition Groups | 0.32623 | 0 | 0 | 13943.0006 | 2.3397e-05 | 76 | Commercial_2042_Achievable_GWh_Before Competition Groups_76 | SYNCHRONOUS BELT | 0.00234% | 0 | 0.32623 | Commercial_2042_Achievable_GWh_Before Competition Groups_SYNCHRONOUS BELT
Commercial | Com ¦ Energy Recovery Ventilation and Ventilation (Enhanced) | 2042 | Achievable | GWh | Before Competition Groups | 0.32424 | 0 | 0 | 13943.0006 | 2.3255e-05 | 77 | Commercial_2042_Achievable_GWh_Before Competition Groups_77 | Energy Recovery Ventilation and Ventilation (Enhanced) | 0.002325% | 0 | 0.32424 | Commercial_2042_Achievable_GWh_Before Competition Groups_Energy Recovery Ventilation and Ventilation (Enhanced)
Commercial | Com ¦ eCube | 2042 | Technical | GWh | Before Competition Groups | 0.32336 | 0 | 0 | 21893.3757 | 1.477e-05 | 96 | Commercial_2042_Technical_GWh_Before Competition Groups_96 | eCube | 0.001477% | 0 | 0.32336 | Commercial_2042_Technical_GWh_Before Competition Groups_eCube
Commercial | Com ¦ EC Plug Fan for Data Center (under cabinet) | 2042 | Economic | GWh | Before Competition Groups | 0.23922 | 0 | 0 | 17112.5702 | 1.3979e-05 | 82 | Commercial_2042_Economic_GWh_Before Competition Groups_82 | EC Plug Fan for Data Center (under cabinet) | 0.001398% | 0 | 0.23922 | Commercial_2042_Economic_GWh_Before Competition Groups_EC Plug Fan for Data Center (under cabinet)
Commercial | Com ¦ EC Plug Fan for Data Center (under cabinet) | 2042 | Achievable | GWh | Before Competition Groups | 0.15719 | 0 | 0 | 13943.0006 | 1.1274e-05 | 78 | Commercial_2042_Achievable_GWh_Before Competition Groups_78 | EC Plug Fan for Data Center (under cabinet) | 0.001127% | 0 | 0.15719 | Commercial_2042_Achievable_GWh_Before Competition Groups_EC Plug Fan for Data Center (under cabinet)
Commercial | Com ¦ EC Plug Fan for Data Center (under cabinet) | 2042 | Technical | GWh | Before Competition Groups | 0.23922 | 0 | 0 | 21893.3757 | 1.0927e-05 | 97 | Commercial_2042_Technical_GWh_Before Competition Groups_97 | EC Plug Fan for Data Center (under cabinet) | 0.001093% | 0 | 0.23922 | Commercial_2042_Technical_GWh_Before Competition Groups_EC Plug Fan for Data Center (under cabinet)
Commercial | Com ¦ High Efficiency Chiller (avg of water and air cooled) | 2042 | Achievable | GWh | Before Competition Groups | 0.13877 | 0 | 0 | 13943.0006 | 9.9523e-06 | 79 | Commercial_2042_Achievable_GWh_Before Competition Groups_79 | High Efficiency Chiller (avg of water and air cooled) | 0.0009952% | 0 | 0.13877 | Commercial_2042_Achievable_GWh_Before Competition Groups_High Efficiency Chiller (avg of water and air cooled)
Commercial | Com ¦ Room AC (w/ louvered sides) 14 SEER from 12 SEER code | 2042 | Achievable | GWh | Before Competition Groups | 0.12497 | 0 | 0 | 13943.0006 | 8.9628e-06 | 80 | Commercial_2042_Achievable_GWh_Before Competition Groups_80 | Room AC (w/ louvered sides) 14 SEER from 12 SEER code | 0.0008963% | 0 | 0.12497 | Commercial_2042_Achievable_GWh_Before Competition Groups_Room AC (w/ louvered sides) 14 SEER from 12 SEER code
Commercial | Com ¦ High Efficiency Chiller (avg of water and air cooled) | 2042 | Economic | GWh | Before Competition Groups | 0.1324 | 0 | 0 | 17112.5702 | 7.7373e-06 | 83 | Commercial_2042_Economic_GWh_Before Competition Groups_83 | High Efficiency Chiller (avg of water and air cooled) | 0.0007737% | 0 | 0.1324 | Commercial_2042_Economic_GWh_Before Competition Groups_High Efficiency Chiller (avg of water and air cooled)
Commercial | Com ¦ Room AC (w/ louvered sides) 14 SEER from 12 SEER code | 2042 | Economic | GWh | Before Competition Groups | 0.11393 | 0 | 0 | 17112.5702 | 6.6576e-06 | 84 | Commercial_2042_Economic_GWh_Before Competition Groups_84 | Room AC (w/ louvered sides) 14 SEER from 12 SEER code | 0.0006658% | 0 | 0.11393 | Commercial_2042_Economic_GWh_Before Competition Groups_Room AC (w/ louvered sides) 14 SEER from 12 SEER code
Commercial | Com ¦ Air Curtains | 2042 | Achievable | GWh | Before Competition Groups | 0.064494 | 0 | 0 | 13943.0006 | 4.6255e-06 | 81 | Commercial_2042_Achievable_GWh_Before Competition Groups_81 | Air Curtains | 0.0004626% | 0 | 0.064494 | Commercial_2042_Achievable_GWh_Before Competition Groups_Air Curtains
Commercial | Com ¦ Air Curtains | 2042 | Economic | GWh | Before Competition Groups | 0.066027 | 0 | 0 | 17112.5702 | 3.8584e-06 | 85 | Commercial_2042_Economic_GWh_Before Competition Groups_85 | Air Curtains | 0.0003858% | 0 | 0.066027 | Commercial_2042_Economic_GWh_Before Competition Groups_Air Curtains
Commercial | Com ¦ VSD Air Compressor | 2042 | Economic | GWh | Before Competition Groups | 0.062782 | 0 | 0 | 17112.5702 | 3.6688e-06 | 86 | Commercial_2042_Economic_GWh_Before Competition Groups_86 | VSD Air Compressor | 0.0003669% | 0 | 0.062782 | Commercial_2042_Economic_GWh_Before Competition Groups_VSD Air Compressor
Commercial | Com ¦ VSD Air Compressor | 2042 | Achievable | GWh | Before Competition Groups | 0.048113 | 0 | 0 | 13943.0006 | 3.4507e-06 | 82 | Commercial_2042_Achievable_GWh_Before Competition Groups_82 | VSD Air Compressor | 0.0003451% | 0 | 0.048113 | Commercial_2042_Achievable_GWh_Before Competition Groups_VSD Air Compressor
Commercial | Com ¦ Air Curtains | 2042 | Technical | GWh | Before Competition Groups | 0.066027 | 0 | 0 | 21893.3757 | 3.0158e-06 | 98 | Commercial_2042_Technical_GWh_Before Competition Groups_98 | Air Curtains | 0.0003016% | 0 | 0.066027 | Commercial_2042_Technical_GWh_Before Competition Groups_Air Curtains
Commercial | Com ¦ VSD Air Compressor | 2042 | Technical | GWh | Before Competition Groups | 0.062782 | 0 | 0 | 21893.3757 | 2.8676e-06 | 99 | Commercial_2042_Technical_GWh_Before Competition Groups_99 | VSD Air Compressor | 0.0002868% | 0 | 0.062782 | Commercial_2042_Technical_GWh_Before Competition Groups_VSD Air Compressor
Commercial | Com ¦ Exterior Photocell | 2042 | Technical | GWh | Before Competition Groups | 0.05601 | 0 | 0 | 21893.3757 | 2.5583e-06 | 100 | Commercial_2042_Technical_GWh_Before Competition Groups_100 | Exterior Photocell | 0.0002558% | 0 | 0.05601 | Commercial_2042_Technical_GWh_Before Competition Groups_Exterior Photocell
Commercial | Com ¦ Ground Source Heat Pump | 2042 | Achievable | GWh | Before Competition Groups | 0.035106 | 0 | 0 | 13943.0006 | 2.5178e-06 | 83 | Commercial_2042_Achievable_GWh_Before Competition Groups_83 | Ground Source Heat Pump | 0.0002518% | 0 | 0.035106 | Commercial_2042_Achievable_GWh_Before Competition Groups_Ground Source Heat Pump
Commercial | Com ¦ High Efficiency Induction Cooking | 2042 | Technical | GWh | Before Competition Groups | 0.0093509 | 0 | 0 | 21893.3757 | 4.2711e-07 | 101 | Commercial_2042_Technical_GWh_Before Competition Groups_101 | High Efficiency Induction Cooking | 4.271e-05% | 0 | 0.0093509 | Commercial_2042_Technical_GWh_Before Competition Groups_High Efficiency Induction Cooking
Commercial | Com ¦ Electric Convection Combination Ovens | 2042 | Achievable | GWh | Before Competition Groups | 0.0042353 | 0 | 0 | 13943.0006 | 3.0376e-07 | 84 | Commercial_2042_Achievable_GWh_Before Competition Groups_84 | Electric Convection Combination Ovens | 3.038e-05% | 0 | 0.0042353 | Commercial_2042_Achievable_GWh_Before Competition Groups_Electric Convection Combination Ovens
Commercial | Com ¦ Electric Convection Combination Ovens | 2042 | Economic | GWh | Before Competition Groups | 0.0050435 | 0 | 0 | 17112.5702 | 2.9472e-07 | 87 | Commercial_2042_Economic_GWh_Before Competition Groups_87 | Electric Convection Combination Ovens | 2.947e-05% | 0 | 0.0050435 | Commercial_2042_Economic_GWh_Before Competition Groups_Electric Convection Combination Ovens
Commercial | Com ¦ Electric Convection Combination Ovens | 2042 | Technical | GWh | Before Competition Groups | 0.0050435 | 0 | 0 | 21893.3757 | 2.3037e-07 | 102 | Commercial_2042_Technical_GWh_Before Competition Groups_102 | Electric Convection Combination Ovens | 2.304e-05% | 0 | 0.0050435 | Commercial_2042_Technical_GWh_Before Competition Groups_Electric Convection Combination Ovens
Commercial | Com ¦ LLLC - Low Impact Application | 2042 | Achievable | GWh | Before Competition Groups | 7.9393e-19 | 0 | 0 | 13943.0006 | 5.6941e-23 | 85 | Commercial_2042_Achievable_GWh_Before Competition Groups_85 | LLLC - Low Impact Application | 5.694e-21% | 0 | 7.9393e-19 | Commercial_2042_Achievable_GWh_Before Competition Groups_LLLC - Low Impact Application
Commercial | Com ¦ LLLC - High Impact Application | 2042 | Achievable | GWh | Before Competition Groups | 4.0062e-19 | 0 | 0 | 13943.0006 | 2.8733e-23 | 86 | Commercial_2042_Achievable_GWh_Before Competition Groups_86 | LLLC - High Impact Application | 2.873e-21% | 0 | 4.0062e-19 | Commercial_2042_Achievable_GWh_Before Competition Groups_LLLC - High Impact Application
Commercial | Com ¦ Networked/Connected - High Impact Application | 2042 | Achievable | GWh | Before Competition Groups | 1.0047e-20 | 0 | 0 | 13943.0006 | 7.2057e-25 | 87 | Commercial_2042_Achievable_GWh_Before Competition Groups_87 | Networked/Connected - High Impact Application | 7.206e-23% | 0 | 1.0047e-20 | Commercial_2042_Achievable_GWh_Before Competition Groups_Networked/Connected - High Impact Application
Commercial | Com ¦ Networked/Connected - Low Impact Application | 2042 | Achievable | GWh | Before Competition Groups | 4.4032e-21 | 0 | 0 | 13943.0006 | 3.158e-25 | 88 | Commercial_2042_Achievable_GWh_Before Competition Groups_88 | Networked/Connected - Low Impact Application | 3.158e-23% | 0 | 4.4032e-21 | Commercial_2042_Achievable_GWh_Before Competition Groups_Networked/Connected - Low Impact Application
Commercial | Com ¦ Building Recommissioning, Operations and Maintenance (O&M) Improvements | 2023 | Economic | million_m3 | Before Competition Groups | 312.7042 | 0 | 0 | 1378.9957 | 0.22676 | 1 | Commercial_2023_Economic_million_m3_Before Competition Groups_1 | Building Recommissioning, Operations and Maintenance (O&M) Improvements | 22.68% | 0 | 312.7042 | Commercial_2023_Economic_million_m3_Before Competition Groups_Building Recommissioning, Operations and Maintenance (O&M) Improvements
Commercial | Com ¦ Building Recommissioning, Operations and Maintenance (O&M) Improvements | 2023 | Technical | million_m3 | Before Competition Groups | 312.7042 | 0 | 0 | 1531.8303 | 0.20414 | 1 | Commercial_2023_Technical_million_m3_Before Competition Groups_1 | Building Recommissioning, Operations and Maintenance (O&M) Improvements | 20.41% | 0 | 312.7042 | Commercial_2023_Technical_million_m3_Before Competition Groups_Building Recommissioning, Operations and Maintenance (O&M) Improvements
Commercial | Com ¦ Adaptive Thermostats | 2023 | Achievable | million_m3 | Before Competition Groups | 7.7765 | 0 | 0 | 54.5732 | 0.1425 | 1 | Commercial_2023_Achievable_million_m3_Before Competition Groups_1 | Adaptive Thermostats | 14.25% | 0 | 7.7765 | Commercial_2023_Achievable_million_m3_Before Competition Groups_Adaptive Thermostats
Commercial | Com ¦ Demand Control Ventilation | 2023 | Achievable | million_m3 | Before Competition Groups | 5.7924 | 0 | 0 | 54.5732 | 0.10614 | 2 | Commercial_2023_Achievable_million_m3_Before Competition Groups_2 | Demand Control Ventilation | 10.61% | 0 | 5.7924 | Commercial_2023_Achievable_million_m3_Before Competition Groups_Demand Control Ventilation
Commercial | Com ¦ Adaptive Thermostats | 2023 | Economic | million_m3 | Before Competition Groups | 136.9414 | 0 | 0 | 1378.9957 | 0.099305 | 2 | Commercial_2023_Economic_million_m3_Before Competition Groups_2 | Adaptive Thermostats | 9.931% | 0 | 136.9414 | Commercial_2023_Economic_million_m3_Before Competition Groups_Adaptive Thermostats
Commercial | Com ¦ Boilers - Advanced Controls (Steam Systems) | 2023 | Economic | million_m3 | Before Competition Groups | 134.6643 | 0 | 0 | 1378.9957 | 0.097654 | 3 | Commercial_2023_Economic_million_m3_Before Competition Groups_3 | Boilers - Advanced Controls (Steam Systems) | 9.765% | 0 | 134.6643 | Commercial_2023_Economic_million_m3_Before Competition Groups_Boilers - Advanced Controls (Steam Systems)
Commercial | Com ¦ Demand Control Ventilation | 2023 | Economic | million_m3 | Before Competition Groups | 127.0518 | 0 | 0 | 1378.9957 | 0.092134 | 4 | Commercial_2023_Economic_million_m3_Before Competition Groups_4 | Demand Control Ventilation | 9.213% | 0 | 127.0518 | Commercial_2023_Economic_million_m3_Before Competition Groups_Demand Control Ventilation
Commercial | Com ¦ Adaptive Thermostats | 2023 | Technical | million_m3 | Before Competition Groups | 136.9414 | 0 | 0 | 1531.8303 | 0.089397 | 2 | Commercial_2023_Technical_million_m3_Before Competition Groups_2 | Adaptive Thermostats | 8.94% | 0 | 136.9414 | Commercial_2023_Technical_million_m3_Before Competition Groups_Adaptive Thermostats
Commercial | Com ¦ Boilers - Advanced Controls (Steam Systems) | 2023 | Technical | million_m3 | Before Competition Groups | 134.6643 | 0 | 0 | 1531.8303 | 0.087911 | 3 | Commercial_2023_Technical_million_m3_Before Competition Groups_3 | Boilers - Advanced Controls (Steam Systems) | 8.791% | 0 | 134.6643 | Commercial_2023_Technical_million_m3_Before Competition Groups_Boilers - Advanced Controls (Steam Systems)
Commercial | Com ¦ Demand Control Ventilation | 2023 | Technical | million_m3 | Before Competition Groups | 131.7118 | 0 | 0 | 1531.8303 | 0.085983 | 4 | Commercial_2023_Technical_million_m3_Before Competition Groups_4 | Demand Control Ventilation | 8.598% | 0 | 131.7118 | Commercial_2023_Technical_million_m3_Before Competition Groups_Demand Control Ventilation
Commercial | Com ¦ Air Handler with Dedicated Outdoor Air Systems | 2023 | Economic | million_m3 | Before Competition Groups | 115.4685 | 0 | 0 | 1378.9957 | 0.083734 | 5 | Commercial_2023_Economic_million_m3_Before Competition Groups_5 | Air Handler with Dedicated Outdoor Air Systems | 8.373% | 0 | 115.4685 | Commercial_2023_Economic_million_m3_Before Competition Groups_Air Handler with Dedicated Outdoor Air Systems
Commercial | Com ¦ Education and Capacity Building/Energy Behavior | 2023 | Achievable | million_m3 | Before Competition Groups | 4.5356 | 0 | 0 | 54.5732 | 0.083111 | 3 | Commercial_2023_Achievable_million_m3_Before Competition Groups_3 | Education and Capacity Building/Energy Behavior | 8.311% | 0 | 4.5356 | Commercial_2023_Achievable_million_m3_Before Competition Groups_Education and Capacity Building/Energy Behavior
Commercial | Com ¦ Air Handler with Dedicated Outdoor Air Systems | 2023 | Achievable | million_m3 | Before Competition Groups | 4.3625 | 0 | 0 | 54.5732 | 0.079939 | 4 | Commercial_2023_Achievable_million_m3_Before Competition Groups_4 | Air Handler with Dedicated Outdoor Air Systems | 7.994% | 0 | 4.3625 | Commercial_2023_Achievable_million_m3_Before Competition Groups_Air Handler with Dedicated Outdoor Air Systems
Commercial | Com ¦ Boilers - Advanced Controls (Steam Systems) | 2023 | Achievable | million_m3 | Before Competition Groups | 4.2047 | 0 | 0 | 54.5732 | 0.077047 | 5 | Commercial_2023_Achievable_million_m3_Before Competition Groups_5 | Boilers - Advanced Controls (Steam Systems) | 7.705% | 0 | 4.2047 | Commercial_2023_Achievable_million_m3_Before Competition Groups_Boilers - Advanced Controls (Steam Systems)
Commercial | Com ¦ Air Handler with Dedicated Outdoor Air Systems | 2023 | Technical | million_m3 | Before Competition Groups | 115.4685 | 0 | 0 | 1531.8303 | 0.075379 | 5 | Commercial_2023_Technical_million_m3_Before Competition Groups_5 | Air Handler with Dedicated Outdoor Air Systems | 7.538% | 0 | 115.4685 | Commercial_2023_Technical_million_m3_Before Competition Groups_Air Handler with Dedicated Outdoor Air Systems
Commercial | Com ¦ Education and Capacity Building/Energy Behavior | 2023 | Technical | million_m3 | Before Competition Groups | 99.087 | 0 | 0 | 1531.8303 | 0.064685 | 6 | Commercial_2023_Technical_million_m3_Before Competition Groups_6 | Education and Capacity Building/Energy Behavior | 6.469% | 0 | 99.087 | Commercial_2023_Technical_million_m3_Before Competition Groups_Education and Capacity Building/Energy Behavior
Commercial | Com ¦ Steam System Optimization | 2023 | Achievable | million_m3 | Before Competition Groups | 3.2002 | 0 | 0 | 54.5732 | 0.05864 | 6 | Commercial_2023_Achievable_million_m3_Before Competition Groups_6 | Steam System Optimization | 5.864% | 0 | 3.2002 | Commercial_2023_Achievable_million_m3_Before Competition Groups_Steam System Optimization
Commercial | Com ¦ Education and Capacity Building/Energy Behavior | 2023 | Economic | million_m3 | Before Competition Groups | 80.051 | 0 | 0 | 1378.9957 | 0.05805 | 6 | Commercial_2023_Economic_million_m3_Before Competition Groups_6 | Education and Capacity Building/Energy Behavior | 5.805% | 0 | 80.051 | Commercial_2023_Economic_million_m3_Before Competition Groups_Education and Capacity Building/Energy Behavior
Commercial | Com ¦ Destratification | 2023 | Achievable | million_m3 | Before Competition Groups | 3.0525 | 0 | 0 | 54.5732 | 0.055933 | 7 | Commercial_2023_Achievable_million_m3_Before Competition Groups_7 | Destratification | 5.593% | 0 | 3.0525 | Commercial_2023_Achievable_million_m3_Before Competition Groups_Destratification
Commercial | Com ¦ Furnace Tune-Up | 2023 | Achievable | million_m3 | Before Competition Groups | 2.9297 | 0 | 0 | 54.5732 | 0.053683 | 8 | Commercial_2023_Achievable_million_m3_Before Competition Groups_8 | Furnace Tune-Up | 5.368% | 0 | 2.9297 | Commercial_2023_Achievable_million_m3_Before Competition Groups_Furnace Tune-Up
Commercial | Com ¦ Building Recommissioning, Operations and Maintenance (O&M) Improvements | 2023 | Achievable | million_m3 | Before Competition Groups | 2.8769 | 0 | 0 | 54.5732 | 0.052716 | 9 | Commercial_2023_Achievable_million_m3_Before Competition Groups_9 | Building Recommissioning, Operations and Maintenance (O&M) Improvements | 5.272% | 0 | 2.8769 | Commercial_2023_Achievable_million_m3_Before Competition Groups_Building Recommissioning, Operations and Maintenance (O&M) Improvements
Commercial | Com ¦ Advanced BAS/Controllers | 2023 | Economic | million_m3 | Before Competition Groups | 69.7159 | 0 | 0 | 1378.9957 | 0.050556 | 7 | Commercial_2023_Economic_million_m3_Before Competition Groups_7 | Advanced BAS/Controllers | 5.056% | 0 | 69.7159 | Commercial_2023_Economic_million_m3_Before Competition Groups_Advanced BAS/Controllers
Commercial | Com ¦ Steam System Optimization | 2023 | Economic | million_m3 | Before Competition Groups | 63.5246 | 0 | 0 | 1378.9957 | 0.046066 | 8 | Commercial_2023_Economic_million_m3_Before Competition Groups_8 | Steam System Optimization | 4.607% | 0 | 63.5246 | Commercial_2023_Economic_million_m3_Before Competition Groups_Steam System Optimization
Commercial | Com ¦ Advanced BAS/Controllers | 2023 | Technical | million_m3 | Before Competition Groups | 69.7159 | 0 | 0 | 1531.8303 | 0.045512 | 7 | Commercial_2023_Technical_million_m3_Before Competition Groups_7 | Advanced BAS/Controllers | 4.551% | 0 | 69.7159 | Commercial_2023_Technical_million_m3_Before Competition Groups_Advanced BAS/Controllers
Commercial | Com ¦ Destratification | 2023 | Economic | million_m3 | Before Competition Groups | 61.5633 | 0 | 0 | 1378.9957 | 0.044644 | 9 | Commercial_2023_Economic_million_m3_Before Competition Groups_9 | Destratification | 4.464% | 0 | 61.5633 | Commercial_2023_Economic_million_m3_Before Competition Groups_Destratification
Commercial | Com ¦ Condensing Boiler ¦ Std | 2023 | Achievable | million_m3 | Before Competition Groups | 2.3917 | 0 | 0 | 54.5732 | 0.043826 | 10 | Commercial_2023_Achievable_million_m3_Before Competition Groups_10 | Condensing Boiler ¦ Std | 4.383% | 0 | 2.3917 | Commercial_2023_Achievable_million_m3_Before Competition Groups_Condensing Boiler ¦ Std
Commercial | Com ¦ Furnace Tune-Up | 2023 | Economic | million_m3 | Before Competition Groups | 58.7355 | 0 | 0 | 1378.9957 | 0.042593 | 10 | Commercial_2023_Economic_million_m3_Before Competition Groups_10 | Furnace Tune-Up | 4.259% | 0 | 58.7355 | Commercial_2023_Economic_million_m3_Before Competition Groups_Furnace Tune-Up
Commercial | Com ¦ Steam System Optimization | 2023 | Technical | million_m3 | Before Competition Groups | 63.5246 | 0 | 0 | 1531.8303 | 0.04147 | 8 | Commercial_2023_Technical_million_m3_Before Competition Groups_8 | Steam System Optimization | 4.147% | 0 | 63.5246 | Commercial_2023_Technical_million_m3_Before Competition Groups_Steam System Optimization
Commercial | Com ¦ Demand Control Kitchen Ventilation | 2023 | Achievable | million_m3 | Before Competition Groups | 2.229 | 0 | 0 | 54.5732 | 0.040845 | 11 | Commercial_2023_Achievable_million_m3_Before Competition Groups_11 | Demand Control Kitchen Ventilation | 4.084% | 0 | 2.229 | Commercial_2023_Achievable_million_m3_Before Competition Groups_Demand Control Kitchen Ventilation
Commercial | Com ¦ Destratification | 2023 | Technical | million_m3 | Before Competition Groups | 61.5633 | 0 | 0 | 1531.8303 | 0.040189 | 9 | Commercial_2023_Technical_million_m3_Before Competition Groups_9 | Destratification | 4.019% | 0 | 61.5633 | Commercial_2023_Technical_million_m3_Before Competition Groups_Destratification
Commercial | Com ¦ Furnace Tune-Up | 2023 | Technical | million_m3 | Before Competition Groups | 58.7355 | 0 | 0 | 1531.8303 | 0.038343 | 10 | Commercial_2023_Technical_million_m3_Before Competition Groups_10 | Furnace Tune-Up | 3.834% | 0 | 58.7355 | Commercial_2023_Technical_million_m3_Before Competition Groups_Furnace Tune-Up
Commercial | Com ¦ Demand Control Kitchen Ventilation | 2023 | Economic | million_m3 | Before Competition Groups | 44.1373 | 0 | 0 | 1378.9957 | 0.032007 | 11 | Commercial_2023_Economic_million_m3_Before Competition Groups_11 | Demand Control Kitchen Ventilation | 3.201% | 0 | 44.1373 | Commercial_2023_Economic_million_m3_Before Competition Groups_Demand Control Kitchen Ventilation
Commercial | Com ¦ Wall Insulation | 2023 | Achievable | million_m3 | Before Competition Groups | 1.6536 | 0 | 0 | 54.5732 | 0.0303 | 12 | Commercial_2023_Achievable_million_m3_Before Competition Groups_12 | Wall Insulation | 3.03% | 0 | 1.6536 | Commercial_2023_Achievable_million_m3_Before Competition Groups_Wall Insulation
Commercial | Com ¦ Demand Control Kitchen Ventilation | 2023 | Technical | million_m3 | Before Competition Groups | 44.1373 | 0 | 0 | 1531.8303 | 0.028813 | 11 | Commercial_2023_Technical_million_m3_Before Competition Groups_11 | Demand Control Kitchen Ventilation | 2.881% | 0 | 44.1373 | Commercial_2023_Technical_million_m3_Before Competition Groups_Demand Control Kitchen Ventilation
Commercial | Com ¦ Advanced BAS/Controllers | 2023 | Achievable | million_m3 | Before Competition Groups | 1.5489 | 0 | 0 | 54.5732 | 0.028381 | 13 | Commercial_2023_Achievable_million_m3_Before Competition Groups_13 | Advanced BAS/Controllers | 2.838% | 0 | 1.5489 | Commercial_2023_Achievable_million_m3_Before Competition Groups_Advanced BAS/Controllers
Commercial | Com ¦ High Efficiency Condensing Furnace AFUE 95% from 80% code | 2023 | Technical | million_m3 | Before Competition Groups | 43.1802 | 0 | 0 | 1531.8303 | 0.028189 | 12 | Commercial_2023_Technical_million_m3_Before Competition Groups_12 | High Efficiency Condensing Furnace AFUE 95% from 80% code | 2.819% | 0 | 43.1802 | Commercial_2023_Technical_million_m3_Before Competition Groups_High Efficiency Condensing Furnace AFUE 95% from 80% code
Commercial | Com ¦ Gas Fired Heat Pump | 2023 | Achievable | million_m3 | Before Competition Groups | 1.4486 | 0 | 0 | 54.5732 | 0.026545 | 14 | Commercial_2023_Achievable_million_m3_Before Competition Groups_14 | Gas Fired Heat Pump | 2.654% | 0 | 1.4486 | Commercial_2023_Achievable_million_m3_Before Competition Groups_Gas Fired Heat Pump
Commercial | Com ¦ Energy Recovery Ventilation and Ventilation (Enhanced) | 2023 | Technical | million_m3 | Before Competition Groups | 39.6425 | 0 | 0 | 1531.8303 | 0.025879 | 13 | Commercial_2023_Technical_million_m3_Before Competition Groups_13 | Energy Recovery Ventilation and Ventilation (Enhanced) | 2.588% | 0 | 39.6425 | Commercial_2023_Technical_million_m3_Before Competition Groups_Energy Recovery Ventilation and Ventilation (Enhanced)
Commercial | Com ¦ Condensing Make Up Air Unit | 2023 | Achievable | million_m3 | Before Competition Groups | 1.3266 | 0 | 0 | 54.5732 | 0.024308 | 15 | Commercial_2023_Achievable_million_m3_Before Competition Groups_15 | Condensing Make Up Air Unit | 2.431% | 0 | 1.3266 | Commercial_2023_Achievable_million_m3_Before Competition Groups_Condensing Make Up Air Unit
Commercial | Com ¦ Wall Insulation | 2023 | Economic | million_m3 | Before Competition Groups | 32.7798 | 0 | 0 | 1378.9957 | 0.023771 | 12 | Commercial_2023_Economic_million_m3_Before Competition Groups_12 | Wall Insulation | 2.377% | 0 | 32.7798 | Commercial_2023_Economic_million_m3_Before Competition Groups_Wall Insulation
Commercial | Com ¦ Energy Efficient Laboratory Fume Hood | 2023 | Achievable | million_m3 | Before Competition Groups | 1.1693 | 0 | 0 | 54.5732 | 0.021426 | 16 | Commercial_2023_Achievable_million_m3_Before Competition Groups_16 | Energy Efficient Laboratory Fume Hood | 2.143% | 0 | 1.1693 | Commercial_2023_Achievable_million_m3_Before Competition Groups_Energy Efficient Laboratory Fume Hood
Commercial | Com ¦ Wall Insulation | 2023 | Technical | million_m3 | Before Competition Groups | 32.7798 | 0 | 0 | 1531.8303 | 0.021399 | 14 | Commercial_2023_Technical_million_m3_Before Competition Groups_14 | Wall Insulation | 2.14% | 0 | 32.7798 | Commercial_2023_Technical_million_m3_Before Competition Groups_Wall Insulation
Commercial | Com ¦ Heat Recovery Ventilator | 2023 | Technical | million_m3 | Before Competition Groups | 30.4777 | 0 | 0 | 1531.8303 | 0.019896 | 15 | Commercial_2023_Technical_million_m3_Before Competition Groups_15 | Heat Recovery Ventilator | 1.99% | 0 | 30.4777 | Commercial_2023_Technical_million_m3_Before Competition Groups_Heat Recovery Ventilator
Commercial | Com ¦ Condensing Boiler ¦ Std | 2023 | Economic | million_m3 | Before Competition Groups | 23.4425 | 0 | 0 | 1378.9957 | 0.017 | 13 | Commercial_2023_Economic_million_m3_Before Competition Groups_13 | Condensing Boiler ¦ Std | 1.7% | 0 | 23.4425 | Commercial_2023_Economic_million_m3_Before Competition Groups_Condensing Boiler ¦ Std
Commercial | Com ¦ Energy Efficient Laboratory Fume Hood | 2023 | Economic | million_m3 | Before Competition Groups | 23.2948 | 0 | 0 | 1378.9957 | 0.016893 | 14 | Commercial_2023_Economic_million_m3_Before Competition Groups_14 | Energy Efficient Laboratory Fume Hood | 1.689% | 0 | 23.2948 | Commercial_2023_Economic_million_m3_Before Competition Groups_Energy Efficient Laboratory Fume Hood
Commercial | Com ¦ Demand controlled Circulating Systems | 2023 | Achievable | million_m3 | Before Competition Groups | 0.8671 | 0 | 0 | 54.5732 | 0.015889 | 17 | Commercial_2023_Achievable_million_m3_Before Competition Groups_17 | Demand controlled Circulating Systems | 1.589% | 0 | 0.8671 | Commercial_2023_Achievable_million_m3_Before Competition Groups_Demand controlled Circulating Systems
Commercial | Com ¦ Condensing Boiler ¦ Std | 2023 | Technical | million_m3 | Before Competition Groups | 23.4425 | 0 | 0 | 1531.8303 | 0.015304 | 16 | Commercial_2023_Technical_million_m3_Before Competition Groups_16 | Condensing Boiler ¦ Std | 1.53% | 0 | 23.4425 | Commercial_2023_Technical_million_m3_Before Competition Groups_Condensing Boiler ¦ Std
Commercial | Com ¦ Energy Efficient Laboratory Fume Hood | 2023 | Technical | million_m3 | Before Competition Groups | 23.2948 | 0 | 0 | 1531.8303 | 0.015207 | 17 | Commercial_2023_Technical_million_m3_Before Competition Groups_17 | Energy Efficient Laboratory Fume Hood | 1.521% | 0 | 23.2948 | Commercial_2023_Technical_million_m3_Before Competition Groups_Energy Efficient Laboratory Fume Hood
Commercial | Com ¦ Gas Fired Rooftop Units | 2023 | Economic | million_m3 | Before Competition Groups | 18.9806 | 0 | 0 | 1378.9957 | 0.013764 | 15 | Commercial_2023_Economic_million_m3_Before Competition Groups_15 | Gas Fired Rooftop Units | 1.376% | 0 | 18.9806 | Commercial_2023_Economic_million_m3_Before Competition Groups_Gas Fired Rooftop Units
Commercial | Com ¦ Demand controlled Circulating Systems | 2023 | Economic | million_m3 | Before Competition Groups | 17.1892 | 0 | 0 | 1378.9957 | 0.012465 | 16 | Commercial_2023_Economic_million_m3_Before Competition Groups_16 | Demand controlled Circulating Systems | 1.246% | 0 | 17.1892 | Commercial_2023_Economic_million_m3_Before Competition Groups_Demand controlled Circulating Systems
Commercial | Com ¦ Duct Insulation, R8 | 2023 | Achievable | million_m3 | Before Competition Groups | 0.68018 | 0 | 0 | 54.5732 | 0.012464 | 18 | Commercial_2023_Achievable_million_m3_Before Competition Groups_18 | Duct Insulation, R8 | 1.246% | 0 | 0.68018 | Commercial_2023_Achievable_million_m3_Before Competition Groups_Duct Insulation, R8
Commercial | Com ¦ Gas Fired Rooftop Units | 2023 | Technical | million_m3 | Before Competition Groups | 18.9806 | 0 | 0 | 1531.8303 | 0.012391 | 18 | Commercial_2023_Technical_million_m3_Before Competition Groups_18 | Gas Fired Rooftop Units | 1.239% | 0 | 18.9806 | Commercial_2023_Technical_million_m3_Before Competition Groups_Gas Fired Rooftop Units
Commercial | Com ¦ Demand controlled Circulating Systems | 2023 | Technical | million_m3 | Before Competition Groups | 17.1892 | 0 | 0 | 1531.8303 | 0.011221 | 19 | Commercial_2023_Technical_million_m3_Before Competition Groups_19 | Demand controlled Circulating Systems | 1.122% | 0 | 17.1892 | Commercial_2023_Technical_million_m3_Before Competition Groups_Demand controlled Circulating Systems
Commercial | Com ¦ Duct Insulation, R8 | 2023 | Economic | million_m3 | Before Competition Groups | 13.5673 | 0 | 0 | 1378.9957 | 0.0098386 | 17 | Commercial_2023_Economic_million_m3_Before Competition Groups_17 | Duct Insulation, R8 | 0.9839% | 0 | 13.5673 | Commercial_2023_Economic_million_m3_Before Competition Groups_Duct Insulation, R8
Commercial | Com ¦ Condensing Unit Heaters or other Efficient Unit Heating System | 2023 | Achievable | million_m3 | Before Competition Groups | 0.51409 | 0 | 0 | 54.5732 | 0.0094201 | 19 | Commercial_2023_Achievable_million_m3_Before Competition Groups_19 | Condensing Unit Heaters or other Efficient Unit Heating System | 0.942% | 0 | 0.51409 | Commercial_2023_Achievable_million_m3_Before Competition Groups_Condensing Unit Heaters or other Efficient Unit Heating System
Commercial | Com ¦ Duct Insulation, R8 | 2023 | Technical | million_m3 | Before Competition Groups | 13.5673 | 0 | 0 | 1531.8303 | 0.008857 | 20 | Commercial_2023_Technical_million_m3_Before Competition Groups_20 | Duct Insulation, R8 | 0.8857% | 0 | 13.5673 | Commercial_2023_Technical_million_m3_Before Competition Groups_Duct Insulation, R8
Commercial | Com ¦ ENERGY STAR Fryer (84% eff) | 2023 | Achievable | million_m3 | Before Competition Groups | 0.41213 | 0 | 0 | 54.5732 | 0.0075518 | 20 | Commercial_2023_Achievable_million_m3_Before Competition Groups_20 | ENERGY STAR Fryer (84% eff) | 0.7552% | 0 | 0.41213 | Commercial_2023_Achievable_million_m3_Before Competition Groups_ENERGY STAR Fryer (84% eff)
Commercial | Com ¦ Ozone Laundry Treatment | 2023 | Achievable | million_m3 | Before Competition Groups | 0.37687 | 0 | 0 | 54.5732 | 0.0069058 | 21 | Commercial_2023_Achievable_million_m3_Before Competition Groups_21 | Ozone Laundry Treatment | 0.6906% | 0 | 0.37687 | Commercial_2023_Achievable_million_m3_Before Competition Groups_Ozone Laundry Treatment
Commercial | Com ¦ Condensing Make Up Air Unit | 2023 | Economic | million_m3 | Before Competition Groups | 8.6776 | 0 | 0 | 1378.9957 | 0.0062927 | 18 | Commercial_2023_Economic_million_m3_Before Competition Groups_18 | Condensing Make Up Air Unit | 0.6293% | 0 | 8.6776 | Commercial_2023_Economic_million_m3_Before Competition Groups_Condensing Make Up Air Unit
Commercial | Com ¦ Condensing Make Up Air Unit | 2023 | Technical | million_m3 | Before Competition Groups | 8.6776 | 0 | 0 | 1531.8303 | 0.0056649 | 21 | Commercial_2023_Technical_million_m3_Before Competition Groups_21 | Condensing Make Up Air Unit | 0.5665% | 0 | 8.6776 | Commercial_2023_Technical_million_m3_Before Competition Groups_Condensing Make Up Air Unit
Commercial | Com ¦ Gas Fired Heat Pump | 2023 | Economic | million_m3 | Before Competition Groups | 7.4374 | 0 | 0 | 1378.9957 | 0.0053933 | 19 | Commercial_2023_Economic_million_m3_Before Competition Groups_19 | Gas Fired Heat Pump | 0.5393% | 0 | 7.4374 | Commercial_2023_Economic_million_m3_Before Competition Groups_Gas Fired Heat Pump
Commercial | Com ¦ Roof Insulation/Ceiling Insulation (R25 Code to R35) | 2023 | Technical | million_m3 | Before Competition Groups | 8.1711 | 0 | 0 | 1531.8303 | 0.0053342 | 22 | Commercial_2023_Technical_million_m3_Before Competition Groups_22 | Roof Insulation/Ceiling Insulation (R25 Code to R35) | 0.5334% | 0 | 8.1711 | Commercial_2023_Technical_million_m3_Before Competition Groups_Roof Insulation/Ceiling Insulation (R25 Code to R35)
Commercial | Com ¦ Ozone Laundry Treatment | 2023 | Economic | million_m3 | Before Competition Groups | 7.2178 | 0 | 0 | 1378.9957 | 0.0052341 | 20 | Commercial_2023_Economic_million_m3_Before Competition Groups_20 | Ozone Laundry Treatment | 0.5234% | 0 | 7.2178 | Commercial_2023_Economic_million_m3_Before Competition Groups_Ozone Laundry Treatment
Commercial | Com ¦ ENERGY STAR Griddle (74% eff) | 2023 | Achievable | million_m3 | Before Competition Groups | 0.27326 | 0 | 0 | 54.5732 | 0.0050072 | 22 | Commercial_2023_Achievable_million_m3_Before Competition Groups_22 | ENERGY STAR Griddle (74% eff) | 0.5007% | 0 | 0.27326 | Commercial_2023_Achievable_million_m3_Before Competition Groups_ENERGY STAR Griddle (74% eff)
Commercial | Com ¦ Gas Fired Heat Pump | 2023 | Technical | million_m3 | Before Competition Groups | 7.4374 | 0 | 0 | 1531.8303 | 0.0048552 | 23 | Commercial_2023_Technical_million_m3_Before Competition Groups_23 | Gas Fired Heat Pump | 0.4855% | 0 | 7.4374 | Commercial_2023_Technical_million_m3_Before Competition Groups_Gas Fired Heat Pump
Commercial | Com ¦ Ozone Laundry Treatment | 2023 | Technical | million_m3 | Before Competition Groups | 7.2178 | 0 | 0 | 1531.8303 | 0.0047119 | 24 | Commercial_2023_Technical_million_m3_Before Competition Groups_24 | Ozone Laundry Treatment | 0.4712% | 0 | 7.2178 | Commercial_2023_Technical_million_m3_Before Competition Groups_Ozone Laundry Treatment
Commercial | Com ¦ High Efficiency Underfired Broilers | 2023 | Achievable | million_m3 | Before Competition Groups | 0.25546 | 0 | 0 | 54.5732 | 0.0046811 | 23 | Commercial_2023_Achievable_million_m3_Before Competition Groups_23 | High Efficiency Underfired Broilers | 0.4681% | 0 | 0.25546 | Commercial_2023_Achievable_million_m3_Before Competition Groups_High Efficiency Underfired Broilers
Commercial | Com ¦ Gas Fired Rooftop Units | 2023 | Achievable | million_m3 | Before Competition Groups | 0.23664 | 0 | 0 | 54.5732 | 0.0043363 | 24 | Commercial_2023_Achievable_million_m3_Before Competition Groups_24 | Gas Fired Rooftop Units | 0.4336% | 0 | 0.23664 | Commercial_2023_Achievable_million_m3_Before Competition Groups_Gas Fired Rooftop Units
Commercial | Com ¦ Heat Recovery Ventilator | 2023 | Economic | million_m3 | Before Competition Groups | 5.603 | 0 | 0 | 1378.9957 | 0.0040631 | 21 | Commercial_2023_Economic_million_m3_Before Competition Groups_21 | Heat Recovery Ventilator | 0.4063% | 0 | 5.603 | Commercial_2023_Economic_million_m3_Before Competition Groups_Heat Recovery Ventilator
Commercial | Com ¦ Condensing Unit Heaters or other Efficient Unit Heating System | 2023 | Economic | million_m3 | Before Competition Groups | 5.2437 | 0 | 0 | 1378.9957 | 0.0038025 | 22 | Commercial_2023_Economic_million_m3_Before Competition Groups_22 | Condensing Unit Heaters or other Efficient Unit Heating System | 0.3803% | 0 | 5.2437 | Commercial_2023_Economic_million_m3_Before Competition Groups_Condensing Unit Heaters or other Efficient Unit Heating System
Commercial | Com ¦ Condensing Unit Heaters or other Efficient Unit Heating System | 2023 | Technical | million_m3 | Before Competition Groups | 5.2437 | 0 | 0 | 1531.8303 | 0.0034231 | 25 | Commercial_2023_Technical_million_m3_Before Competition Groups_25 | Condensing Unit Heaters or other Efficient Unit Heating System | 0.3423% | 0 | 5.2437 | Commercial_2023_Technical_million_m3_Before Competition Groups_Condensing Unit Heaters or other Efficient Unit Heating System
Commercial | Com ¦ Boiler Measures | 2023 | Technical | million_m3 | Before Competition Groups | 4.5244 | 0 | 0 | 1531.8303 | 0.0029536 | 26 | Commercial_2023_Technical_million_m3_Before Competition Groups_26 | Boiler Measures | 0.2954% | 0 | 4.5244 | Commercial_2023_Technical_million_m3_Before Competition Groups_Boiler Measures
Commercial | Com ¦ Ice Rink Heat Recovery | 2023 | Technical | million_m3 | Before Competition Groups | 4.361 | 0 | 0 | 1531.8303 | 0.0028469 | 27 | Commercial_2023_Technical_million_m3_Before Competition Groups_27 | Ice Rink Heat Recovery | 0.2847% | 0 | 4.361 | Commercial_2023_Technical_million_m3_Before Competition Groups_Ice Rink Heat Recovery
Commercial | Com ¦ HOTEL OCCUPANCY CONTROLS (HVAC + LIGHTING) | 2023 | Technical | million_m3 | Before Competition Groups | 3.6583 | 0 | 0 | 1531.8303 | 0.0023882 | 28 | Commercial_2023_Technical_million_m3_Before Competition Groups_28 | HOTEL OCCUPANCY CONTROLS (HVAC + LIGHTING) | 0.2388% | 0 | 3.6583 | Commercial_2023_Technical_million_m3_Before Competition Groups_HOTEL OCCUPANCY CONTROLS (HVAC + LIGHTING)
Commercial | Com ¦ ENERGY STAR Dishwasher | 2023 | Achievable | million_m3 | Before Competition Groups | 0.11642 | 0 | 0 | 54.5732 | 0.0021333 | 25 | Commercial_2023_Achievable_million_m3_Before Competition Groups_25 | ENERGY STAR Dishwasher | 0.2133% | 0 | 0.11642 | Commercial_2023_Achievable_million_m3_Before Competition Groups_ENERGY STAR Dishwasher
Commercial | Com ¦ Energy Recovery Ventilation and Ventilation (Enhanced) | 2023 | Economic | million_m3 | Before Competition Groups | 2.8302 | 0 | 0 | 1378.9957 | 0.0020524 | 23 | Commercial_2023_Economic_million_m3_Before Competition Groups_23 | Energy Recovery Ventilation and Ventilation (Enhanced) | 0.2052% | 0 | 2.8302 | Commercial_2023_Economic_million_m3_Before Competition Groups_Energy Recovery Ventilation and Ventilation (Enhanced)
Commercial | Com ¦ ENERGY STAR Dishwasher | 2023 | Economic | million_m3 | Before Competition Groups | 2.4642 | 0 | 0 | 1378.9957 | 0.001787 | 24 | Commercial_2023_Economic_million_m3_Before Competition Groups_24 | ENERGY STAR Dishwasher | 0.1787% | 0 | 2.4642 | Commercial_2023_Economic_million_m3_Before Competition Groups_ENERGY STAR Dishwasher
Commercial | Com ¦ ENERGY STAR Dishwasher | 2023 | Technical | million_m3 | Before Competition Groups | 2.4642 | 0 | 0 | 1531.8303 | 0.0016087 | 29 | Commercial_2023_Technical_million_m3_Before Competition Groups_29 | ENERGY STAR Dishwasher | 0.1609% | 0 | 2.4642 | Commercial_2023_Technical_million_m3_Before Competition Groups_ENERGY STAR Dishwasher
Commercial | Com ¦ Super-High Efficiency Furnaces (Emerging Tech) | 2023 | Technical | million_m3 | Before Competition Groups | 2.2497 | 0 | 0 | 1531.8303 | 0.0014686 | 30 | Commercial_2023_Technical_million_m3_Before Competition Groups_30 | Super-High Efficiency Furnaces (Emerging Tech) | 0.1469% | 0 | 2.2497 | Commercial_2023_Technical_million_m3_Before Competition Groups_Super-High Efficiency Furnaces (Emerging Tech)
Commercial | Com ¦ Drain Water Heat Recovery (DWHR) ¦ Retro | 2023 | Achievable | million_m3 | Before Competition Groups | 0.073912 | 0 | 0 | 54.5732 | 0.0013544 | 26 | Commercial_2023_Achievable_million_m3_Before Competition Groups_26 | Drain Water Heat Recovery (DWHR) ¦ Retro | 0.1354% | 0 | 0.073912 | Commercial_2023_Achievable_million_m3_Before Competition Groups_Drain Water Heat Recovery (DWHR) ¦ Retro
Commercial | Com ¦ CEE Tier 2/Energy Star Clothes Washers | 2023 | Achievable | million_m3 | Before Competition Groups | 0.058335 | 0 | 0 | 54.5732 | 0.0010689 | 27 | Commercial_2023_Achievable_million_m3_Before Competition Groups_27 | CEE Tier 2/Energy Star Clothes Washers | 0.1069% | 0 | 0.058335 | Commercial_2023_Achievable_million_m3_Before Competition Groups_CEE Tier 2/Energy Star Clothes Washers
Commercial | Com ¦ Drain Water Heat Recovery (DWHR) ¦ Retro | 2023 | Economic | million_m3 | Before Competition Groups | 1.4197 | 0 | 0 | 1378.9957 | 0.0010295 | 25 | Commercial_2023_Economic_million_m3_Before Competition Groups_25 | Drain Water Heat Recovery (DWHR) ¦ Retro | 0.103% | 0 | 1.4197 | Commercial_2023_Economic_million_m3_Before Competition Groups_Drain Water Heat Recovery (DWHR) ¦ Retro
Commercial | Com ¦ Drain Water Heat Recovery (DWHR) ¦ Retro | 2023 | Technical | million_m3 | Before Competition Groups | 1.4197 | 0 | 0 | 1531.8303 | 0.0009268 | 31 | Commercial_2023_Technical_million_m3_Before Competition Groups_31 | Drain Water Heat Recovery (DWHR) ¦ Retro | 0.09268% | 0 | 1.4197 | Commercial_2023_Technical_million_m3_Before Competition Groups_Drain Water Heat Recovery (DWHR) ¦ Retro
Commercial | Com ¦ Energy Recovery Ventilation and Ventilation (Enhanced) | 2023 | Achievable | million_m3 | Before Competition Groups | 0.048563 | 0 | 0 | 54.5732 | 0.00088986 | 28 | Commercial_2023_Achievable_million_m3_Before Competition Groups_28 | Energy Recovery Ventilation and Ventilation (Enhanced) | 0.08899% | 0 | 0.048563 | Commercial_2023_Achievable_million_m3_Before Competition Groups_Energy Recovery Ventilation and Ventilation (Enhanced)
Commercial | Com ¦ Heat Recovery Ventilator | 2023 | Achievable | million_m3 | Before Competition Groups | 0.040024 | 0 | 0 | 54.5732 | 0.0007334 | 29 | Commercial_2023_Achievable_million_m3_Before Competition Groups_29 | Heat Recovery Ventilator | 0.07334% | 0 | 0.040024 | Commercial_2023_Achievable_million_m3_Before Competition Groups_Heat Recovery Ventilator
Commercial | Com ¦ Infrared Heaters | 2023 | Achievable | million_m3 | Before Competition Groups | 0.038811 | 0 | 0 | 54.5732 | 0.00071117 | 30 | Commercial_2023_Achievable_million_m3_Before Competition Groups_30 | Infrared Heaters | 0.07112% | 0 | 0.038811 | Commercial_2023_Achievable_million_m3_Before Competition Groups_Infrared Heaters
Commercial | Com ¦ ENERGY STAR Fryer (84% eff) | 2023 | Economic | million_m3 | Before Competition Groups | 0.89914 | 0 | 0 | 1378.9957 | 0.00065203 | 26 | Commercial_2023_Economic_million_m3_Before Competition Groups_26 | ENERGY STAR Fryer (84% eff) | 0.0652% | 0 | 0.89914 | Commercial_2023_Economic_million_m3_Before Competition Groups_ENERGY STAR Fryer (84% eff)
Commercial | Com ¦ Low Flow Pre-Rinse Spray Nozzle | 2023 | Achievable | million_m3 | Before Competition Groups | 0.033722 | 0 | 0 | 54.5732 | 0.00061792 | 31 | Commercial_2023_Achievable_million_m3_Before Competition Groups_31 | Low Flow Pre-Rinse Spray Nozzle | 0.06179% | 0 | 0.033722 | Commercial_2023_Achievable_million_m3_Before Competition Groups_Low Flow Pre-Rinse Spray Nozzle
Commercial | Com ¦ ENERGY STAR Fryer (84% eff) | 2023 | Technical | million_m3 | Before Competition Groups | 0.89914 | 0 | 0 | 1531.8303 | 0.00058697 | 32 | Commercial_2023_Technical_million_m3_Before Competition Groups_32 | ENERGY STAR Fryer (84% eff) | 0.0587% | 0 | 0.89914 | Commercial_2023_Technical_million_m3_Before Competition Groups_ENERGY STAR Fryer (84% eff)
Commercial | Com ¦ Infrared Heaters | 2023 | Economic | million_m3 | Before Competition Groups | 0.79659 | 0 | 0 | 1378.9957 | 0.00057766 | 27 | Commercial_2023_Economic_million_m3_Before Competition Groups_27 | Infrared Heaters | 0.05777% | 0 | 0.79659 | Commercial_2023_Economic_million_m3_Before Competition Groups_Infrared Heaters
Commercial | Com ¦ High Efficiency Underfired Broilers | 2023 | Economic | million_m3 | Before Competition Groups | 0.76301 | 0 | 0 | 1378.9957 | 0.00055331 | 28 | Commercial_2023_Economic_million_m3_Before Competition Groups_28 | High Efficiency Underfired Broilers | 0.05533% | 0 | 0.76301 | Commercial_2023_Economic_million_m3_Before Competition Groups_High Efficiency Underfired Broilers
Commercial | Com ¦ ENERGY STAR Steam Cooker | 2023 | Achievable | million_m3 | Before Competition Groups | 0.029494 | 0 | 0 | 54.5732 | 0.00054045 | 32 | Commercial_2023_Achievable_million_m3_Before Competition Groups_32 | ENERGY STAR Steam Cooker | 0.05404% | 0 | 0.029494 | Commercial_2023_Achievable_million_m3_Before Competition Groups_ENERGY STAR Steam Cooker
Commercial | Com ¦ Infrared Heaters | 2023 | Technical | million_m3 | Before Competition Groups | 0.79659 | 0 | 0 | 1531.8303 | 0.00052003 | 33 | Commercial_2023_Technical_million_m3_Before Competition Groups_33 | Infrared Heaters | 0.052% | 0 | 0.79659 | Commercial_2023_Technical_million_m3_Before Competition Groups_Infrared Heaters
Commercial | Com ¦ High Efficiency Underfired Broilers | 2023 | Technical | million_m3 | Before Competition Groups | 0.76301 | 0 | 0 | 1531.8303 | 0.0004981 | 34 | Commercial_2023_Technical_million_m3_Before Competition Groups_34 | High Efficiency Underfired Broilers | 0.04981% | 0 | 0.76301 | Commercial_2023_Technical_million_m3_Before Competition Groups_High Efficiency Underfired Broilers
Commercial | Com ¦ Condensing Storage Water Heater | 2023 | Technical | million_m3 | Before Competition Groups | 0.72027 | 0 | 0 | 1531.8303 | 0.0004702 | 35 | Commercial_2023_Technical_million_m3_Before Competition Groups_35 | Condensing Storage Water Heater | 0.04702% | 0 | 0.72027 | Commercial_2023_Technical_million_m3_Before Competition Groups_Condensing Storage Water Heater
Commercial | Com ¦ ENERGY STAR Griddle (74% eff) | 2023 | Economic | million_m3 | Before Competition Groups | 0.58912 | 0 | 0 | 1378.9957 | 0.00042721 | 29 | Commercial_2023_Economic_million_m3_Before Competition Groups_29 | ENERGY STAR Griddle (74% eff) | 0.04272% | 0 | 0.58912 | Commercial_2023_Economic_million_m3_Before Competition Groups_ENERGY STAR Griddle (74% eff)
Commercial | Com ¦ ENERGY STAR Griddle (74% eff) | 2023 | Technical | million_m3 | Before Competition Groups | 0.58912 | 0 | 0 | 1531.8303 | 0.00038459 | 36 | Commercial_2023_Technical_million_m3_Before Competition Groups_36 | ENERGY STAR Griddle (74% eff) | 0.03846% | 0 | 0.58912 | Commercial_2023_Technical_million_m3_Before Competition Groups_ENERGY STAR Griddle (74% eff)
Commercial | Com ¦ Condensing Tankless Water Heater | 2023 | Technical | million_m3 | Before Competition Groups | 0.41819 | 0 | 0 | 1531.8303 | 0.000273 | 37 | Commercial_2023_Technical_million_m3_Before Competition Groups_37 | Condensing Tankless Water Heater | 0.0273% | 0 | 0.41819 | Commercial_2023_Technical_million_m3_Before Competition Groups_Condensing Tankless Water Heater
Commercial | Com ¦ Gas Heat Pump Water Heater | 2023 | Technical | million_m3 | Before Competition Groups | 0.35875 | 0 | 0 | 1531.8303 | 0.0002342 | 38 | Commercial_2023_Technical_million_m3_Before Competition Groups_38 | Gas Heat Pump Water Heater | 0.02342% | 0 | 0.35875 | Commercial_2023_Technical_million_m3_Before Competition Groups_Gas Heat Pump Water Heater
Commercial | Com ¦ Dock Door Seals | 2023 | Technical | million_m3 | Before Competition Groups | 0.28479 | 0 | 0 | 1531.8303 | 0.00018592 | 39 | Commercial_2023_Technical_million_m3_Before Competition Groups_39 | Dock Door Seals | 0.01859% | 0 | 0.28479 | Commercial_2023_Technical_million_m3_Before Competition Groups_Dock Door Seals
Commercial | Com ¦ Condensing Storage Water Heater | 2023 | Economic | million_m3 | Before Competition Groups | 0.24213 | 0 | 0 | 1378.9957 | 0.00017559 | 30 | Commercial_2023_Economic_million_m3_Before Competition Groups_30 | Condensing Storage Water Heater | 0.01756% | 0 | 0.24213 | Commercial_2023_Economic_million_m3_Before Competition Groups_Condensing Storage Water Heater
Commercial | Com ¦ Air Curtains | 2023 | Achievable | million_m3 | Before Competition Groups | 0.0074126 | 0 | 0 | 54.5732 | 0.00013583 | 33 | Commercial_2023_Achievable_million_m3_Before Competition Groups_33 | Air Curtains | 0.01358% | 0 | 0.0074126 | Commercial_2023_Achievable_million_m3_Before Competition Groups_Air Curtains
Commercial | Com ¦ Gas Heat Pump Water Heater | 2023 | Economic | million_m3 | Before Competition Groups | 0.18631 | 0 | 0 | 1378.9957 | 0.00013511 | 31 | Commercial_2023_Economic_million_m3_Before Competition Groups_31 | Gas Heat Pump Water Heater | 0.01351% | 0 | 0.18631 | Commercial_2023_Economic_million_m3_Before Competition Groups_Gas Heat Pump Water Heater
Commercial | Com ¦ CEE Tier 2/Energy Star Clothes Washers | 2023 | Economic | million_m3 | Before Competition Groups | 0.17841 | 0 | 0 | 1378.9957 | 0.00012938 | 32 | Commercial_2023_Economic_million_m3_Before Competition Groups_32 | CEE Tier 2/Energy Star Clothes Washers | 0.01294% | 0 | 0.17841 | Commercial_2023_Economic_million_m3_Before Competition Groups_CEE Tier 2/Energy Star Clothes Washers
Commercial | Com ¦ CEE Tier 2/Energy Star Clothes Washers | 2023 | Technical | million_m3 | Before Competition Groups | 0.17841 | 0 | 0 | 1531.8303 | 0.00011647 | 40 | Commercial_2023_Technical_million_m3_Before Competition Groups_40 | CEE Tier 2/Energy Star Clothes Washers | 0.01165% | 0 | 0.17841 | Commercial_2023_Technical_million_m3_Before Competition Groups_CEE Tier 2/Energy Star Clothes Washers
Commercial | Com ¦ Low Flow Pre-Rinse Spray Nozzle | 2023 | Economic | million_m3 | Before Competition Groups | 0.15313 | 0 | 0 | 1378.9957 | 0.00011104 | 33 | Commercial_2023_Economic_million_m3_Before Competition Groups_33 | Low Flow Pre-Rinse Spray Nozzle | 0.0111% | 0 | 0.15313 | Commercial_2023_Economic_million_m3_Before Competition Groups_Low Flow Pre-Rinse Spray Nozzle
Commercial | Com ¦ Condensing Tankless Water Heater | 2023 | Economic | million_m3 | Before Competition Groups | 0.1404 | 0 | 0 | 1378.9957 | 0.00010181 | 34 | Commercial_2023_Economic_million_m3_Before Competition Groups_34 | Condensing Tankless Water Heater | 0.01018% | 0 | 0.1404 | Commercial_2023_Economic_million_m3_Before Competition Groups_Condensing Tankless Water Heater
Commercial | Com ¦ Low Flow Pre-Rinse Spray Nozzle | 2023 | Technical | million_m3 | Before Competition Groups | 0.15313 | 0 | 0 | 1531.8303 | 9.9963e-05 | 41 | Commercial_2023_Technical_million_m3_Before Competition Groups_41 | Low Flow Pre-Rinse Spray Nozzle | 0.009996% | 0 | 0.15313 | Commercial_2023_Technical_million_m3_Before Competition Groups_Low Flow Pre-Rinse Spray Nozzle
Commercial | Com ¦ Air Curtains | 2023 | Economic | million_m3 | Before Competition Groups | 0.13481 | 0 | 0 | 1378.9957 | 9.7762e-05 | 35 | Commercial_2023_Economic_million_m3_Before Competition Groups_35 | Air Curtains | 0.009776% | 0 | 0.13481 | Commercial_2023_Economic_million_m3_Before Competition Groups_Air Curtains
Commercial | Com ¦ Air Curtains | 2023 | Technical | million_m3 | Before Competition Groups | 0.13481 | 0 | 0 | 1531.8303 | 8.8008e-05 | 42 | Commercial_2023_Technical_million_m3_Before Competition Groups_42 | Air Curtains | 0.008801% | 0 | 0.13481 | Commercial_2023_Technical_million_m3_Before Competition Groups_Air Curtains
Commercial | Com ¦ Drain Water Heat Recovery (DWHR) ¦New | 2023 | Achievable | million_m3 | Before Competition Groups | 0.0041771 | 0 | 0 | 54.5732 | 7.6541e-05 | 34 | Commercial_2023_Achievable_million_m3_Before Competition Groups_34 | Drain Water Heat Recovery (DWHR) ¦New | 0.007654% | 0 | 0.0041771 | Commercial_2023_Achievable_million_m3_Before Competition Groups_Drain Water Heat Recovery (DWHR) ¦New
Commercial | Com ¦ Condensing Storage Water Heater | 2023 | Achievable | million_m3 | Before Competition Groups | 0.0038988 | 0 | 0 | 54.5732 | 7.1443e-05 | 35 | Commercial_2023_Achievable_million_m3_Before Competition Groups_35 | Condensing Storage Water Heater | 0.007144% | 0 | 0.0038988 | Commercial_2023_Achievable_million_m3_Before Competition Groups_Condensing Storage Water Heater
Commercial | Com ¦ Super High Perf Glazing ¦RET | 2023 | Achievable | million_m3 | Before Competition Groups | 0.0035443 | 0 | 0 | 54.5732 | 6.4945e-05 | 36 | Commercial_2023_Achievable_million_m3_Before Competition Groups_36 | Super High Perf Glazing ¦RET | 0.006495% | 0 | 0.0035443 | Commercial_2023_Achievable_million_m3_Before Competition Groups_Super High Perf Glazing ¦RET
Commercial | Com ¦ Super High Perf Glazing ¦RET | 2023 | Economic | million_m3 | Before Competition Groups | 0.070809 | 0 | 0 | 1378.9957 | 5.1348e-05 | 36 | Commercial_2023_Economic_million_m3_Before Competition Groups_36 | Super High Perf Glazing ¦RET | 0.005135% | 0 | 0.070809 | Commercial_2023_Economic_million_m3_Before Competition Groups_Super High Perf Glazing ¦RET
Commercial | Com ¦ Solar Preheat Make up Air | 2023 | Technical | million_m3 | Before Competition Groups | 0.077984 | 0 | 0 | 1531.8303 | 5.0909e-05 | 43 | Commercial_2023_Technical_million_m3_Before Competition Groups_43 | Solar Preheat Make up Air | 0.005091% | 0 | 0.077984 | Commercial_2023_Technical_million_m3_Before Competition Groups_Solar Preheat Make up Air
Commercial | Com ¦ ENERGY STAR Steam Cooker | 2023 | Economic | million_m3 | Before Competition Groups | 0.064336 | 0 | 0 | 1378.9957 | 4.6654e-05 | 37 | Commercial_2023_Economic_million_m3_Before Competition Groups_37 | ENERGY STAR Steam Cooker | 0.004665% | 0 | 0.064336 | Commercial_2023_Economic_million_m3_Before Competition Groups_ENERGY STAR Steam Cooker
Commercial | Com ¦ Super High Perf Glazing ¦RET | 2023 | Technical | million_m3 | Before Competition Groups | 0.070809 | 0 | 0 | 1531.8303 | 4.6225e-05 | 44 | Commercial_2023_Technical_million_m3_Before Competition Groups_44 | Super High Perf Glazing ¦RET | 0.004623% | 0 | 0.070809 | Commercial_2023_Technical_million_m3_Before Competition Groups_Super High Perf Glazing ¦RET
Commercial | Com ¦ ENERGY STAR Steam Cooker | 2023 | Technical | million_m3 | Before Competition Groups | 0.064336 | 0 | 0 | 1531.8303 | 4.2e-05 | 45 | Commercial_2023_Technical_million_m3_Before Competition Groups_45 | ENERGY STAR Steam Cooker | 0.0042% | 0 | 0.064336 | Commercial_2023_Technical_million_m3_Before Competition Groups_ENERGY STAR Steam Cooker
Commercial | Com ¦ Drain Water Heat Recovery (DWHR) ¦New | 2023 | Economic | million_m3 | Before Competition Groups | 0.041578 | 0 | 0 | 1378.9957 | 3.0151e-05 | 38 | Commercial_2023_Economic_million_m3_Before Competition Groups_38 | Drain Water Heat Recovery (DWHR) ¦New | 0.003015% | 0 | 0.041578 | Commercial_2023_Economic_million_m3_Before Competition Groups_Drain Water Heat Recovery (DWHR) ¦New
Commercial | Com ¦ Drain Water Heat Recovery (DWHR) ¦New | 2023 | Technical | million_m3 | Before Competition Groups | 0.041578 | 0 | 0 | 1531.8303 | 2.7143e-05 | 46 | Commercial_2023_Technical_million_m3_Before Competition Groups_46 | Drain Water Heat Recovery (DWHR) ¦New | 0.002714% | 0 | 0.041578 | Commercial_2023_Technical_million_m3_Before Competition Groups_Drain Water Heat Recovery (DWHR) ¦New
Commercial | Com ¦ Solar Water Preheat (Pools/DHW) | 2023 | Economic | million_m3 | Before Competition Groups | 0.028481 | 0 | 0 | 1378.9957 | 2.0653e-05 | 39 | Commercial_2023_Economic_million_m3_Before Competition Groups_39 | Solar Water Preheat (Pools/DHW) | 0.002065% | 0 | 0.028481 | Commercial_2023_Economic_million_m3_Before Competition Groups_Solar Water Preheat (Pools/DHW)
Commercial | Com ¦ Solar Water Preheat (Pools/DHW) | 2023 | Technical | million_m3 | Before Competition Groups | 0.028987 | 0 | 0 | 1531.8303 | 1.8923e-05 | 47 | Commercial_2023_Technical_million_m3_Before Competition Groups_47 | Solar Water Preheat (Pools/DHW) | 0.001892% | 0 | 0.028987 | Commercial_2023_Technical_million_m3_Before Competition Groups_Solar Water Preheat (Pools/DHW)
Commercial | Com ¦ Super High Perf Glazing ¦New | 2023 | Achievable | million_m3 | Before Competition Groups | 0.00065393 | 0 | 0 | 54.5732 | 1.1983e-05 | 37 | Commercial_2023_Achievable_million_m3_Before Competition Groups_37 | Super High Perf Glazing ¦New | 0.001198% | 0 | 0.00065393 | Commercial_2023_Achievable_million_m3_Before Competition Groups_Super High Perf Glazing ¦New
Commercial | Com ¦ Gas Convection Oven | 2023 | Technical | million_m3 | Before Competition Groups | 0.015222 | 0 | 0 | 1531.8303 | 9.937e-06 | 48 | Commercial_2023_Technical_million_m3_Before Competition Groups_48 | Gas Convection Oven | 0.0009937% | 0 | 0.015222 | Commercial_2023_Technical_million_m3_Before Competition Groups_Gas Convection Oven
Commercial | Com ¦ Super High Perf Glazing ¦New | 2023 | Economic | million_m3 | Before Competition Groups | 0.0020825 | 0 | 0 | 1378.9957 | 1.5102e-06 | 40 | Commercial_2023_Economic_million_m3_Before Competition Groups_40 | Super High Perf Glazing ¦New | 0.000151% | 0 | 0.0020825 | Commercial_2023_Economic_million_m3_Before Competition Groups_Super High Perf Glazing ¦New
Commercial | Com ¦ Super High Perf Glazing ¦New | 2023 | Technical | million_m3 | Before Competition Groups | 0.0020825 | 0 | 0 | 1531.8303 | 1.3595e-06 | 49 | Commercial_2023_Technical_million_m3_Before Competition Groups_49 | Super High Perf Glazing ¦New | 0.0001359% | 0 | 0.0020825 | Commercial_2023_Technical_million_m3_Before Competition Groups_Super High Perf Glazing ¦New
Commercial | Com ¦ Condensing Tankless Water Heater | 2023 | Achievable | million_m3 | Before Competition Groups | 0 | 0 | 0 | 54.5732 | 0 | 38 | Commercial_2023_Achievable_million_m3_Before Competition Groups_38 | Condensing Tankless Water Heater | 0% | 0 | 0 | Commercial_2023_Achievable_million_m3_Before Competition Groups_Condensing Tankless Water Heater
Commercial | Com ¦ Gas Heat Pump Water Heater | 2023 | Achievable | million_m3 | Before Competition Groups | 0 | 0 | 0 | 54.5732 | 0 | 39 | Commercial_2023_Achievable_million_m3_Before Competition Groups_39 | Gas Heat Pump Water Heater | 0% | 0 | 0 | Commercial_2023_Achievable_million_m3_Before Competition Groups_Gas Heat Pump Water Heater
Commercial | Com ¦ Solar Water Preheat (Pools/DHW) | 2023 | Achievable | million_m3 | Before Competition Groups | 0 | 0 | 0 | 54.5732 | 0 | 40 | Commercial_2023_Achievable_million_m3_Before Competition Groups_40 | Solar Water Preheat (Pools/DHW) | 0% | 0 | 0 | Commercial_2023_Achievable_million_m3_Before Competition Groups_Solar Water Preheat (Pools/DHW)
Commercial | Com ¦ Building Recommissioning, Operations and Maintenance (O&M) Improvements | 2024 | Economic | million_m3 | Before Competition Groups | 306.4188 | 0 | 0 | 1456.3176 | 0.21041 | 1 | Commercial_2024_Economic_million_m3_Before Competition Groups_1 | Building Recommissioning, Operations and Maintenance (O&M) Improvements | 21.04% | 0 | 306.4188 | Commercial_2024_Economic_million_m3_Before Competition Groups_Building Recommissioning, Operations and Maintenance (O&M) Improvements
Commercial | Com ¦ Building Recommissioning, Operations and Maintenance (O&M) Improvements | 2024 | Technical | million_m3 | Before Competition Groups | 306.4188 | 0 | 0 | 1602.9265 | 0.19116 | 1 | Commercial_2024_Technical_million_m3_Before Competition Groups_1 | Building Recommissioning, Operations and Maintenance (O&M) Improvements | 19.12% | 0 | 306.4188 | Commercial_2024_Technical_million_m3_Before Competition Groups_Building Recommissioning, Operations and Maintenance (O&M) Improvements
Commercial | Com ¦ Adaptive Thermostats | 2024 | Achievable | million_m3 | Before Competition Groups | 16.5915 | 0 | 0 | 118.5433 | 0.13996 | 1 | Commercial_2024_Achievable_million_m3_Before Competition Groups_1 | Adaptive Thermostats | 14% | 0 | 16.5915 | Commercial_2024_Achievable_million_m3_Before Competition Groups_Adaptive Thermostats
Commercial | Com ¦ Demand Control Ventilation | 2024 | Achievable | million_m3 | Before Competition Groups | 12.6466 | 0 | 0 | 118.5433 | 0.10668 | 2 | Commercial_2024_Achievable_million_m3_Before Competition Groups_2 | Demand Control Ventilation | 10.67% | 0 | 12.6466 | Commercial_2024_Achievable_million_m3_Before Competition Groups_Demand Control Ventilation
Commercial | Com ¦ Adaptive Thermostats | 2024 | Economic | million_m3 | Before Competition Groups | 136.9717 | 0 | 0 | 1456.3176 | 0.094053 | 2 | Commercial_2024_Economic_million_m3_Before Competition Groups_2 | Adaptive Thermostats | 9.405% | 0 | 136.9717 | Commercial_2024_Economic_million_m3_Before Competition Groups_Adaptive Thermostats
Commercial | Com ¦ Boilers - Advanced Controls (Steam Systems) | 2024 | Economic | million_m3 | Before Competition Groups | 135.8665 | 0 | 0 | 1456.3176 | 0.093295 | 3 | Commercial_2024_Economic_million_m3_Before Competition Groups_3 | Boilers - Advanced Controls (Steam Systems) | 9.329% | 0 | 135.8665 | Commercial_2024_Economic_million_m3_Before Competition Groups_Boilers - Advanced Controls (Steam Systems)
Commercial | Com ¦ Demand Control Ventilation | 2024 | Economic | million_m3 | Before Competition Groups | 135.2952 | 0 | 0 | 1456.3176 | 0.092902 | 4 | Commercial_2024_Economic_million_m3_Before Competition Groups_4 | Demand Control Ventilation | 9.29% | 0 | 135.2952 | Commercial_2024_Economic_million_m3_Before Competition Groups_Demand Control Ventilation
Commercial | Com ¦ Demand Control Ventilation | 2024 | Technical | million_m3 | Before Competition Groups | 140.2498 | 0 | 0 | 1602.9265 | 0.087496 | 2 | Commercial_2024_Technical_million_m3_Before Competition Groups_2 | Demand Control Ventilation | 8.75% | 0 | 140.2498 | Commercial_2024_Technical_million_m3_Before Competition Groups_Demand Control Ventilation
Commercial | Com ¦ Adaptive Thermostats | 2024 | Technical | million_m3 | Before Competition Groups | 136.9717 | 0 | 0 | 1602.9265 | 0.085451 | 3 | Commercial_2024_Technical_million_m3_Before Competition Groups_3 | Adaptive Thermostats | 8.545% | 0 | 136.9717 | Commercial_2024_Technical_million_m3_Before Competition Groups_Adaptive Thermostats
Commercial | Com ¦ Boilers - Advanced Controls (Steam Systems) | 2024 | Technical | million_m3 | Before Competition Groups | 135.8665 | 0 | 0 | 1602.9265 | 0.084762 | 4 | Commercial_2024_Technical_million_m3_Before Competition Groups_4 | Boilers - Advanced Controls (Steam Systems) | 8.476% | 0 | 135.8665 | Commercial_2024_Technical_million_m3_Before Competition Groups_Boilers - Advanced Controls (Steam Systems)
Commercial | Com ¦ Education and Capacity Building/Energy Behavior | 2024 | Achievable | million_m3 | Before Competition Groups | 9.8687 | 0 | 0 | 118.5433 | 0.08325 | 3 | Commercial_2024_Achievable_million_m3_Before Competition Groups_3 | Education and Capacity Building/Energy Behavior | 8.325% | 0 | 9.8687 | Commercial_2024_Achievable_million_m3_Before Competition Groups_Education and Capacity Building/Energy Behavior
Commercial | Com ¦ Air Handler with Dedicated Outdoor Air Systems | 2024 | Achievable | million_m3 | Before Competition Groups | 9.2347 | 0 | 0 | 118.5433 | 0.077901 | 4 | Commercial_2024_Achievable_million_m3_Before Competition Groups_4 | Air Handler with Dedicated Outdoor Air Systems | 7.79% | 0 | 9.2347 | Commercial_2024_Achievable_million_m3_Before Competition Groups_Air Handler with Dedicated Outdoor Air Systems
Commercial | Com ¦ Air Handler with Dedicated Outdoor Air Systems | 2024 | Economic | million_m3 | Before Competition Groups | 113.1476 | 0 | 0 | 1456.3176 | 0.077694 | 5 | Commercial_2024_Economic_million_m3_Before Competition Groups_5 | Air Handler with Dedicated Outdoor Air Systems | 7.769% | 0 | 113.1476 | Commercial_2024_Economic_million_m3_Before Competition Groups_Air Handler with Dedicated Outdoor Air Systems
Commercial | Com ¦ Boilers - Advanced Controls (Steam Systems) | 2024 | Achievable | million_m3 | Before Competition Groups | 8.4808 | 0 | 0 | 118.5433 | 0.071542 | 5 | Commercial_2024_Achievable_million_m3_Before Competition Groups_5 | Boilers - Advanced Controls (Steam Systems) | 7.154% | 0 | 8.4808 | Commercial_2024_Achievable_million_m3_Before Competition Groups_Boilers - Advanced Controls (Steam Systems)
Commercial | Com ¦ Air Handler with Dedicated Outdoor Air Systems | 2024 | Technical | million_m3 | Before Competition Groups | 113.1476 | 0 | 0 | 1602.9265 | 0.070588 | 5 | Commercial_2024_Technical_million_m3_Before Competition Groups_5 | Air Handler with Dedicated Outdoor Air Systems | 7.059% | 0 | 113.1476 | Commercial_2024_Technical_million_m3_Before Competition Groups_Air Handler with Dedicated Outdoor Air Systems
Commercial | Com ¦ Education and Capacity Building/Energy Behavior | 2024 | Economic | million_m3 | Before Competition Groups | 92.2331 | 0 | 0 | 1456.3176 | 0.063333 | 6 | Commercial_2024_Economic_million_m3_Before Competition Groups_6 | Education and Capacity Building/Energy Behavior | 6.333% | 0 | 92.2331 | Commercial_2024_Economic_million_m3_Before Competition Groups_Education and Capacity Building/Energy Behavior
Commercial | Com ¦ Education and Capacity Building/Energy Behavior | 2024 | Technical | million_m3 | Before Competition Groups | 97.0953 | 0 | 0 | 1602.9265 | 0.060574 | 6 | Commercial_2024_Technical_million_m3_Before Competition Groups_6 | Education and Capacity Building/Energy Behavior | 6.057% | 0 | 97.0953 | Commercial_2024_Technical_million_m3_Before Competition Groups_Education and Capacity Building/Energy Behavior
Commercial | Com ¦ Steam System Optimization | 2024 | Achievable | million_m3 | Before Competition Groups | 6.8952 | 0 | 0 | 118.5433 | 0.058166 | 6 | Commercial_2024_Achievable_million_m3_Before Competition Groups_6 | Steam System Optimization | 5.817% | 0 | 6.8952 | Commercial_2024_Achievable_million_m3_Before Competition Groups_Steam System Optimization
Commercial | Com ¦ Destratification | 2024 | Achievable | million_m3 | Before Competition Groups | 6.5688 | 0 | 0 | 118.5433 | 0.055413 | 7 | Commercial_2024_Achievable_million_m3_Before Competition Groups_7 | Destratification | 5.541% | 0 | 6.5688 | Commercial_2024_Achievable_million_m3_Before Competition Groups_Destratification
Commercial | Com ¦ Building Recommissioning, Operations and Maintenance (O&M) Improvements | 2024 | Achievable | million_m3 | Before Competition Groups | 6.3489 | 0 | 0 | 118.5433 | 0.053558 | 8 | Commercial_2024_Achievable_million_m3_Before Competition Groups_8 | Building Recommissioning, Operations and Maintenance (O&M) Improvements | 5.356% | 0 | 6.3489 | Commercial_2024_Achievable_million_m3_Before Competition Groups_Building Recommissioning, Operations and Maintenance (O&M) Improvements
Commercial | Com ¦ Furnace Tune-Up | 2024 | Achievable | million_m3 | Before Competition Groups | 6.3075 | 0 | 0 | 118.5433 | 0.053208 | 9 | Commercial_2024_Achievable_million_m3_Before Competition Groups_9 | Furnace Tune-Up | 5.321% | 0 | 6.3075 | Commercial_2024_Achievable_million_m3_Before Competition Groups_Furnace Tune-Up
Commercial | Com ¦ Advanced BAS/Controllers | 2024 | Economic | million_m3 | Before Competition Groups | 70.2977 | 0 | 0 | 1456.3176 | 0.048271 | 7 | Commercial_2024_Economic_million_m3_Before Competition Groups_7 | Advanced BAS/Controllers | 4.827% | 0 | 70.2977 | Commercial_2024_Economic_million_m3_Before Competition Groups_Advanced BAS/Controllers
Commercial | Com ¦ Condensing Boiler ¦ Std | 2024 | Achievable | million_m3 | Before Competition Groups | 5.6763 | 0 | 0 | 118.5433 | 0.047883 | 10 | Commercial_2024_Achievable_million_m3_Before Competition Groups_10 | Condensing Boiler ¦ Std | 4.788% | 0 | 5.6763 | Commercial_2024_Achievable_million_m3_Before Competition Groups_Condensing Boiler ¦ Std
Commercial | Com ¦ Advanced BAS/Controllers | 2024 | Technical | million_m3 | Before Competition Groups | 70.2977 | 0 | 0 | 1602.9265 | 0.043856 | 7 | Commercial_2024_Technical_million_m3_Before Competition Groups_7 | Advanced BAS/Controllers | 4.386% | 0 | 70.2977 | Commercial_2024_Technical_million_m3_Before Competition Groups_Advanced BAS/Controllers
Commercial | Com ¦ Steam System Optimization | 2024 | Economic | million_m3 | Before Competition Groups | 62.2477 | 0 | 0 | 1456.3176 | 0.042743 | 8 | Commercial_2024_Economic_million_m3_Before Competition Groups_8 | Steam System Optimization | 4.274% | 0 | 62.2477 | Commercial_2024_Economic_million_m3_Before Competition Groups_Steam System Optimization
Commercial | Com ¦ Destratification | 2024 | Economic | million_m3 | Before Competition Groups | 60.3299 | 0 | 0 | 1456.3176 | 0.041426 | 9 | Commercial_2024_Economic_million_m3_Before Competition Groups_9 | Destratification | 4.143% | 0 | 60.3299 | Commercial_2024_Economic_million_m3_Before Competition Groups_Destratification
Commercial | Com ¦ Demand Control Kitchen Ventilation | 2024 | Achievable | million_m3 | Before Competition Groups | 4.8871 | 0 | 0 | 118.5433 | 0.041226 | 11 | Commercial_2024_Achievable_million_m3_Before Competition Groups_11 | Demand Control Kitchen Ventilation | 4.123% | 0 | 4.8871 | Commercial_2024_Achievable_million_m3_Before Competition Groups_Demand Control Kitchen Ventilation
Commercial | Com ¦ Furnace Tune-Up | 2024 | Economic | million_m3 | Before Competition Groups | 57.5549 | 0 | 0 | 1456.3176 | 0.039521 | 10 | Commercial_2024_Economic_million_m3_Before Competition Groups_10 | Furnace Tune-Up | 3.952% | 0 | 57.5549 | Commercial_2024_Economic_million_m3_Before Competition Groups_Furnace Tune-Up
Commercial | Com ¦ Steam System Optimization | 2024 | Technical | million_m3 | Before Competition Groups | 62.2477 | 0 | 0 | 1602.9265 | 0.038834 | 8 | Commercial_2024_Technical_million_m3_Before Competition Groups_8 | Steam System Optimization | 3.883% | 0 | 62.2477 | Commercial_2024_Technical_million_m3_Before Competition Groups_Steam System Optimization
Commercial | Com ¦ Destratification | 2024 | Technical | million_m3 | Before Competition Groups | 60.3299 | 0 | 0 | 1602.9265 | 0.037637 | 9 | Commercial_2024_Technical_million_m3_Before Competition Groups_9 | Destratification | 3.764% | 0 | 60.3299 | Commercial_2024_Technical_million_m3_Before Competition Groups_Destratification
Commercial | Com ¦ Furnace Tune-Up | 2024 | Technical | million_m3 | Before Competition Groups | 57.5549 | 0 | 0 | 1602.9265 | 0.035906 | 10 | Commercial_2024_Technical_million_m3_Before Competition Groups_10 | Furnace Tune-Up | 3.591% | 0 | 57.5549 | Commercial_2024_Technical_million_m3_Before Competition Groups_Furnace Tune-Up
Commercial | Com ¦ Demand Control Kitchen Ventilation | 2024 | Economic | million_m3 | Before Competition Groups | 47.0723 | 0 | 0 | 1456.3176 | 0.032323 | 11 | Commercial_2024_Economic_million_m3_Before Competition Groups_11 | Demand Control Kitchen Ventilation | 3.232% | 0 | 47.0723 | Commercial_2024_Economic_million_m3_Before Competition Groups_Demand Control Kitchen Ventilation
Commercial | Com ¦ Condensing Boiler ¦ Std | 2024 | Economic | million_m3 | Before Competition Groups | 46.2341 | 0 | 0 | 1456.3176 | 0.031747 | 12 | Commercial_2024_Economic_million_m3_Before Competition Groups_12 | Condensing Boiler ¦ Std | 3.175% | 0 | 46.2341 | Commercial_2024_Economic_million_m3_Before Competition Groups_Condensing Boiler ¦ Std
Commercial | Com ¦ Wall Insulation | 2024 | Achievable | million_m3 | Before Competition Groups | 3.5632 | 0 | 0 | 118.5433 | 0.030058 | 12 | Commercial_2024_Achievable_million_m3_Before Competition Groups_12 | Wall Insulation | 3.006% | 0 | 3.5632 | Commercial_2024_Achievable_million_m3_Before Competition Groups_Wall Insulation
Commercial | Com ¦ Demand Control Kitchen Ventilation | 2024 | Technical | million_m3 | Before Competition Groups | 47.0723 | 0 | 0 | 1602.9265 | 0.029366 | 11 | Commercial_2024_Technical_million_m3_Before Competition Groups_11 | Demand Control Kitchen Ventilation | 2.937% | 0 | 47.0723 | Commercial_2024_Technical_million_m3_Before Competition Groups_Demand Control Kitchen Ventilation
Commercial | Com ¦ Condensing Boiler ¦ Std | 2024 | Technical | million_m3 | Before Competition Groups | 46.2341 | 0 | 0 | 1602.9265 | 0.028844 | 12 | Commercial_2024_Technical_million_m3_Before Competition Groups_12 | Condensing Boiler ¦ Std | 2.884% | 0 | 46.2341 | Commercial_2024_Technical_million_m3_Before Competition Groups_Condensing Boiler ¦ Std
Commercial | Com ¦ Gas Fired Heat Pump | 2024 | Achievable | million_m3 | Before Competition Groups | 3.2367 | 0 | 0 | 118.5433 | 0.027304 | 13 | Commercial_2024_Achievable_million_m3_Before Competition Groups_13 | Gas Fired Heat Pump | 2.73% | 0 | 3.2367 | Commercial_2024_Achievable_million_m3_Before Competition Groups_Gas Fired Heat Pump
Commercial | Com ¦ Advanced BAS/Controllers | 2024 | Achievable | million_m3 | Before Competition Groups | 3.2219 | 0 | 0 | 118.5433 | 0.027179 | 14 | Commercial_2024_Achievable_million_m3_Before Competition Groups_14 | Advanced BAS/Controllers | 2.718% | 0 | 3.2219 | Commercial_2024_Achievable_million_m3_Before Competition Groups_Advanced BAS/Controllers
Commercial | Com ¦ Energy Recovery Ventilation and Ventilation (Enhanced) | 2024 | Technical | million_m3 | Before Competition Groups | 42.3733 | 0 | 0 | 1602.9265 | 0.026435 | 13 | Commercial_2024_Technical_million_m3_Before Competition Groups_13 | Energy Recovery Ventilation and Ventilation (Enhanced) | 2.643% | 0 | 42.3733 | Commercial_2024_Technical_million_m3_Before Competition Groups_Energy Recovery Ventilation and Ventilation (Enhanced)
Commercial | Com ¦ High Efficiency Condensing Furnace AFUE 95% from 80% code | 2024 | Technical | million_m3 | Before Competition Groups | 42.3123 | 0 | 0 | 1602.9265 | 0.026397 | 14 | Commercial_2024_Technical_million_m3_Before Competition Groups_14 | High Efficiency Condensing Furnace AFUE 95% from 80% code | 2.64% | 0 | 42.3123 | Commercial_2024_Technical_million_m3_Before Competition Groups_High Efficiency Condensing Furnace AFUE 95% from 80% code
Commercial | Com ¦ Condensing Make Up Air Unit | 2024 | Achievable | million_m3 | Before Competition Groups | 3.0222 | 0 | 0 | 118.5433 | 0.025494 | 15 | Commercial_2024_Achievable_million_m3_Before Competition Groups_15 | Condensing Make Up Air Unit | 2.549% | 0 | 3.0222 | Commercial_2024_Achievable_million_m3_Before Competition Groups_Condensing Make Up Air Unit
Commercial | Com ¦ Gas Fired Rooftop Units | 2024 | Economic | million_m3 | Before Competition Groups | 37.0257 | 0 | 0 | 1456.3176 | 0.025424 | 13 | Commercial_2024_Economic_million_m3_Before Competition Groups_13 | Gas Fired Rooftop Units | 2.542% | 0 | 37.0257 | Commercial_2024_Economic_million_m3_Before Competition Groups_Gas Fired Rooftop Units
Commercial | Com ¦ Gas Fired Rooftop Units | 2024 | Technical | million_m3 | Before Competition Groups | 37.0257 | 0 | 0 | 1602.9265 | 0.023099 | 15 | Commercial_2024_Technical_million_m3_Before Competition Groups_15 | Gas Fired Rooftop Units | 2.31% | 0 | 37.0257 | Commercial_2024_Technical_million_m3_Before Competition Groups_Gas Fired Rooftop Units
Commercial | Com ¦ Wall Insulation | 2024 | Economic | million_m3 | Before Competition Groups | 32.1209 | 0 | 0 | 1456.3176 | 0.022056 | 14 | Commercial_2024_Economic_million_m3_Before Competition Groups_14 | Wall Insulation | 2.206% | 0 | 32.1209 | Commercial_2024_Economic_million_m3_Before Competition Groups_Wall Insulation
Commercial | Com ¦ Energy Efficient Laboratory Fume Hood | 2024 | Achievable | million_m3 | Before Competition Groups | 2.5187 | 0 | 0 | 118.5433 | 0.021247 | 16 | Commercial_2024_Achievable_million_m3_Before Competition Groups_16 | Energy Efficient Laboratory Fume Hood | 2.125% | 0 | 2.5187 | Commercial_2024_Achievable_million_m3_Before Competition Groups_Energy Efficient Laboratory Fume Hood
Commercial | Com ¦ Wall Insulation | 2024 | Technical | million_m3 | Before Competition Groups | 32.1209 | 0 | 0 | 1602.9265 | 0.020039 | 16 | Commercial_2024_Technical_million_m3_Before Competition Groups_16 | Wall Insulation | 2.004% | 0 | 32.1209 | Commercial_2024_Technical_million_m3_Before Competition Groups_Wall Insulation
Commercial | Com ¦ Heat Recovery Ventilator | 2024 | Technical | million_m3 | Before Competition Groups | 30.6185 | 0 | 0 | 1602.9265 | 0.019102 | 17 | Commercial_2024_Technical_million_m3_Before Competition Groups_17 | Heat Recovery Ventilator | 1.91% | 0 | 30.6185 | Commercial_2024_Technical_million_m3_Before Competition Groups_Heat Recovery Ventilator
Commercial | Com ¦ Demand controlled Circulating Systems | 2024 | Achievable | million_m3 | Before Competition Groups | 1.8685 | 0 | 0 | 118.5433 | 0.015762 | 17 | Commercial_2024_Achievable_million_m3_Before Competition Groups_17 | Demand controlled Circulating Systems | 1.576% | 0 | 1.8685 | Commercial_2024_Achievable_million_m3_Before Competition Groups_Demand controlled Circulating Systems
Commercial | Com ¦ Energy Efficient Laboratory Fume Hood | 2024 | Economic | million_m3 | Before Competition Groups | 22.8266 | 0 | 0 | 1456.3176 | 0.015674 | 15 | Commercial_2024_Economic_million_m3_Before Competition Groups_15 | Energy Efficient Laboratory Fume Hood | 1.567% | 0 | 22.8266 | Commercial_2024_Economic_million_m3_Before Competition Groups_Energy Efficient Laboratory Fume Hood
Commercial | Com ¦ Energy Efficient Laboratory Fume Hood | 2024 | Technical | million_m3 | Before Competition Groups | 22.8266 | 0 | 0 | 1602.9265 | 0.014241 | 18 | Commercial_2024_Technical_million_m3_Before Competition Groups_18 | Energy Efficient Laboratory Fume Hood | 1.424% | 0 | 22.8266 | Commercial_2024_Technical_million_m3_Before Competition Groups_Energy Efficient Laboratory Fume Hood
Commercial | Com ¦ Duct Insulation, R8 | 2024 | Achievable | million_m3 | Before Competition Groups | 1.465 | 0 | 0 | 118.5433 | 0.012358 | 18 | Commercial_2024_Achievable_million_m3_Before Competition Groups_18 | Duct Insulation, R8 | 1.236% | 0 | 1.465 | Commercial_2024_Achievable_million_m3_Before Competition Groups_Duct Insulation, R8
Commercial | Com ¦ Condensing Make Up Air Unit | 2024 | Economic | million_m3 | Before Competition Groups | 17.0557 | 0 | 0 | 1456.3176 | 0.011712 | 16 | Commercial_2024_Economic_million_m3_Before Competition Groups_16 | Condensing Make Up Air Unit | 1.171% | 0 | 17.0557 | Commercial_2024_Economic_million_m3_Before Competition Groups_Condensing Make Up Air Unit
Commercial | Com ¦ Demand controlled Circulating Systems | 2024 | Economic | million_m3 | Before Competition Groups | 16.8437 | 0 | 0 | 1456.3176 | 0.011566 | 17 | Commercial_2024_Economic_million_m3_Before Competition Groups_17 | Demand controlled Circulating Systems | 1.157% | 0 | 16.8437 | Commercial_2024_Economic_million_m3_Before Competition Groups_Demand controlled Circulating Systems
Commercial | Com ¦ Condensing Make Up Air Unit | 2024 | Technical | million_m3 | Before Competition Groups | 17.0557 | 0 | 0 | 1602.9265 | 0.01064 | 19 | Commercial_2024_Technical_million_m3_Before Competition Groups_19 | Condensing Make Up Air Unit | 1.064% | 0 | 17.0557 | Commercial_2024_Technical_million_m3_Before Competition Groups_Condensing Make Up Air Unit
Commercial | Com ¦ Condensing Unit Heaters or other Efficient Unit Heating System | 2024 | Achievable | million_m3 | Before Competition Groups | 1.2501 | 0 | 0 | 118.5433 | 0.010546 | 19 | Commercial_2024_Achievable_million_m3_Before Competition Groups_19 | Condensing Unit Heaters or other Efficient Unit Heating System | 1.055% | 0 | 1.2501 | Commercial_2024_Achievable_million_m3_Before Competition Groups_Condensing Unit Heaters or other Efficient Unit Heating System
Commercial | Com ¦ Demand controlled Circulating Systems | 2024 | Technical | million_m3 | Before Competition Groups | 16.8437 | 0 | 0 | 1602.9265 | 0.010508 | 20 | Commercial_2024_Technical_million_m3_Before Competition Groups_20 | Demand controlled Circulating Systems | 1.051% | 0 | 16.8437 | Commercial_2024_Technical_million_m3_Before Competition Groups_Demand controlled Circulating Systems
Commercial | Com ¦ Gas Fired Heat Pump | 2024 | Economic | million_m3 | Before Competition Groups | 14.5811 | 0 | 0 | 1456.3176 | 0.010012 | 18 | Commercial_2024_Economic_million_m3_Before Competition Groups_18 | Gas Fired Heat Pump | 1.001% | 0 | 14.5811 | Commercial_2024_Economic_million_m3_Before Competition Groups_Gas Fired Heat Pump
Commercial | Com ¦ Gas Fired Rooftop Units | 2024 | Achievable | million_m3 | Before Competition Groups | 1.1812 | 0 | 0 | 118.5433 | 0.0099643 | 20 | Commercial_2024_Achievable_million_m3_Before Competition Groups_20 | Gas Fired Rooftop Units | 0.9964% | 0 | 1.1812 | Commercial_2024_Achievable_million_m3_Before Competition Groups_Gas Fired Rooftop Units
Commercial | Com ¦ Duct Insulation, R8 | 2024 | Economic | million_m3 | Before Competition Groups | 13.2946 | 0 | 0 | 1456.3176 | 0.0091289 | 19 | Commercial_2024_Economic_million_m3_Before Competition Groups_19 | Duct Insulation, R8 | 0.9129% | 0 | 13.2946 | Commercial_2024_Economic_million_m3_Before Competition Groups_Duct Insulation, R8
Commercial | Com ¦ Gas Fired Heat Pump | 2024 | Technical | million_m3 | Before Competition Groups | 14.5811 | 0 | 0 | 1602.9265 | 0.0090965 | 21 | Commercial_2024_Technical_million_m3_Before Competition Groups_21 | Gas Fired Heat Pump | 0.9097% | 0 | 14.5811 | Commercial_2024_Technical_million_m3_Before Competition Groups_Gas Fired Heat Pump
Commercial | Com ¦ Duct Insulation, R8 | 2024 | Technical | million_m3 | Before Competition Groups | 13.2946 | 0 | 0 | 1602.9265 | 0.008294 | 22 | Commercial_2024_Technical_million_m3_Before Competition Groups_22 | Duct Insulation, R8 | 0.8294% | 0 | 13.2946 | Commercial_2024_Technical_million_m3_Before Competition Groups_Duct Insulation, R8
Commercial | Com ¦ Condensing Unit Heaters or other Efficient Unit Heating System | 2024 | Economic | million_m3 | Before Competition Groups | 10.2788 | 0 | 0 | 1456.3176 | 0.0070581 | 20 | Commercial_2024_Economic_million_m3_Before Competition Groups_20 | Condensing Unit Heaters or other Efficient Unit Heating System | 0.7058% | 0 | 10.2788 | Commercial_2024_Economic_million_m3_Before Competition Groups_Condensing Unit Heaters or other Efficient Unit Heating System
Commercial | Com ¦ ENERGY STAR Fryer (84% eff) | 2024 | Achievable | million_m3 | Before Competition Groups | 0.81901 | 0 | 0 | 118.5433 | 0.006909 | 21 | Commercial_2024_Achievable_million_m3_Before Competition Groups_21 | ENERGY STAR Fryer (84% eff) | 0.6909% | 0 | 0.81901 | Commercial_2024_Achievable_million_m3_Before Competition Groups_ENERGY STAR Fryer (84% eff)
Commercial | Com ¦ Ozone Laundry Treatment | 2024 | Achievable | million_m3 | Before Competition Groups | 0.80964 | 0 | 0 | 118.5433 | 0.0068299 | 22 | Commercial_2024_Achievable_million_m3_Before Competition Groups_22 | Ozone Laundry Treatment | 0.683% | 0 | 0.80964 | Commercial_2024_Achievable_million_m3_Before Competition Groups_Ozone Laundry Treatment
Commercial | Com ¦ Condensing Unit Heaters or other Efficient Unit Heating System | 2024 | Technical | million_m3 | Before Competition Groups | 10.2788 | 0 | 0 | 1602.9265 | 0.0064125 | 23 | Commercial_2024_Technical_million_m3_Before Competition Groups_23 | Condensing Unit Heaters or other Efficient Unit Heating System | 0.6413% | 0 | 10.2788 | Commercial_2024_Technical_million_m3_Before Competition Groups_Condensing Unit Heaters or other Efficient Unit Heating System
Commercial | Com ¦ Roof Insulation/Ceiling Insulation (R25 Code to R35) | 2024 | Technical | million_m3 | Before Competition Groups | 8.2536 | 0 | 0 | 1602.9265 | 0.0051491 | 24 | Commercial_2024_Technical_million_m3_Before Competition Groups_24 | Roof Insulation/Ceiling Insulation (R25 Code to R35) | 0.5149% | 0 | 8.2536 | Commercial_2024_Technical_million_m3_Before Competition Groups_Roof Insulation/Ceiling Insulation (R25 Code to R35)
Commercial | Com ¦ Ozone Laundry Treatment | 2024 | Economic | million_m3 | Before Competition Groups | 7.2601 | 0 | 0 | 1456.3176 | 0.0049852 | 21 | Commercial_2024_Economic_million_m3_Before Competition Groups_21 | Ozone Laundry Treatment | 0.4985% | 0 | 7.2601 | Commercial_2024_Economic_million_m3_Before Competition Groups_Ozone Laundry Treatment
Commercial | Com ¦ Boiler Measures | 2024 | Technical | million_m3 | Before Competition Groups | 7.6611 | 0 | 0 | 1602.9265 | 0.0047794 | 25 | Commercial_2024_Technical_million_m3_Before Competition Groups_25 | Boiler Measures | 0.4779% | 0 | 7.6611 | Commercial_2024_Technical_million_m3_Before Competition Groups_Boiler Measures
Commercial | Com ¦ High Efficiency Underfired Broilers | 2024 | Achievable | million_m3 | Before Competition Groups | 0.54405 | 0 | 0 | 118.5433 | 0.0045894 | 23 | Commercial_2024_Achievable_million_m3_Before Competition Groups_23 | High Efficiency Underfired Broilers | 0.4589% | 0 | 0.54405 | Commercial_2024_Achievable_million_m3_Before Competition Groups_High Efficiency Underfired Broilers
Commercial | Com ¦ ENERGY STAR Griddle (74% eff) | 2024 | Achievable | million_m3 | Before Competition Groups | 0.54304 | 0 | 0 | 118.5433 | 0.0045809 | 24 | Commercial_2024_Achievable_million_m3_Before Competition Groups_24 | ENERGY STAR Griddle (74% eff) | 0.4581% | 0 | 0.54304 | Commercial_2024_Achievable_million_m3_Before Competition Groups_ENERGY STAR Griddle (74% eff)
Commercial | Com ¦ Ozone Laundry Treatment | 2024 | Technical | million_m3 | Before Competition Groups | 7.2601 | 0 | 0 | 1602.9265 | 0.0045293 | 26 | Commercial_2024_Technical_million_m3_Before Competition Groups_26 | Ozone Laundry Treatment | 0.4529% | 0 | 7.2601 | Commercial_2024_Technical_million_m3_Before Competition Groups_Ozone Laundry Treatment
Commercial | Com ¦ Heat Recovery Ventilator | 2024 | Economic | million_m3 | Before Competition Groups | 5.7542 | 0 | 0 | 1456.3176 | 0.0039512 | 22 | Commercial_2024_Economic_million_m3_Before Competition Groups_22 | Heat Recovery Ventilator | 0.3951% | 0 | 5.7542 | Commercial_2024_Economic_million_m3_Before Competition Groups_Heat Recovery Ventilator
Commercial | Com ¦ Super-High Efficiency Furnaces (Emerging Tech) | 2024 | Technical | million_m3 | Before Competition Groups | 4.4087 | 0 | 0 | 1602.9265 | 0.0027504 | 27 | Commercial_2024_Technical_million_m3_Before Competition Groups_27 | Super-High Efficiency Furnaces (Emerging Tech) | 0.275% | 0 | 4.4087 | Commercial_2024_Technical_million_m3_Before Competition Groups_Super-High Efficiency Furnaces (Emerging Tech)
Commercial | Com ¦ Ice Rink Heat Recovery | 2024 | Technical | million_m3 | Before Competition Groups | 4.2733 | 0 | 0 | 1602.9265 | 0.002666 | 28 | Commercial_2024_Technical_million_m3_Before Competition Groups_28 | Ice Rink Heat Recovery | 0.2666% | 0 | 4.2733 | Commercial_2024_Technical_million_m3_Before Competition Groups_Ice Rink Heat Recovery
Commercial | Com ¦ Energy Recovery Ventilation and Ventilation (Enhanced) | 2024 | Economic | million_m3 | Before Competition Groups | 3.4919 | 0 | 0 | 1456.3176 | 0.0023978 | 23 | Commercial_2024_Economic_million_m3_Before Competition Groups_23 | Energy Recovery Ventilation and Ventilation (Enhanced) | 0.2398% | 0 | 3.4919 | Commercial_2024_Economic_million_m3_Before Competition Groups_Energy Recovery Ventilation and Ventilation (Enhanced)
Commercial | Com ¦ HOTEL OCCUPANCY CONTROLS (HVAC + LIGHTING) | 2024 | Technical | million_m3 | Before Competition Groups | 3.6731 | 0 | 0 | 1602.9265 | 0.0022915 | 29 | Commercial_2024_Technical_million_m3_Before Competition Groups_29 | HOTEL OCCUPANCY CONTROLS (HVAC + LIGHTING) | 0.2292% | 0 | 3.6731 | Commercial_2024_Technical_million_m3_Before Competition Groups_HOTEL OCCUPANCY CONTROLS (HVAC + LIGHTING)
Commercial | Com ¦ ENERGY STAR Dishwasher | 2024 | Achievable | million_m3 | Before Competition Groups | 0.23476 | 0 | 0 | 118.5433 | 0.0019804 | 25 | Commercial_2024_Achievable_million_m3_Before Competition Groups_25 | ENERGY STAR Dishwasher | 0.198% | 0 | 0.23476 | Commercial_2024_Achievable_million_m3_Before Competition Groups_ENERGY STAR Dishwasher
Commercial | Com ¦ ENERGY STAR Dishwasher | 2024 | Economic | million_m3 | Before Competition Groups | 2.6168 | 0 | 0 | 1456.3176 | 0.0017969 | 24 | Commercial_2024_Economic_million_m3_Before Competition Groups_24 | ENERGY STAR Dishwasher | 0.1797% | 0 | 2.6168 | Commercial_2024_Economic_million_m3_Before Competition Groups_ENERGY STAR Dishwasher
Commercial | Com ¦ ENERGY STAR Dishwasher | 2024 | Technical | million_m3 | Before Competition Groups | 2.6168 | 0 | 0 | 1602.9265 | 0.0016325 | 30 | Commercial_2024_Technical_million_m3_Before Competition Groups_30 | ENERGY STAR Dishwasher | 0.1633% | 0 | 2.6168 | Commercial_2024_Technical_million_m3_Before Competition Groups_ENERGY STAR Dishwasher
Commercial | Com ¦ Drain Water Heat Recovery (DWHR) ¦ Retro | 2024 | Achievable | million_m3 | Before Competition Groups | 0.15965 | 0 | 0 | 118.5433 | 0.0013468 | 26 | Commercial_2024_Achievable_million_m3_Before Competition Groups_26 | Drain Water Heat Recovery (DWHR) ¦ Retro | 0.1347% | 0 | 0.15965 | Commercial_2024_Achievable_million_m3_Before Competition Groups_Drain Water Heat Recovery (DWHR) ¦ Retro
Commercial | Com ¦ ENERGY STAR Fryer (84% eff) | 2024 | Economic | million_m3 | Before Competition Groups | 1.7397 | 0 | 0 | 1456.3176 | 0.0011946 | 25 | Commercial_2024_Economic_million_m3_Before Competition Groups_25 | ENERGY STAR Fryer (84% eff) | 0.1195% | 0 | 1.7397 | Commercial_2024_Economic_million_m3_Before Competition Groups_ENERGY STAR Fryer (84% eff)
Commercial | Com ¦ ENERGY STAR Fryer (84% eff) | 2024 | Technical | million_m3 | Before Competition Groups | 1.7397 | 0 | 0 | 1602.9265 | 0.0010853 | 31 | Commercial_2024_Technical_million_m3_Before Competition Groups_31 | ENERGY STAR Fryer (84% eff) | 0.1085% | 0 | 1.7397 | Commercial_2024_Technical_million_m3_Before Competition Groups_ENERGY STAR Fryer (84% eff)
Commercial | Com ¦ Infrared Heaters | 2024 | Economic | million_m3 | Before Competition Groups | 1.5584 | 0 | 0 | 1456.3176 | 0.0010701 | 26 | Commercial_2024_Economic_million_m3_Before Competition Groups_26 | Infrared Heaters | 0.107% | 0 | 1.5584 | Commercial_2024_Economic_million_m3_Before Competition Groups_Infrared Heaters
Commercial | Com ¦ CEE Tier 2/Energy Star Clothes Washers | 2024 | Achievable | million_m3 | Before Competition Groups | 0.12304 | 0 | 0 | 118.5433 | 0.0010379 | 27 | Commercial_2024_Achievable_million_m3_Before Competition Groups_27 | CEE Tier 2/Energy Star Clothes Washers | 0.1038% | 0 | 0.12304 | Commercial_2024_Achievable_million_m3_Before Competition Groups_CEE Tier 2/Energy Star Clothes Washers
Commercial | Com ¦ High Efficiency Underfired Broilers | 2024 | Economic | million_m3 | Before Competition Groups | 1.4763 | 0 | 0 | 1456.3176 | 0.0010138 | 27 | Commercial_2024_Economic_million_m3_Before Competition Groups_27 | High Efficiency Underfired Broilers | 0.1014% | 0 | 1.4763 | Commercial_2024_Economic_million_m3_Before Competition Groups_High Efficiency Underfired Broilers
Commercial | Com ¦ Infrared Heaters | 2024 | Technical | million_m3 | Before Competition Groups | 1.5584 | 0 | 0 | 1602.9265 | 0.0009722 | 32 | Commercial_2024_Technical_million_m3_Before Competition Groups_32 | Infrared Heaters | 0.09722% | 0 | 1.5584 | Commercial_2024_Technical_million_m3_Before Competition Groups_Infrared Heaters
Commercial | Com ¦ Drain Water Heat Recovery (DWHR) ¦ Retro | 2024 | Economic | million_m3 | Before Competition Groups | 1.3912 | 0 | 0 | 1456.3176 | 0.00095526 | 28 | Commercial_2024_Economic_million_m3_Before Competition Groups_28 | Drain Water Heat Recovery (DWHR) ¦ Retro | 0.09553% | 0 | 1.3912 | Commercial_2024_Economic_million_m3_Before Competition Groups_Drain Water Heat Recovery (DWHR) ¦ Retro
Commercial | Com ¦ Energy Recovery Ventilation and Ventilation (Enhanced) | 2024 | Achievable | million_m3 | Before Competition Groups | 0.10945 | 0 | 0 | 118.5433 | 0.00092332 | 28 | Commercial_2024_Achievable_million_m3_Before Competition Groups_28 | Energy Recovery Ventilation and Ventilation (Enhanced) | 0.09233% | 0 | 0.10945 | Commercial_2024_Achievable_million_m3_Before Competition Groups_Energy Recovery Ventilation and Ventilation (Enhanced)
Commercial | Com ¦ Infrared Heaters | 2024 | Achievable | million_m3 | Before Competition Groups | 0.10926 | 0 | 0 | 118.5433 | 0.00092168 | 29 | Commercial_2024_Achievable_million_m3_Before Competition Groups_29 | Infrared Heaters | 0.09217% | 0 | 0.10926 | Commercial_2024_Achievable_million_m3_Before Competition Groups_Infrared Heaters
Commercial | Com ¦ High Efficiency Underfired Broilers | 2024 | Technical | million_m3 | Before Competition Groups | 1.4763 | 0 | 0 | 1602.9265 | 0.00092103 | 33 | Commercial_2024_Technical_million_m3_Before Competition Groups_33 | High Efficiency Underfired Broilers | 0.0921% | 0 | 1.4763 | Commercial_2024_Technical_million_m3_Before Competition Groups_High Efficiency Underfired Broilers
Commercial | Com ¦ Condensing Storage Water Heater | 2024 | Technical | million_m3 | Before Competition Groups | 1.4047 | 0 | 0 | 1602.9265 | 0.00087634 | 34 | Commercial_2024_Technical_million_m3_Before Competition Groups_34 | Condensing Storage Water Heater | 0.08763% | 0 | 1.4047 | Commercial_2024_Technical_million_m3_Before Competition Groups_Condensing Storage Water Heater
Commercial | Com ¦ Drain Water Heat Recovery (DWHR) ¦ Retro | 2024 | Technical | million_m3 | Before Competition Groups | 1.3912 | 0 | 0 | 1602.9265 | 0.00086789 | 35 | Commercial_2024_Technical_million_m3_Before Competition Groups_35 | Drain Water Heat Recovery (DWHR) ¦ Retro | 0.08679% | 0 | 1.3912 | Commercial_2024_Technical_million_m3_Before Competition Groups_Drain Water Heat Recovery (DWHR) ¦ Retro
Commercial | Com ¦ ENERGY STAR Griddle (74% eff) | 2024 | Economic | million_m3 | Before Competition Groups | 1.14 | 0 | 0 | 1456.3176 | 0.00078277 | 29 | Commercial_2024_Economic_million_m3_Before Competition Groups_29 | ENERGY STAR Griddle (74% eff) | 0.07828% | 0 | 1.14 | Commercial_2024_Economic_million_m3_Before Competition Groups_ENERGY STAR Griddle (74% eff)
Commercial | Com ¦ ENERGY STAR Griddle (74% eff) | 2024 | Technical | million_m3 | Before Competition Groups | 1.14 | 0 | 0 | 1602.9265 | 0.00071117 | 36 | Commercial_2024_Technical_million_m3_Before Competition Groups_36 | ENERGY STAR Griddle (74% eff) | 0.07112% | 0 | 1.14 | Commercial_2024_Technical_million_m3_Before Competition Groups_ENERGY STAR Griddle (74% eff)
Commercial | Com ¦ Heat Recovery Ventilator | 2024 | Achievable | million_m3 | Before Competition Groups | 0.081119 | 0 | 0 | 118.5433 | 0.00068429 | 30 | Commercial_2024_Achievable_million_m3_Before Competition Groups_30 | Heat Recovery Ventilator | 0.06843% | 0 | 0.081119 | Commercial_2024_Achievable_million_m3_Before Competition Groups_Heat Recovery Ventilator
Commercial | Com ¦ Low Flow Pre-Rinse Spray Nozzle | 2024 | Achievable | million_m3 | Before Competition Groups | 0.072324 | 0 | 0 | 118.5433 | 0.00061011 | 31 | Commercial_2024_Achievable_million_m3_Before Competition Groups_31 | Low Flow Pre-Rinse Spray Nozzle | 0.06101% | 0 | 0.072324 | Commercial_2024_Achievable_million_m3_Before Competition Groups_Low Flow Pre-Rinse Spray Nozzle
Commercial | Com ¦ Condensing Tankless Water Heater | 2024 | Technical | million_m3 | Before Competition Groups | 0.81558 | 0 | 0 | 1602.9265 | 0.00050881 | 37 | Commercial_2024_Technical_million_m3_Before Competition Groups_37 | Condensing Tankless Water Heater | 0.05088% | 0 | 0.81558 | Commercial_2024_Technical_million_m3_Before Competition Groups_Condensing Tankless Water Heater
Commercial | Com ¦ ENERGY STAR Steam Cooker | 2024 | Achievable | million_m3 | Before Competition Groups | 0.058613 | 0 | 0 | 118.5433 | 0.00049444 | 32 | Commercial_2024_Achievable_million_m3_Before Competition Groups_32 | ENERGY STAR Steam Cooker | 0.04944% | 0 | 0.058613 | Commercial_2024_Achievable_million_m3_Before Competition Groups_ENERGY STAR Steam Cooker
Commercial | Com ¦ Gas Heat Pump Water Heater | 2024 | Technical | million_m3 | Before Competition Groups | 0.69973 | 0 | 0 | 1602.9265 | 0.00043653 | 38 | Commercial_2024_Technical_million_m3_Before Competition Groups_38 | Gas Heat Pump Water Heater | 0.04365% | 0 | 0.69973 | Commercial_2024_Technical_million_m3_Before Competition Groups_Gas Heat Pump Water Heater
Commercial | Com ¦ Dock Door Seals | 2024 | Technical | million_m3 | Before Competition Groups | 0.54657 | 0 | 0 | 1602.9265 | 0.00034098 | 39 | Commercial_2024_Technical_million_m3_Before Competition Groups_39 | Dock Door Seals | 0.0341% | 0 | 0.54657 | Commercial_2024_Technical_million_m3_Before Competition Groups_Dock Door Seals
Commercial | Com ¦ Condensing Storage Water Heater | 2024 | Economic | million_m3 | Before Competition Groups | 0.47196 | 0 | 0 | 1456.3176 | 0.00032407 | 30 | Commercial_2024_Economic_million_m3_Before Competition Groups_30 | Condensing Storage Water Heater | 0.03241% | 0 | 0.47196 | Commercial_2024_Economic_million_m3_Before Competition Groups_Condensing Storage Water Heater
Commercial | Com ¦ Gas Heat Pump Water Heater | 2024 | Economic | million_m3 | Before Competition Groups | 0.36356 | 0 | 0 | 1456.3176 | 0.00024964 | 31 | Commercial_2024_Economic_million_m3_Before Competition Groups_31 | Gas Heat Pump Water Heater | 0.02496% | 0 | 0.36356 | Commercial_2024_Economic_million_m3_Before Competition Groups_Gas Heat Pump Water Heater
Commercial | Com ¦ CEE Tier 2/Energy Star Clothes Washers | 2024 | Economic | million_m3 | Before Competition Groups | 0.33547 | 0 | 0 | 1456.3176 | 0.00023036 | 32 | Commercial_2024_Economic_million_m3_Before Competition Groups_32 | CEE Tier 2/Energy Star Clothes Washers | 0.02304% | 0 | 0.33547 | Commercial_2024_Economic_million_m3_Before Competition Groups_CEE Tier 2/Energy Star Clothes Washers
Commercial | Com ¦ CEE Tier 2/Energy Star Clothes Washers | 2024 | Technical | million_m3 | Before Competition Groups | 0.33547 | 0 | 0 | 1602.9265 | 0.00020929 | 40 | Commercial_2024_Technical_million_m3_Before Competition Groups_40 | CEE Tier 2/Energy Star Clothes Washers | 0.02093% | 0 | 0.33547 | Commercial_2024_Technical_million_m3_Before Competition Groups_CEE Tier 2/Energy Star Clothes Washers
Commercial | Com ¦ Low Flow Pre-Rinse Spray Nozzle | 2024 | Economic | million_m3 | Before Competition Groups | 0.27563 | 0 | 0 | 1456.3176 | 0.00018926 | 33 | Commercial_2024_Economic_million_m3_Before Competition Groups_33 | Low Flow Pre-Rinse Spray Nozzle | 0.01893% | 0 | 0.27563 | Commercial_2024_Economic_million_m3_Before Competition Groups_Low Flow Pre-Rinse Spray Nozzle
Commercial | Com ¦ Condensing Tankless Water Heater | 2024 | Economic | million_m3 | Before Competition Groups | 0.27366 | 0 | 0 | 1456.3176 | 0.00018791 | 34 | Commercial_2024_Economic_million_m3_Before Competition Groups_34 | Condensing Tankless Water Heater | 0.01879% | 0 | 0.27366 | Commercial_2024_Economic_million_m3_Before Competition Groups_Condensing Tankless Water Heater
Commercial | Com ¦ Low Flow Pre-Rinse Spray Nozzle | 2024 | Technical | million_m3 | Before Competition Groups | 0.27563 | 0 | 0 | 1602.9265 | 0.00017195 | 41 | Commercial_2024_Technical_million_m3_Before Competition Groups_41 | Low Flow Pre-Rinse Spray Nozzle | 0.0172% | 0 | 0.27563 | Commercial_2024_Technical_million_m3_Before Competition Groups_Low Flow Pre-Rinse Spray Nozzle
Commercial | Com ¦ Air Curtains | 2024 | Achievable | million_m3 | Before Competition Groups | 0.015806 | 0 | 0 | 118.5433 | 0.00013334 | 33 | Commercial_2024_Achievable_million_m3_Before Competition Groups_33 | Air Curtains | 0.01333% | 0 | 0.015806 | Commercial_2024_Achievable_million_m3_Before Competition Groups_Air Curtains
Commercial | Com ¦ Air Curtains | 2024 | Economic | million_m3 | Before Competition Groups | 0.13591 | 0 | 0 | 1456.3176 | 9.3322e-05 | 35 | Commercial_2024_Economic_million_m3_Before Competition Groups_35 | Air Curtains | 0.009332% | 0 | 0.13591 | Commercial_2024_Economic_million_m3_Before Competition Groups_Air Curtains
Commercial | Com ¦ ENERGY STAR Steam Cooker | 2024 | Economic | million_m3 | Before Competition Groups | 0.12448 | 0 | 0 | 1456.3176 | 8.5478e-05 | 36 | Commercial_2024_Economic_million_m3_Before Competition Groups_36 | ENERGY STAR Steam Cooker | 0.008548% | 0 | 0.12448 | Commercial_2024_Economic_million_m3_Before Competition Groups_ENERGY STAR Steam Cooker
Commercial | Com ¦ Air Curtains | 2024 | Technical | million_m3 | Before Competition Groups | 0.13591 | 0 | 0 | 1602.9265 | 8.4786e-05 | 42 | Commercial_2024_Technical_million_m3_Before Competition Groups_42 | Air Curtains | 0.008479% | 0 | 0.13591 | Commercial_2024_Technical_million_m3_Before Competition Groups_Air Curtains
Commercial | Com ¦ ENERGY STAR Steam Cooker | 2024 | Technical | million_m3 | Before Competition Groups | 0.12448 | 0 | 0 | 1602.9265 | 7.766e-05 | 43 | Commercial_2024_Technical_million_m3_Before Competition Groups_43 | ENERGY STAR Steam Cooker | 0.007766% | 0 | 0.12448 | Commercial_2024_Technical_million_m3_Before Competition Groups_ENERGY STAR Steam Cooker
Commercial | Com ¦ Condensing Storage Water Heater | 2024 | Achievable | million_m3 | Before Competition Groups | 0.0087518 | 0 | 0 | 118.5433 | 7.3828e-05 | 34 | Commercial_2024_Achievable_million_m3_Before Competition Groups_34 | Condensing Storage Water Heater | 0.007383% | 0 | 0.0087518 | Commercial_2024_Achievable_million_m3_Before Competition Groups_Condensing Storage Water Heater
Commercial | Com ¦ Drain Water Heat Recovery (DWHR) ¦New | 2024 | Achievable | million_m3 | Before Competition Groups | 0.0083099 | 0 | 0 | 118.5433 | 7.01e-05 | 35 | Commercial_2024_Achievable_million_m3_Before Competition Groups_35 | Drain Water Heat Recovery (DWHR) ¦New | 0.00701% | 0 | 0.0083099 | Commercial_2024_Achievable_million_m3_Before Competition Groups_Drain Water Heat Recovery (DWHR) ¦New
Commercial | Com ¦ Super High Perf Glazing ¦RET | 2024 | Achievable | million_m3 | Before Competition Groups | 0.0076328 | 0 | 0 | 118.5433 | 6.4389e-05 | 36 | Commercial_2024_Achievable_million_m3_Before Competition Groups_36 | Super High Perf Glazing ¦RET | 0.006439% | 0 | 0.0076328 | Commercial_2024_Achievable_million_m3_Before Competition Groups_Super High Perf Glazing ¦RET
Commercial | Com ¦ Drain Water Heat Recovery (DWHR) ¦New | 2024 | Economic | million_m3 | Before Competition Groups | 0.082715 | 0 | 0 | 1456.3176 | 5.6797e-05 | 37 | Commercial_2024_Economic_million_m3_Before Competition Groups_37 | Drain Water Heat Recovery (DWHR) ¦New | 0.00568% | 0 | 0.082715 | Commercial_2024_Economic_million_m3_Before Competition Groups_Drain Water Heat Recovery (DWHR) ¦New
Commercial | Com ¦ Drain Water Heat Recovery (DWHR) ¦New | 2024 | Technical | million_m3 | Before Competition Groups | 0.082715 | 0 | 0 | 1602.9265 | 5.1603e-05 | 44 | Commercial_2024_Technical_million_m3_Before Competition Groups_44 | Drain Water Heat Recovery (DWHR) ¦New | 0.00516% | 0 | 0.082715 | Commercial_2024_Technical_million_m3_Before Competition Groups_Drain Water Heat Recovery (DWHR) ¦New
Commercial | Com ¦ Solar Preheat Make up Air | 2024 | Technical | million_m3 | Before Competition Groups | 0.076416 | 0 | 0 | 1602.9265 | 4.7673e-05 | 45 | Commercial_2024_Technical_million_m3_Before Competition Groups_45 | Solar Preheat Make up Air | 0.004767% | 0 | 0.076416 | Commercial_2024_Technical_million_m3_Before Competition Groups_Solar Preheat Make up Air
Commercial | Com ¦ Super High Perf Glazing ¦RET | 2024 | Economic | million_m3 | Before Competition Groups | 0.069386 | 0 | 0 | 1456.3176 | 4.7645e-05 | 38 | Commercial_2024_Economic_million_m3_Before Competition Groups_38 | Super High Perf Glazing ¦RET | 0.004764% | 0 | 0.069386 | Commercial_2024_Economic_million_m3_Before Competition Groups_Super High Perf Glazing ¦RET
Commercial | Com ¦ Super High Perf Glazing ¦RET | 2024 | Technical | million_m3 | Before Competition Groups | 0.069386 | 0 | 0 | 1602.9265 | 4.3287e-05 | 46 | Commercial_2024_Technical_million_m3_Before Competition Groups_46 | Super High Perf Glazing ¦RET | 0.004329% | 0 | 0.069386 | Commercial_2024_Technical_million_m3_Before Competition Groups_Super High Perf Glazing ¦RET
Commercial | Com ¦ Solar Water Preheat (Pools/DHW) | 2024 | Economic | million_m3 | Before Competition Groups | 0.055454 | 0 | 0 | 1456.3176 | 3.8079e-05 | 39 | Commercial_2024_Economic_million_m3_Before Competition Groups_39 | Solar Water Preheat (Pools/DHW) | 0.003808% | 0 | 0.055454 | Commercial_2024_Economic_million_m3_Before Competition Groups_Solar Water Preheat (Pools/DHW)
Commercial | Com ¦ Solar Water Preheat (Pools/DHW) | 2024 | Technical | million_m3 | Before Competition Groups | 0.056443 | 0 | 0 | 1602.9265 | 3.5212e-05 | 47 | Commercial_2024_Technical_million_m3_Before Competition Groups_47 | Solar Water Preheat (Pools/DHW) | 0.003521% | 0 | 0.056443 | Commercial_2024_Technical_million_m3_Before Competition Groups_Solar Water Preheat (Pools/DHW)
Commercial | Com ¦ Gas Heat Pump Water Heater | 2024 | Achievable | million_m3 | Before Competition Groups | 0.00257 | 0 | 0 | 118.5433 | 2.168e-05 | 37 | Commercial_2024_Achievable_million_m3_Before Competition Groups_37 | Gas Heat Pump Water Heater | 0.002168% | 0 | 0.00257 | Commercial_2024_Achievable_million_m3_Before Competition Groups_Gas Heat Pump Water Heater
Commercial | Com ¦ Gas Convection Oven | 2024 | Technical | million_m3 | Before Competition Groups | 0.029442 | 0 | 0 | 1602.9265 | 1.8368e-05 | 48 | Commercial_2024_Technical_million_m3_Before Competition Groups_48 | Gas Convection Oven | 0.001837% | 0 | 0.029442 | Commercial_2024_Technical_million_m3_Before Competition Groups_Gas Convection Oven
Commercial | Com ¦ Super High Perf Glazing ¦New | 2024 | Achievable | million_m3 | Before Competition Groups | 0.0013009 | 0 | 0 | 118.5433 | 1.0974e-05 | 38 | Commercial_2024_Achievable_million_m3_Before Competition Groups_38 | Super High Perf Glazing ¦New | 0.001097% | 0 | 0.0013009 | Commercial_2024_Achievable_million_m3_Before Competition Groups_Super High Perf Glazing ¦New
Commercial | Com ¦ Solar Water Preheat (Pools/DHW) | 2024 | Achievable | million_m3 | Before Competition Groups | 0.0010616 | 0 | 0 | 118.5433 | 8.955e-06 | 39 | Commercial_2024_Achievable_million_m3_Before Competition Groups_39 | Solar Water Preheat (Pools/DHW) | 0.0008955% | 0 | 0.0010616 | Commercial_2024_Achievable_million_m3_Before Competition Groups_Solar Water Preheat (Pools/DHW)
Commercial | Com ¦ Condensing Tankless Water Heater | 2024 | Achievable | million_m3 | Before Competition Groups | 0.000406 | 0 | 0 | 118.5433 | 3.4249e-06 | 40 | Commercial_2024_Achievable_million_m3_Before Competition Groups_40 | Condensing Tankless Water Heater | 0.0003425% | 0 | 0.000406 | Commercial_2024_Achievable_million_m3_Before Competition Groups_Condensing Tankless Water Heater
Commercial | Com ¦ Super High Perf Glazing ¦New | 2024 | Economic | million_m3 | Before Competition Groups | 0.0041429 | 0 | 0 | 1456.3176 | 2.8448e-06 | 40 | Commercial_2024_Economic_million_m3_Before Competition Groups_40 | Super High Perf Glazing ¦New | 0.0002845% | 0 | 0.0041429 | Commercial_2024_Economic_million_m3_Before Competition Groups_Super High Perf Glazing ¦New
Commercial | Com ¦ Super High Perf Glazing ¦New | 2024 | Technical | million_m3 | Before Competition Groups | 0.0041429 | 0 | 0 | 1602.9265 | 2.5846e-06 | 49 | Commercial_2024_Technical_million_m3_Before Competition Groups_49 | Super High Perf Glazing ¦New | 0.0002585% | 0 | 0.0041429 | Commercial_2024_Technical_million_m3_Before Competition Groups_Super High Perf Glazing ¦New
Commercial | Com ¦ Building Recommissioning, Operations and Maintenance (O&M) Improvements | 2025 | Economic | million_m3 | Before Competition Groups | 300.2598 | 0 | 0 | 1520.4377 | 0.19748 | 1 | Commercial_2025_Economic_million_m3_Before Competition Groups_1 | Building Recommissioning, Operations and Maintenance (O&M) Improvements | 19.75% | 0 | 300.2598 | Commercial_2025_Economic_million_m3_Before Competition Groups_Building Recommissioning, Operations and Maintenance (O&M) Improvements
Commercial | Com ¦ Building Recommissioning, Operations and Maintenance (O&M) Improvements | 2025 | Technical | million_m3 | Before Competition Groups | 300.2598 | 0 | 0 | 1669.775 | 0.17982 | 1 | Commercial_2025_Technical_million_m3_Before Competition Groups_1 | Building Recommissioning, Operations and Maintenance (O&M) Improvements | 17.98% | 0 | 300.2598 | Commercial_2025_Technical_million_m3_Before Competition Groups_Building Recommissioning, Operations and Maintenance (O&M) Improvements
Commercial | Com ¦ Adaptive Thermostats | 2025 | Achievable | million_m3 | Before Competition Groups | 26.6186 | 0 | 0 | 193.894 | 0.13728 | 1 | Commercial_2025_Achievable_million_m3_Before Competition Groups_1 | Adaptive Thermostats | 13.73% | 0 | 26.6186 | Commercial_2025_Achievable_million_m3_Before Competition Groups_Adaptive Thermostats
Commercial | Com ¦ Demand Control Ventilation | 2025 | Achievable | million_m3 | Before Competition Groups | 20.7674 | 0 | 0 | 193.894 | 0.10711 | 2 | Commercial_2025_Achievable_million_m3_Before Competition Groups_2 | Demand Control Ventilation | 10.71% | 0 | 20.7674 | Commercial_2025_Achievable_million_m3_Before Competition Groups_Demand Control Ventilation
Commercial | Com ¦ Demand Control Ventilation | 2025 | Economic | million_m3 | Before Competition Groups | 143.0695 | 0 | 0 | 1520.4377 | 0.094098 | 2 | Commercial_2025_Economic_million_m3_Before Competition Groups_2 | Demand Control Ventilation | 9.41% | 0 | 143.0695 | Commercial_2025_Economic_million_m3_Before Competition Groups_Demand Control Ventilation
Commercial | Com ¦ Boilers - Advanced Controls (Steam Systems) | 2025 | Economic | million_m3 | Before Competition Groups | 137.0823 | 0 | 0 | 1520.4377 | 0.09016 | 3 | Commercial_2025_Economic_million_m3_Before Competition Groups_3 | Boilers - Advanced Controls (Steam Systems) | 9.016% | 0 | 137.0823 | Commercial_2025_Economic_million_m3_Before Competition Groups_Boilers - Advanced Controls (Steam Systems)
Commercial | Com ¦ Adaptive Thermostats | 2025 | Economic | million_m3 | Before Competition Groups | 137.0306 | 0 | 0 | 1520.4377 | 0.090126 | 4 | Commercial_2025_Economic_million_m3_Before Competition Groups_4 | Adaptive Thermostats | 9.013% | 0 | 137.0306 | Commercial_2025_Economic_million_m3_Before Competition Groups_Adaptive Thermostats
Commercial | Com ¦ Demand Control Ventilation | 2025 | Technical | million_m3 | Before Competition Groups | 148.3013 | 0 | 0 | 1669.775 | 0.088815 | 2 | Commercial_2025_Technical_million_m3_Before Competition Groups_2 | Demand Control Ventilation | 8.882% | 0 | 148.3013 | Commercial_2025_Technical_million_m3_Before Competition Groups_Demand Control Ventilation
Commercial | Com ¦ Boilers - Advanced Controls (Steam Systems) | 2025 | Technical | million_m3 | Before Competition Groups | 137.0823 | 0 | 0 | 1669.775 | 0.082096 | 3 | Commercial_2025_Technical_million_m3_Before Competition Groups_3 | Boilers - Advanced Controls (Steam Systems) | 8.21% | 0 | 137.0823 | Commercial_2025_Technical_million_m3_Before Competition Groups_Boilers - Advanced Controls (Steam Systems)
Commercial | Com ¦ Adaptive Thermostats | 2025 | Technical | million_m3 | Before Competition Groups | 137.0306 | 0 | 0 | 1669.775 | 0.082065 | 4 | Commercial_2025_Technical_million_m3_Before Competition Groups_4 | Adaptive Thermostats | 8.207% | 0 | 137.0306 | Commercial_2025_Technical_million_m3_Before Competition Groups_Adaptive Thermostats
Commercial | Com ¦ Education and Capacity Building/Energy Behavior | 2025 | Achievable | million_m3 | Before Competition Groups | 15.4173 | 0 | 0 | 193.894 | 0.079514 | 3 | Commercial_2025_Achievable_million_m3_Before Competition Groups_3 | Education and Capacity Building/Energy Behavior | 7.951% | 0 | 15.4173 | Commercial_2025_Achievable_million_m3_Before Competition Groups_Education and Capacity Building/Energy Behavior
Commercial | Com ¦ Air Handler with Dedicated Outdoor Air Systems | 2025 | Achievable | million_m3 | Before Competition Groups | 14.5796 | 0 | 0 | 193.894 | 0.075194 | 4 | Commercial_2025_Achievable_million_m3_Before Competition Groups_4 | Air Handler with Dedicated Outdoor Air Systems | 7.519% | 0 | 14.5796 | Commercial_2025_Achievable_million_m3_Before Competition Groups_Air Handler with Dedicated Outdoor Air Systems
Commercial | Com ¦ Air Handler with Dedicated Outdoor Air Systems | 2025 | Economic | million_m3 | Before Competition Groups | 110.8733 | 0 | 0 | 1520.4377 | 0.072922 | 5 | Commercial_2025_Economic_million_m3_Before Competition Groups_5 | Air Handler with Dedicated Outdoor Air Systems | 7.292% | 0 | 110.8733 | Commercial_2025_Economic_million_m3_Before Competition Groups_Air Handler with Dedicated Outdoor Air Systems
Commercial | Com ¦ Boilers - Advanced Controls (Steam Systems) | 2025 | Achievable | million_m3 | Before Competition Groups | 12.9068 | 0 | 0 | 193.894 | 0.066566 | 5 | Commercial_2025_Achievable_million_m3_Before Competition Groups_5 | Boilers - Advanced Controls (Steam Systems) | 6.657% | 0 | 12.9068 | Commercial_2025_Achievable_million_m3_Before Competition Groups_Boilers - Advanced Controls (Steam Systems)
Commercial | Com ¦ Air Handler with Dedicated Outdoor Air Systems | 2025 | Technical | million_m3 | Before Competition Groups | 110.8733 | 0 | 0 | 1669.775 | 0.0664 | 5 | Commercial_2025_Technical_million_m3_Before Competition Groups_5 | Air Handler with Dedicated Outdoor Air Systems | 6.64% | 0 | 110.8733 | Commercial_2025_Technical_million_m3_Before Competition Groups_Air Handler with Dedicated Outdoor Air Systems
Commercial | Com ¦ Education and Capacity Building/Energy Behavior | 2025 | Economic | million_m3 | Before Competition Groups | 94.0313 | 0 | 0 | 1520.4377 | 0.061845 | 6 | Commercial_2025_Economic_million_m3_Before Competition Groups_6 | Education and Capacity Building/Energy Behavior | 6.184% | 0 | 94.0313 | Commercial_2025_Economic_million_m3_Before Competition Groups_Education and Capacity Building/Energy Behavior
Commercial | Com ¦ Steam System Optimization | 2025 | Achievable | million_m3 | Before Competition Groups | 11.0633 | 0 | 0 | 193.894 | 0.057058 | 6 | Commercial_2025_Achievable_million_m3_Before Competition Groups_6 | Steam System Optimization | 5.706% | 0 | 11.0633 | Commercial_2025_Achievable_million_m3_Before Competition Groups_Steam System Optimization
Commercial | Com ¦ Education and Capacity Building/Energy Behavior | 2025 | Technical | million_m3 | Before Competition Groups | 95.1437 | 0 | 0 | 1669.775 | 0.05698 | 6 | Commercial_2025_Technical_million_m3_Before Competition Groups_6 | Education and Capacity Building/Energy Behavior | 5.698% | 0 | 95.1437 | Commercial_2025_Technical_million_m3_Before Competition Groups_Education and Capacity Building/Energy Behavior
Commercial | Com ¦ Condensing Boiler ¦ Std | 2025 | Achievable | million_m3 | Before Competition Groups | 10.6081 | 0 | 0 | 193.894 | 0.054711 | 7 | Commercial_2025_Achievable_million_m3_Before Competition Groups_7 | Condensing Boiler ¦ Std | 5.471% | 0 | 10.6081 | Commercial_2025_Achievable_million_m3_Before Competition Groups_Condensing Boiler ¦ Std
Commercial | Com ¦ Destratification | 2025 | Achievable | million_m3 | Before Competition Groups | 10.5293 | 0 | 0 | 193.894 | 0.054304 | 8 | Commercial_2025_Achievable_million_m3_Before Competition Groups_8 | Destratification | 5.43% | 0 | 10.5293 | Commercial_2025_Achievable_million_m3_Before Competition Groups_Destratification
Commercial | Com ¦ Building Recommissioning, Operations and Maintenance (O&M) Improvements | 2025 | Achievable | million_m3 | Before Competition Groups | 10.522 | 0 | 0 | 193.894 | 0.054267 | 9 | Commercial_2025_Achievable_million_m3_Before Competition Groups_9 | Building Recommissioning, Operations and Maintenance (O&M) Improvements | 5.427% | 0 | 10.522 | Commercial_2025_Achievable_million_m3_Before Competition Groups_Building Recommissioning, Operations and Maintenance (O&M) Improvements
Commercial | Com ¦ Furnace Tune-Up | 2025 | Achievable | million_m3 | Before Competition Groups | 10.1142 | 0 | 0 | 193.894 | 0.052163 | 10 | Commercial_2025_Achievable_million_m3_Before Competition Groups_10 | Furnace Tune-Up | 5.216% | 0 | 10.1142 | Commercial_2025_Achievable_million_m3_Before Competition Groups_Furnace Tune-Up
Commercial | Com ¦ Advanced BAS/Controllers | 2025 | Economic | million_m3 | Before Competition Groups | 70.8863 | 0 | 0 | 1520.4377 | 0.046622 | 7 | Commercial_2025_Economic_million_m3_Before Competition Groups_7 | Advanced BAS/Controllers | 4.662% | 0 | 70.8863 | Commercial_2025_Economic_million_m3_Before Competition Groups_Advanced BAS/Controllers
Commercial | Com ¦ Condensing Boiler ¦ Std | 2025 | Economic | million_m3 | Before Competition Groups | 68.3704 | 0 | 0 | 1520.4377 | 0.044968 | 8 | Commercial_2025_Economic_million_m3_Before Competition Groups_8 | Condensing Boiler ¦ Std | 4.497% | 0 | 68.3704 | Commercial_2025_Economic_million_m3_Before Competition Groups_Condensing Boiler ¦ Std
Commercial | Com ¦ Advanced BAS/Controllers | 2025 | Technical | million_m3 | Before Competition Groups | 70.8863 | 0 | 0 | 1669.775 | 0.042453 | 7 | Commercial_2025_Technical_million_m3_Before Competition Groups_7 | Advanced BAS/Controllers | 4.245% | 0 | 70.8863 | Commercial_2025_Technical_million_m3_Before Competition Groups_Advanced BAS/Controllers
Commercial | Com ¦ Demand Control Kitchen Ventilation | 2025 | Achievable | million_m3 | Before Competition Groups | 8.0581 | 0 | 0 | 193.894 | 0.04156 | 11 | Commercial_2025_Achievable_million_m3_Before Competition Groups_11 | Demand Control Kitchen Ventilation | 4.156% | 0 | 8.0581 | Commercial_2025_Achievable_million_m3_Before Competition Groups_Demand Control Kitchen Ventilation
Commercial | Com ¦ Condensing Boiler ¦ Std | 2025 | Technical | million_m3 | Before Competition Groups | 68.3704 | 0 | 0 | 1669.775 | 0.040946 | 8 | Commercial_2025_Technical_million_m3_Before Competition Groups_8 | Condensing Boiler ¦ Std | 4.095% | 0 | 68.3704 | Commercial_2025_Technical_million_m3_Before Competition Groups_Condensing Boiler ¦ Std
Commercial | Com ¦ Steam System Optimization | 2025 | Economic | million_m3 | Before Competition Groups | 60.9965 | 0 | 0 | 1520.4377 | 0.040118 | 9 | Commercial_2025_Economic_million_m3_Before Competition Groups_9 | Steam System Optimization | 4.012% | 0 | 60.9965 | Commercial_2025_Economic_million_m3_Before Competition Groups_Steam System Optimization
Commercial | Com ¦ Destratification | 2025 | Economic | million_m3 | Before Competition Groups | 58.9412 | 0 | 0 | 1520.4377 | 0.038766 | 10 | Commercial_2025_Economic_million_m3_Before Competition Groups_10 | Destratification | 3.877% | 0 | 58.9412 | Commercial_2025_Economic_million_m3_Before Competition Groups_Destratification
Commercial | Com ¦ Furnace Tune-Up | 2025 | Economic | million_m3 | Before Competition Groups | 56.3981 | 0 | 0 | 1520.4377 | 0.037093 | 11 | Commercial_2025_Economic_million_m3_Before Competition Groups_11 | Furnace Tune-Up | 3.709% | 0 | 56.3981 | Commercial_2025_Economic_million_m3_Before Competition Groups_Furnace Tune-Up
Commercial | Com ¦ Steam System Optimization | 2025 | Technical | million_m3 | Before Competition Groups | 60.9965 | 0 | 0 | 1669.775 | 0.03653 | 9 | Commercial_2025_Technical_million_m3_Before Competition Groups_9 | Steam System Optimization | 3.653% | 0 | 60.9965 | Commercial_2025_Technical_million_m3_Before Competition Groups_Steam System Optimization
Commercial | Com ¦ Gas Fired Rooftop Units | 2025 | Economic | million_m3 | Before Competition Groups | 54.1954 | 0 | 0 | 1520.4377 | 0.035645 | 12 | Commercial_2025_Economic_million_m3_Before Competition Groups_12 | Gas Fired Rooftop Units | 3.564% | 0 | 54.1954 | Commercial_2025_Economic_million_m3_Before Competition Groups_Gas Fired Rooftop Units
Commercial | Com ¦ Destratification | 2025 | Technical | million_m3 | Before Competition Groups | 58.9412 | 0 | 0 | 1669.775 | 0.035299 | 10 | Commercial_2025_Technical_million_m3_Before Competition Groups_10 | Destratification | 3.53% | 0 | 58.9412 | Commercial_2025_Technical_million_m3_Before Competition Groups_Destratification
Commercial | Com ¦ Furnace Tune-Up | 2025 | Technical | million_m3 | Before Competition Groups | 56.3981 | 0 | 0 | 1669.775 | 0.033776 | 11 | Commercial_2025_Technical_million_m3_Before Competition Groups_11 | Furnace Tune-Up | 3.378% | 0 | 56.3981 | Commercial_2025_Technical_million_m3_Before Competition Groups_Furnace Tune-Up
Commercial | Com ¦ Demand Control Kitchen Ventilation | 2025 | Economic | million_m3 | Before Competition Groups | 49.8458 | 0 | 0 | 1520.4377 | 0.032784 | 13 | Commercial_2025_Economic_million_m3_Before Competition Groups_13 | Demand Control Kitchen Ventilation | 3.278% | 0 | 49.8458 | Commercial_2025_Economic_million_m3_Before Competition Groups_Demand Control Kitchen Ventilation
Commercial | Com ¦ Gas Fired Rooftop Units | 2025 | Technical | million_m3 | Before Competition Groups | 54.1954 | 0 | 0 | 1669.775 | 0.032457 | 12 | Commercial_2025_Technical_million_m3_Before Competition Groups_12 | Gas Fired Rooftop Units | 3.246% | 0 | 54.1954 | Commercial_2025_Technical_million_m3_Before Competition Groups_Gas Fired Rooftop Units
Commercial | Com ¦ Demand Control Kitchen Ventilation | 2025 | Technical | million_m3 | Before Competition Groups | 49.8458 | 0 | 0 | 1669.775 | 0.029852 | 13 | Commercial_2025_Technical_million_m3_Before Competition Groups_13 | Demand Control Kitchen Ventilation | 2.985% | 0 | 49.8458 | Commercial_2025_Technical_million_m3_Before Competition Groups_Demand Control Kitchen Ventilation
Commercial | Com ¦ Wall Insulation | 2025 | Achievable | million_m3 | Before Competition Groups | 5.7176 | 0 | 0 | 193.894 | 0.029488 | 12 | Commercial_2025_Achievable_million_m3_Before Competition Groups_12 | Wall Insulation | 2.949% | 0 | 5.7176 | Commercial_2025_Achievable_million_m3_Before Competition Groups_Wall Insulation
Commercial | Com ¦ Gas Fired Heat Pump | 2025 | Achievable | million_m3 | Before Competition Groups | 5.5816 | 0 | 0 | 193.894 | 0.028787 | 13 | Commercial_2025_Achievable_million_m3_Before Competition Groups_13 | Gas Fired Heat Pump | 2.879% | 0 | 5.5816 | Commercial_2025_Achievable_million_m3_Before Competition Groups_Gas Fired Heat Pump
Commercial | Com ¦ Condensing Make Up Air Unit | 2025 | Achievable | million_m3 | Before Competition Groups | 5.355 | 0 | 0 | 193.894 | 0.027618 | 14 | Commercial_2025_Achievable_million_m3_Before Competition Groups_14 | Condensing Make Up Air Unit | 2.762% | 0 | 5.355 | Commercial_2025_Achievable_million_m3_Before Competition Groups_Condensing Make Up Air Unit
Commercial | Com ¦ Energy Recovery Ventilation and Ventilation (Enhanced) | 2025 | Technical | million_m3 | Before Competition Groups | 44.9376 | 0 | 0 | 1669.775 | 0.026912 | 14 | Commercial_2025_Technical_million_m3_Before Competition Groups_14 | Energy Recovery Ventilation and Ventilation (Enhanced) | 2.691% | 0 | 44.9376 | Commercial_2025_Technical_million_m3_Before Competition Groups_Energy Recovery Ventilation and Ventilation (Enhanced)
Commercial | Com ¦ Advanced BAS/Controllers | 2025 | Achievable | million_m3 | Before Competition Groups | 5.1942 | 0 | 0 | 193.894 | 0.026789 | 15 | Commercial_2025_Achievable_million_m3_Before Competition Groups_15 | Advanced BAS/Controllers | 2.679% | 0 | 5.1942 | Commercial_2025_Achievable_million_m3_Before Competition Groups_Advanced BAS/Controllers
Commercial | Com ¦ High Efficiency Condensing Furnace AFUE 95% from 80% code | 2025 | Technical | million_m3 | Before Competition Groups | 41.4618 | 0 | 0 | 1669.775 | 0.024831 | 15 | Commercial_2025_Technical_million_m3_Before Competition Groups_15 | High Efficiency Condensing Furnace AFUE 95% from 80% code | 2.483% | 0 | 41.4618 | Commercial_2025_Technical_million_m3_Before Competition Groups_High Efficiency Condensing Furnace AFUE 95% from 80% code
Commercial | Com ¦ Energy Efficient Laboratory Fume Hood | 2025 | Achievable | million_m3 | Before Competition Groups | 4.0404 | 0 | 0 | 193.894 | 0.020838 | 16 | Commercial_2025_Achievable_million_m3_Before Competition Groups_16 | Energy Efficient Laboratory Fume Hood | 2.084% | 0 | 4.0404 | Commercial_2025_Achievable_million_m3_Before Competition Groups_Energy Efficient Laboratory Fume Hood
Commercial | Com ¦ Wall Insulation | 2025 | Economic | million_m3 | Before Competition Groups | 31.4753 | 0 | 0 | 1520.4377 | 0.020701 | 14 | Commercial_2025_Economic_million_m3_Before Competition Groups_14 | Wall Insulation | 2.07% | 0 | 31.4753 | Commercial_2025_Economic_million_m3_Before Competition Groups_Wall Insulation
Commercial | Com ¦ Wall Insulation | 2025 | Technical | million_m3 | Before Competition Groups | 31.4753 | 0 | 0 | 1669.775 | 0.01885 | 16 | Commercial_2025_Technical_million_m3_Before Competition Groups_16 | Wall Insulation | 1.885% | 0 | 31.4753 | Commercial_2025_Technical_million_m3_Before Competition Groups_Wall Insulation
Commercial | Com ¦ Heat Recovery Ventilator | 2025 | Technical | million_m3 | Before Competition Groups | 30.7325 | 0 | 0 | 1669.775 | 0.018405 | 17 | Commercial_2025_Technical_million_m3_Before Competition Groups_17 | Heat Recovery Ventilator | 1.841% | 0 | 30.7325 | Commercial_2025_Technical_million_m3_Before Competition Groups_Heat Recovery Ventilator
Commercial | Com ¦ Gas Fired Rooftop Units | 2025 | Achievable | million_m3 | Before Competition Groups | 3.2379 | 0 | 0 | 193.894 | 0.0167 | 17 | Commercial_2025_Achievable_million_m3_Before Competition Groups_17 | Gas Fired Rooftop Units | 1.67% | 0 | 3.2379 | Commercial_2025_Achievable_million_m3_Before Competition Groups_Gas Fired Rooftop Units
Commercial | Com ¦ Condensing Make Up Air Unit | 2025 | Economic | million_m3 | Before Competition Groups | 25.1487 | 0 | 0 | 1520.4377 | 0.01654 | 15 | Commercial_2025_Economic_million_m3_Before Competition Groups_15 | Condensing Make Up Air Unit | 1.654% | 0 | 25.1487 | Commercial_2025_Economic_million_m3_Before Competition Groups_Condensing Make Up Air Unit
Commercial | Com ¦ Demand controlled Circulating Systems | 2025 | Achievable | million_m3 | Before Competition Groups | 2.9982 | 0 | 0 | 193.894 | 0.015463 | 18 | Commercial_2025_Achievable_million_m3_Before Competition Groups_18 | Demand controlled Circulating Systems | 1.546% | 0 | 2.9982 | Commercial_2025_Achievable_million_m3_Before Competition Groups_Demand controlled Circulating Systems
Commercial | Com ¦ Condensing Make Up Air Unit | 2025 | Technical | million_m3 | Before Competition Groups | 25.1487 | 0 | 0 | 1669.775 | 0.015061 | 18 | Commercial_2025_Technical_million_m3_Before Competition Groups_18 | Condensing Make Up Air Unit | 1.506% | 0 | 25.1487 | Commercial_2025_Technical_million_m3_Before Competition Groups_Condensing Make Up Air Unit
Commercial | Com ¦ Energy Efficient Laboratory Fume Hood | 2025 | Economic | million_m3 | Before Competition Groups | 22.3678 | 0 | 0 | 1520.4377 | 0.014711 | 16 | Commercial_2025_Economic_million_m3_Before Competition Groups_16 | Energy Efficient Laboratory Fume Hood | 1.471% | 0 | 22.3678 | Commercial_2025_Economic_million_m3_Before Competition Groups_Energy Efficient Laboratory Fume Hood
Commercial | Com ¦ Gas Fired Heat Pump | 2025 | Economic | million_m3 | Before Competition Groups | 21.4469 | 0 | 0 | 1520.4377 | 0.014106 | 17 | Commercial_2025_Economic_million_m3_Before Competition Groups_17 | Gas Fired Heat Pump | 1.411% | 0 | 21.4469 | Commercial_2025_Economic_million_m3_Before Competition Groups_Gas Fired Heat Pump
Commercial | Com ¦ Energy Efficient Laboratory Fume Hood | 2025 | Technical | million_m3 | Before Competition Groups | 22.3678 | 0 | 0 | 1669.775 | 0.013396 | 19 | Commercial_2025_Technical_million_m3_Before Competition Groups_19 | Energy Efficient Laboratory Fume Hood | 1.34% | 0 | 22.3678 | Commercial_2025_Technical_million_m3_Before Competition Groups_Energy Efficient Laboratory Fume Hood
Commercial | Com ¦ Gas Fired Heat Pump | 2025 | Technical | million_m3 | Before Competition Groups | 21.4469 | 0 | 0 | 1669.775 | 0.012844 | 20 | Commercial_2025_Technical_million_m3_Before Competition Groups_20 | Gas Fired Heat Pump | 1.284% | 0 | 21.4469 | Commercial_2025_Technical_million_m3_Before Competition Groups_Gas Fired Heat Pump
Commercial | Com ¦ Condensing Unit Heaters or other Efficient Unit Heating System | 2025 | Achievable | million_m3 | Before Competition Groups | 2.354 | 0 | 0 | 193.894 | 0.012141 | 19 | Commercial_2025_Achievable_million_m3_Before Competition Groups_19 | Condensing Unit Heaters or other Efficient Unit Heating System | 1.214% | 0 | 2.354 | Commercial_2025_Achievable_million_m3_Before Competition Groups_Condensing Unit Heaters or other Efficient Unit Heating System
Commercial | Com ¦ Duct Insulation, R8 | 2025 | Achievable | million_m3 | Before Competition Groups | 2.3499 | 0 | 0 | 193.894 | 0.012119 | 20 | Commercial_2025_Achievable_million_m3_Before Competition Groups_20 | Duct Insulation, R8 | 1.212% | 0 | 2.3499 | Commercial_2025_Achievable_million_m3_Before Competition Groups_Duct Insulation, R8
Commercial | Com ¦ Demand controlled Circulating Systems | 2025 | Economic | million_m3 | Before Competition Groups | 16.5051 | 0 | 0 | 1520.4377 | 0.010855 | 18 | Commercial_2025_Economic_million_m3_Before Competition Groups_18 | Demand controlled Circulating Systems | 1.086% | 0 | 16.5051 | Commercial_2025_Economic_million_m3_Before Competition Groups_Demand controlled Circulating Systems
Commercial | Com ¦ Condensing Unit Heaters or other Efficient Unit Heating System | 2025 | Economic | million_m3 | Before Competition Groups | 15.1165 | 0 | 0 | 1520.4377 | 0.0099422 | 19 | Commercial_2025_Economic_million_m3_Before Competition Groups_19 | Condensing Unit Heaters or other Efficient Unit Heating System | 0.9942% | 0 | 15.1165 | Commercial_2025_Economic_million_m3_Before Competition Groups_Condensing Unit Heaters or other Efficient Unit Heating System
Commercial | Com ¦ Demand controlled Circulating Systems | 2025 | Technical | million_m3 | Before Competition Groups | 16.5051 | 0 | 0 | 1669.775 | 0.0098846 | 21 | Commercial_2025_Technical_million_m3_Before Competition Groups_21 | Demand controlled Circulating Systems | 0.9885% | 0 | 16.5051 | Commercial_2025_Technical_million_m3_Before Competition Groups_Demand controlled Circulating Systems
Commercial | Com ¦ Condensing Unit Heaters or other Efficient Unit Heating System | 2025 | Technical | million_m3 | Before Competition Groups | 15.1165 | 0 | 0 | 1669.775 | 0.009053 | 22 | Commercial_2025_Technical_million_m3_Before Competition Groups_22 | Condensing Unit Heaters or other Efficient Unit Heating System | 0.9053% | 0 | 15.1165 | Commercial_2025_Technical_million_m3_Before Competition Groups_Condensing Unit Heaters or other Efficient Unit Heating System
Commercial | Com ¦ Duct Insulation, R8 | 2025 | Economic | million_m3 | Before Competition Groups | 13.0274 | 0 | 0 | 1520.4377 | 0.0085682 | 20 | Commercial_2025_Economic_million_m3_Before Competition Groups_20 | Duct Insulation, R8 | 0.8568% | 0 | 13.0274 | Commercial_2025_Economic_million_m3_Before Competition Groups_Duct Insulation, R8
Commercial | Com ¦ Duct Insulation, R8 | 2025 | Technical | million_m3 | Before Competition Groups | 13.0274 | 0 | 0 | 1669.775 | 0.0078019 | 23 | Commercial_2025_Technical_million_m3_Before Competition Groups_23 | Duct Insulation, R8 | 0.7802% | 0 | 13.0274 | Commercial_2025_Technical_million_m3_Before Competition Groups_Duct Insulation, R8
Commercial | Com ¦ Ozone Laundry Treatment | 2025 | Achievable | million_m3 | Before Competition Groups | 1.31 | 0 | 0 | 193.894 | 0.0067563 | 21 | Commercial_2025_Achievable_million_m3_Before Competition Groups_21 | Ozone Laundry Treatment | 0.6756% | 0 | 1.31 | Commercial_2025_Achievable_million_m3_Before Competition Groups_Ozone Laundry Treatment
Commercial | Com ¦ ENERGY STAR Fryer (84% eff) | 2025 | Achievable | million_m3 | Before Competition Groups | 1.2283 | 0 | 0 | 193.894 | 0.0063347 | 22 | Commercial_2025_Achievable_million_m3_Before Competition Groups_22 | ENERGY STAR Fryer (84% eff) | 0.6335% | 0 | 1.2283 | Commercial_2025_Achievable_million_m3_Before Competition Groups_ENERGY STAR Fryer (84% eff)
Commercial | Com ¦ Boiler Measures | 2025 | Technical | million_m3 | Before Competition Groups | 9.8715 | 0 | 0 | 1669.775 | 0.0059119 | 24 | Commercial_2025_Technical_million_m3_Before Competition Groups_24 | Boiler Measures | 0.5912% | 0 | 9.8715 | Commercial_2025_Technical_million_m3_Before Competition Groups_Boiler Measures
Commercial | Com ¦ Roof Insulation/Ceiling Insulation (R25 Code to R35) | 2025 | Technical | million_m3 | Before Competition Groups | 8.337 | 0 | 0 | 1669.775 | 0.0049929 | 25 | Commercial_2025_Technical_million_m3_Before Competition Groups_25 | Roof Insulation/Ceiling Insulation (R25 Code to R35) | 0.4993% | 0 | 8.337 | Commercial_2025_Technical_million_m3_Before Competition Groups_Roof Insulation/Ceiling Insulation (R25 Code to R35)
Commercial | Com ¦ Ozone Laundry Treatment | 2025 | Economic | million_m3 | Before Competition Groups | 7.3028 | 0 | 0 | 1520.4377 | 0.0048031 | 21 | Commercial_2025_Economic_million_m3_Before Competition Groups_21 | Ozone Laundry Treatment | 0.4803% | 0 | 7.3028 | Commercial_2025_Economic_million_m3_Before Competition Groups_Ozone Laundry Treatment
Commercial | Com ¦ High Efficiency Underfired Broilers | 2025 | Achievable | million_m3 | Before Competition Groups | 0.87865 | 0 | 0 | 193.894 | 0.0045316 | 23 | Commercial_2025_Achievable_million_m3_Before Competition Groups_23 | High Efficiency Underfired Broilers | 0.4532% | 0 | 0.87865 | Commercial_2025_Achievable_million_m3_Before Competition Groups_High Efficiency Underfired Broilers
Commercial | Com ¦ Ozone Laundry Treatment | 2025 | Technical | million_m3 | Before Competition Groups | 7.3028 | 0 | 0 | 1669.775 | 0.0043735 | 26 | Commercial_2025_Technical_million_m3_Before Competition Groups_26 | Ozone Laundry Treatment | 0.4374% | 0 | 7.3028 | Commercial_2025_Technical_million_m3_Before Competition Groups_Ozone Laundry Treatment
Commercial | Com ¦ ENERGY STAR Griddle (74% eff) | 2025 | Achievable | million_m3 | Before Competition Groups | 0.81441 | 0 | 0 | 193.894 | 0.0042003 | 24 | Commercial_2025_Achievable_million_m3_Before Competition Groups_24 | ENERGY STAR Griddle (74% eff) | 0.42% | 0 | 0.81441 | Commercial_2025_Achievable_million_m3_Before Competition Groups_ENERGY STAR Griddle (74% eff)
Commercial | Com ¦ Super-High Efficiency Furnaces (Emerging Tech) | 2025 | Technical | million_m3 | Before Competition Groups | 6.4818 | 0 | 0 | 1669.775 | 0.0038818 | 27 | Commercial_2025_Technical_million_m3_Before Competition Groups_27 | Super-High Efficiency Furnaces (Emerging Tech) | 0.3882% | 0 | 6.4818 | Commercial_2025_Technical_million_m3_Before Competition Groups_Super-High Efficiency Furnaces (Emerging Tech)
Commercial | Com ¦ Heat Recovery Ventilator | 2025 | Economic | million_m3 | Before Competition Groups | 5.8936 | 0 | 0 | 1520.4377 | 0.0038763 | 22 | Commercial_2025_Economic_million_m3_Before Competition Groups_22 | Heat Recovery Ventilator | 0.3876% | 0 | 5.8936 | Commercial_2025_Economic_million_m3_Before Competition Groups_Heat Recovery Ventilator
Commercial | Com ¦ Energy Recovery Ventilation and Ventilation (Enhanced) | 2025 | Economic | million_m3 | Before Competition Groups | 4.1363 | 0 | 0 | 1520.4377 | 0.0027205 | 23 | Commercial_2025_Economic_million_m3_Before Competition Groups_23 | Energy Recovery Ventilation and Ventilation (Enhanced) | 0.272% | 0 | 4.1363 | Commercial_2025_Economic_million_m3_Before Competition Groups_Energy Recovery Ventilation and Ventilation (Enhanced)
Commercial | Com ¦ Ice Rink Heat Recovery | 2025 | Technical | million_m3 | Before Competition Groups | 4.1874 | 0 | 0 | 1669.775 | 0.0025078 | 28 | Commercial_2025_Technical_million_m3_Before Competition Groups_28 | Ice Rink Heat Recovery | 0.2508% | 0 | 4.1874 | Commercial_2025_Technical_million_m3_Before Competition Groups_Ice Rink Heat Recovery
Commercial | Com ¦ HOTEL OCCUPANCY CONTROLS (HVAC + LIGHTING) | 2025 | Technical | million_m3 | Before Competition Groups | 3.688 | 0 | 0 | 1669.775 | 0.0022087 | 29 | Commercial_2025_Technical_million_m3_Before Competition Groups_29 | HOTEL OCCUPANCY CONTROLS (HVAC + LIGHTING) | 0.2209% | 0 | 3.688 | Commercial_2025_Technical_million_m3_Before Competition Groups_HOTEL OCCUPANCY CONTROLS (HVAC + LIGHTING)
Commercial | Com ¦ ENERGY STAR Dishwasher | 2025 | Achievable | million_m3 | Before Competition Groups | 0.35722 | 0 | 0 | 193.894 | 0.0018423 | 25 | Commercial_2025_Achievable_million_m3_Before Competition Groups_25 | ENERGY STAR Dishwasher | 0.1842% | 0 | 0.35722 | Commercial_2025_Achievable_million_m3_Before Competition Groups_ENERGY STAR Dishwasher
Commercial | Com ¦ ENERGY STAR Dishwasher | 2025 | Economic | million_m3 | Before Competition Groups | 2.7614 | 0 | 0 | 1520.4377 | 0.0018162 | 24 | Commercial_2025_Economic_million_m3_Before Competition Groups_24 | ENERGY STAR Dishwasher | 0.1816% | 0 | 2.7614 | Commercial_2025_Economic_million_m3_Before Competition Groups_ENERGY STAR Dishwasher
Commercial | Com ¦ ENERGY STAR Fryer (84% eff) | 2025 | Economic | million_m3 | Before Competition Groups | 2.5265 | 0 | 0 | 1520.4377 | 0.0016617 | 25 | Commercial_2025_Economic_million_m3_Before Competition Groups_25 | ENERGY STAR Fryer (84% eff) | 0.1662% | 0 | 2.5265 | Commercial_2025_Economic_million_m3_Before Competition Groups_ENERGY STAR Fryer (84% eff)
Commercial | Com ¦ ENERGY STAR Dishwasher | 2025 | Technical | million_m3 | Before Competition Groups | 2.7614 | 0 | 0 | 1669.775 | 0.0016537 | 30 | Commercial_2025_Technical_million_m3_Before Competition Groups_30 | ENERGY STAR Dishwasher | 0.1654% | 0 | 2.7614 | Commercial_2025_Technical_million_m3_Before Competition Groups_ENERGY STAR Dishwasher
Commercial | Com ¦ ENERGY STAR Fryer (84% eff) | 2025 | Technical | million_m3 | Before Competition Groups | 2.5265 | 0 | 0 | 1669.775 | 0.0015131 | 31 | Commercial_2025_Technical_million_m3_Before Competition Groups_31 | ENERGY STAR Fryer (84% eff) | 0.1513% | 0 | 2.5265 | Commercial_2025_Technical_million_m3_Before Competition Groups_ENERGY STAR Fryer (84% eff)
Commercial | Com ¦ Infrared Heaters | 2025 | Economic | million_m3 | Before Competition Groups | 2.2873 | 0 | 0 | 1520.4377 | 0.0015044 | 26 | Commercial_2025_Economic_million_m3_Before Competition Groups_26 | Infrared Heaters | 0.1504% | 0 | 2.2873 | Commercial_2025_Economic_million_m3_Before Competition Groups_Infrared Heaters
Commercial | Com ¦ High Efficiency Underfired Broilers | 2025 | Economic | million_m3 | Before Competition Groups | 2.144 | 0 | 0 | 1520.4377 | 0.0014101 | 27 | Commercial_2025_Economic_million_m3_Before Competition Groups_27 | High Efficiency Underfired Broilers | 0.141% | 0 | 2.144 | Commercial_2025_Economic_million_m3_Before Competition Groups_High Efficiency Underfired Broilers
Commercial | Com ¦ Infrared Heaters | 2025 | Technical | million_m3 | Before Competition Groups | 2.2873 | 0 | 0 | 1669.775 | 0.0013698 | 32 | Commercial_2025_Technical_million_m3_Before Competition Groups_32 | Infrared Heaters | 0.137% | 0 | 2.2873 | Commercial_2025_Technical_million_m3_Before Competition Groups_Infrared Heaters
Commercial | Com ¦ Drain Water Heat Recovery (DWHR) ¦ Retro | 2025 | Achievable | million_m3 | Before Competition Groups | 0.25666 | 0 | 0 | 193.894 | 0.0013237 | 26 | Commercial_2025_Achievable_million_m3_Before Competition Groups_26 | Drain Water Heat Recovery (DWHR) ¦ Retro | 0.1324% | 0 | 0.25666 | Commercial_2025_Achievable_million_m3_Before Competition Groups_Drain Water Heat Recovery (DWHR) ¦ Retro
Commercial | Com ¦ High Efficiency Underfired Broilers | 2025 | Technical | million_m3 | Before Competition Groups | 2.144 | 0 | 0 | 1669.775 | 0.001284 | 33 | Commercial_2025_Technical_million_m3_Before Competition Groups_33 | High Efficiency Underfired Broilers | 0.1284% | 0 | 2.144 | Commercial_2025_Technical_million_m3_Before Competition Groups_High Efficiency Underfired Broilers
Commercial | Com ¦ Condensing Storage Water Heater | 2025 | Technical | million_m3 | Before Competition Groups | 2.0556 | 0 | 0 | 1669.775 | 0.0012311 | 34 | Commercial_2025_Technical_million_m3_Before Competition Groups_34 | Condensing Storage Water Heater | 0.1231% | 0 | 2.0556 | Commercial_2025_Technical_million_m3_Before Competition Groups_Condensing Storage Water Heater
Commercial | Com ¦ Infrared Heaters | 2025 | Achievable | million_m3 | Before Competition Groups | 0.23033 | 0 | 0 | 193.894 | 0.0011879 | 27 | Commercial_2025_Achievable_million_m3_Before Competition Groups_27 | Infrared Heaters | 0.1188% | 0 | 0.23033 | Commercial_2025_Achievable_million_m3_Before Competition Groups_Infrared Heaters
Commercial | Com ¦ ENERGY STAR Griddle (74% eff) | 2025 | Economic | million_m3 | Before Competition Groups | 1.6556 | 0 | 0 | 1520.4377 | 0.0010889 | 28 | Commercial_2025_Economic_million_m3_Before Competition Groups_28 | ENERGY STAR Griddle (74% eff) | 0.1089% | 0 | 1.6556 | Commercial_2025_Economic_million_m3_Before Competition Groups_ENERGY STAR Griddle (74% eff)
Commercial | Com ¦ CEE Tier 2/Energy Star Clothes Washers | 2025 | Achievable | million_m3 | Before Competition Groups | 0.19571 | 0 | 0 | 193.894 | 0.0010094 | 28 | Commercial_2025_Achievable_million_m3_Before Competition Groups_28 | CEE Tier 2/Energy Star Clothes Washers | 0.1009% | 0 | 0.19571 | Commercial_2025_Achievable_million_m3_Before Competition Groups_CEE Tier 2/Energy Star Clothes Washers
Commercial | Com ¦ ENERGY STAR Griddle (74% eff) | 2025 | Technical | million_m3 | Before Competition Groups | 1.6556 | 0 | 0 | 1669.775 | 0.00099152 | 35 | Commercial_2025_Technical_million_m3_Before Competition Groups_35 | ENERGY STAR Griddle (74% eff) | 0.09915% | 0 | 1.6556 | Commercial_2025_Technical_million_m3_Before Competition Groups_ENERGY STAR Griddle (74% eff)
Commercial | Com ¦ Energy Recovery Ventilation and Ventilation (Enhanced) | 2025 | Achievable | million_m3 | Before Competition Groups | 0.18735 | 0 | 0 | 193.894 | 0.00096627 | 29 | Commercial_2025_Achievable_million_m3_Before Competition Groups_29 | Energy Recovery Ventilation and Ventilation (Enhanced) | 0.09663% | 0 | 0.18735 | Commercial_2025_Achievable_million_m3_Before Competition Groups_Energy Recovery Ventilation and Ventilation (Enhanced)
Commercial | Com ¦ Drain Water Heat Recovery (DWHR) ¦ Retro | 2025 | Economic | million_m3 | Before Competition Groups | 1.3632 | 0 | 0 | 1520.4377 | 0.00089659 | 29 | Commercial_2025_Economic_million_m3_Before Competition Groups_29 | Drain Water Heat Recovery (DWHR) ¦ Retro | 0.08966% | 0 | 1.3632 | Commercial_2025_Economic_million_m3_Before Competition Groups_Drain Water Heat Recovery (DWHR) ¦ Retro
Commercial | Com ¦ Drain Water Heat Recovery (DWHR) ¦ Retro | 2025 | Technical | million_m3 | Before Competition Groups | 1.3632 | 0 | 0 | 1669.775 | 0.0008164 | 36 | Commercial_2025_Technical_million_m3_Before Competition Groups_36 | Drain Water Heat Recovery (DWHR) ¦ Retro | 0.08164% | 0 | 1.3632 | Commercial_2025_Technical_million_m3_Before Competition Groups_Drain Water Heat Recovery (DWHR) ¦ Retro
Commercial | Com ¦ Condensing Tankless Water Heater | 2025 | Technical | million_m3 | Before Competition Groups | 1.1935 | 0 | 0 | 1669.775 | 0.00071477 | 37 | Commercial_2025_Technical_million_m3_Before Competition Groups_37 | Condensing Tankless Water Heater | 0.07148% | 0 | 1.1935 | Commercial_2025_Technical_million_m3_Before Competition Groups_Condensing Tankless Water Heater
Commercial | Com ¦ Heat Recovery Ventilator | 2025 | Achievable | million_m3 | Before Competition Groups | 0.12408 | 0 | 0 | 193.894 | 0.00063993 | 30 | Commercial_2025_Achievable_million_m3_Before Competition Groups_30 | Heat Recovery Ventilator | 0.06399% | 0 | 0.12408 | Commercial_2025_Achievable_million_m3_Before Competition Groups_Heat Recovery Ventilator
Commercial | Com ¦ Gas Heat Pump Water Heater | 2025 | Technical | million_m3 | Before Competition Groups | 1.0241 | 0 | 0 | 1669.775 | 0.0006133 | 38 | Commercial_2025_Technical_million_m3_Before Competition Groups_38 | Gas Heat Pump Water Heater | 0.06133% | 0 | 1.0241 | Commercial_2025_Technical_million_m3_Before Competition Groups_Gas Heat Pump Water Heater
Commercial | Com ¦ Condensing Storage Water Heater | 2025 | Economic | million_m3 | Before Competition Groups | 0.92191 | 0 | 0 | 1520.4377 | 0.00060635 | 30 | Commercial_2025_Economic_million_m3_Before Competition Groups_30 | Condensing Storage Water Heater | 0.06063% | 0 | 0.92191 | Commercial_2025_Economic_million_m3_Before Competition Groups_Condensing Storage Water Heater
Commercial | Com ¦ Low Flow Pre-Rinse Spray Nozzle | 2025 | Achievable | million_m3 | Before Competition Groups | 0.11517 | 0 | 0 | 193.894 | 0.00059397 | 31 | Commercial_2025_Achievable_million_m3_Before Competition Groups_31 | Low Flow Pre-Rinse Spray Nozzle | 0.0594% | 0 | 0.11517 | Commercial_2025_Achievable_million_m3_Before Competition Groups_Low Flow Pre-Rinse Spray Nozzle
Commercial | Com ¦ Dock Door Seals | 2025 | Technical | million_m3 | Before Competition Groups | 0.78758 | 0 | 0 | 1669.775 | 0.00047167 | 39 | Commercial_2025_Technical_million_m3_Before Competition Groups_39 | Dock Door Seals | 0.04717% | 0 | 0.78758 | Commercial_2025_Technical_million_m3_Before Competition Groups_Dock Door Seals
Commercial | Com ¦ ENERGY STAR Steam Cooker | 2025 | Achievable | million_m3 | Before Competition Groups | 0.087901 | 0 | 0 | 193.894 | 0.00045334 | 32 | Commercial_2025_Achievable_million_m3_Before Competition Groups_32 | ENERGY STAR Steam Cooker | 0.04533% | 0 | 0.087901 | Commercial_2025_Achievable_million_m3_Before Competition Groups_ENERGY STAR Steam Cooker
Commercial | Com ¦ Gas Heat Pump Water Heater | 2025 | Economic | million_m3 | Before Competition Groups | 0.53233 | 0 | 0 | 1520.4377 | 0.00035012 | 31 | Commercial_2025_Economic_million_m3_Before Competition Groups_31 | Gas Heat Pump Water Heater | 0.03501% | 0 | 0.53233 | Commercial_2025_Economic_million_m3_Before Competition Groups_Gas Heat Pump Water Heater
Commercial | Com ¦ CEE Tier 2/Energy Star Clothes Washers | 2025 | Economic | million_m3 | Before Competition Groups | 0.47415 | 0 | 0 | 1520.4377 | 0.00031185 | 32 | Commercial_2025_Economic_million_m3_Before Competition Groups_32 | CEE Tier 2/Energy Star Clothes Washers | 0.03119% | 0 | 0.47415 | Commercial_2025_Economic_million_m3_Before Competition Groups_CEE Tier 2/Energy Star Clothes Washers
Commercial | Com ¦ CEE Tier 2/Energy Star Clothes Washers | 2025 | Technical | million_m3 | Before Competition Groups | 0.47415 | 0 | 0 | 1669.775 | 0.00028396 | 40 | Commercial_2025_Technical_million_m3_Before Competition Groups_40 | CEE Tier 2/Energy Star Clothes Washers | 0.0284% | 0 | 0.47415 | Commercial_2025_Technical_million_m3_Before Competition Groups_CEE Tier 2/Energy Star Clothes Washers
Commercial | Com ¦ Condensing Tankless Water Heater | 2025 | Economic | million_m3 | Before Competition Groups | 0.40024 | 0 | 0 | 1520.4377 | 0.00026324 | 33 | Commercial_2025_Economic_million_m3_Before Competition Groups_33 | Condensing Tankless Water Heater | 0.02632% | 0 | 0.40024 | Commercial_2025_Economic_million_m3_Before Competition Groups_Condensing Tankless Water Heater
Commercial | Com ¦ Low Flow Pre-Rinse Spray Nozzle | 2025 | Economic | million_m3 | Before Competition Groups | 0.37363 | 0 | 0 | 1520.4377 | 0.00024574 | 34 | Commercial_2025_Economic_million_m3_Before Competition Groups_34 | Low Flow Pre-Rinse Spray Nozzle | 0.02457% | 0 | 0.37363 | Commercial_2025_Economic_million_m3_Before Competition Groups_Low Flow Pre-Rinse Spray Nozzle
Commercial | Com ¦ Low Flow Pre-Rinse Spray Nozzle | 2025 | Technical | million_m3 | Before Competition Groups | 0.37363 | 0 | 0 | 1669.775 | 0.00022376 | 41 | Commercial_2025_Technical_million_m3_Before Competition Groups_41 | Low Flow Pre-Rinse Spray Nozzle | 0.02238% | 0 | 0.37363 | Commercial_2025_Technical_million_m3_Before Competition Groups_Low Flow Pre-Rinse Spray Nozzle
Commercial | Com ¦ Air Curtains | 2025 | Achievable | million_m3 | Before Competition Groups | 0.025534 | 0 | 0 | 193.894 | 0.00013169 | 33 | Commercial_2025_Achievable_million_m3_Before Competition Groups_33 | Air Curtains | 0.01317% | 0 | 0.025534 | Commercial_2025_Achievable_million_m3_Before Competition Groups_Air Curtains
Commercial | Com ¦ ENERGY STAR Steam Cooker | 2025 | Economic | million_m3 | Before Competition Groups | 0.18078 | 0 | 0 | 1520.4377 | 0.0001189 | 35 | Commercial_2025_Economic_million_m3_Before Competition Groups_35 | ENERGY STAR Steam Cooker | 0.01189% | 0 | 0.18078 | Commercial_2025_Economic_million_m3_Before Competition Groups_ENERGY STAR Steam Cooker
Commercial | Com ¦ Condensing Storage Water Heater | 2025 | Achievable | million_m3 | Before Competition Groups | 0.022332 | 0 | 0 | 193.894 | 0.00011518 | 34 | Commercial_2025_Achievable_million_m3_Before Competition Groups_34 | Condensing Storage Water Heater | 0.01152% | 0 | 0.022332 | Commercial_2025_Achievable_million_m3_Before Competition Groups_Condensing Storage Water Heater
Commercial | Com ¦ ENERGY STAR Steam Cooker | 2025 | Technical | million_m3 | Before Competition Groups | 0.18078 | 0 | 0 | 1669.775 | 0.00010827 | 42 | Commercial_2025_Technical_million_m3_Before Competition Groups_42 | ENERGY STAR Steam Cooker | 0.01083% | 0 | 0.18078 | Commercial_2025_Technical_million_m3_Before Competition Groups_ENERGY STAR Steam Cooker
Commercial | Com ¦ Air Curtains | 2025 | Economic | million_m3 | Before Competition Groups | 0.13701 | 0 | 0 | 1520.4377 | 9.0114e-05 | 36 | Commercial_2025_Economic_million_m3_Before Competition Groups_36 | Air Curtains | 0.009011% | 0 | 0.13701 | Commercial_2025_Economic_million_m3_Before Competition Groups_Air Curtains
Commercial | Com ¦ Drain Water Heat Recovery (DWHR) ¦New | 2025 | Achievable | million_m3 | Before Competition Groups | 0.01591 | 0 | 0 | 193.894 | 8.2056e-05 | 35 | Commercial_2025_Achievable_million_m3_Before Competition Groups_35 | Drain Water Heat Recovery (DWHR) ¦New | 0.008206% | 0 | 0.01591 | Commercial_2025_Achievable_million_m3_Before Competition Groups_Drain Water Heat Recovery (DWHR) ¦New
Commercial | Com ¦ Air Curtains | 2025 | Technical | million_m3 | Before Competition Groups | 0.13701 | 0 | 0 | 1669.775 | 8.2054e-05 | 43 | Commercial_2025_Technical_million_m3_Before Competition Groups_43 | Air Curtains | 0.008205% | 0 | 0.13701 | Commercial_2025_Technical_million_m3_Before Competition Groups_Air Curtains
Commercial | Com ¦ Drain Water Heat Recovery (DWHR) ¦New | 2025 | Economic | million_m3 | Before Competition Groups | 0.12342 | 0 | 0 | 1520.4377 | 8.1177e-05 | 37 | Commercial_2025_Economic_million_m3_Before Competition Groups_37 | Drain Water Heat Recovery (DWHR) ¦New | 0.008118% | 0 | 0.12342 | Commercial_2025_Economic_million_m3_Before Competition Groups_Drain Water Heat Recovery (DWHR) ¦New
Commercial | Com ¦ Drain Water Heat Recovery (DWHR) ¦New | 2025 | Technical | million_m3 | Before Competition Groups | 0.12342 | 0 | 0 | 1669.775 | 7.3917e-05 | 44 | Commercial_2025_Technical_million_m3_Before Competition Groups_44 | Drain Water Heat Recovery (DWHR) ¦New | 0.007392% | 0 | 0.12342 | Commercial_2025_Technical_million_m3_Before Competition Groups_Drain Water Heat Recovery (DWHR) ¦New
Commercial | Com ¦ Super High Perf Glazing ¦RET | 2025 | Achievable | million_m3 | Before Competition Groups | 0.012242 | 0 | 0 | 193.894 | 6.3138e-05 | 36 | Commercial_2025_Achievable_million_m3_Before Competition Groups_36 | Super High Perf Glazing ¦RET | 0.006314% | 0 | 0.012242 | Commercial_2025_Achievable_million_m3_Before Competition Groups_Super High Perf Glazing ¦RET
Commercial | Com ¦ Gas Heat Pump Water Heater | 2025 | Achievable | million_m3 | Before Competition Groups | 0.01098 | 0 | 0 | 193.894 | 5.6627e-05 | 37 | Commercial_2025_Achievable_million_m3_Before Competition Groups_37 | Gas Heat Pump Water Heater | 0.005663% | 0 | 0.01098 | Commercial_2025_Achievable_million_m3_Before Competition Groups_Gas Heat Pump Water Heater
Commercial | Com ¦ Solar Water Preheat (Pools/DHW) | 2025 | Economic | million_m3 | Before Competition Groups | 0.081017 | 0 | 0 | 1520.4377 | 5.3285e-05 | 38 | Commercial_2025_Economic_million_m3_Before Competition Groups_38 | Solar Water Preheat (Pools/DHW) | 0.005329% | 0 | 0.081017 | Commercial_2025_Economic_million_m3_Before Competition Groups_Solar Water Preheat (Pools/DHW)
Commercial | Com ¦ Solar Water Preheat (Pools/DHW) | 2025 | Technical | million_m3 | Before Competition Groups | 0.082464 | 0 | 0 | 1669.775 | 4.9386e-05 | 45 | Commercial_2025_Technical_million_m3_Before Competition Groups_45 | Solar Water Preheat (Pools/DHW) | 0.004939% | 0 | 0.082464 | Commercial_2025_Technical_million_m3_Before Competition Groups_Solar Water Preheat (Pools/DHW)
Commercial | Com ¦ Solar Preheat Make up Air | 2025 | Technical | million_m3 | Before Competition Groups | 0.07488 | 0 | 0 | 1669.775 | 4.4845e-05 | 46 | Commercial_2025_Technical_million_m3_Before Competition Groups_46 | Solar Preheat Make up Air | 0.004484% | 0 | 0.07488 | Commercial_2025_Technical_million_m3_Before Competition Groups_Solar Preheat Make up Air
Commercial | Com ¦ Super High Perf Glazing ¦RET | 2025 | Economic | million_m3 | Before Competition Groups | 0.067991 | 0 | 0 | 1520.4377 | 4.4718e-05 | 39 | Commercial_2025_Economic_million_m3_Before Competition Groups_39 | Super High Perf Glazing ¦RET | 0.004472% | 0 | 0.067991 | Commercial_2025_Economic_million_m3_Before Competition Groups_Super High Perf Glazing ¦RET
Commercial | Com ¦ Super High Perf Glazing ¦RET | 2025 | Technical | million_m3 | Before Competition Groups | 0.067991 | 0 | 0 | 1669.775 | 4.0719e-05 | 47 | Commercial_2025_Technical_million_m3_Before Competition Groups_47 | Super High Perf Glazing ¦RET | 0.004072% | 0 | 0.067991 | Commercial_2025_Technical_million_m3_Before Competition Groups_Super High Perf Glazing ¦RET
Commercial | Com ¦ Gas Convection Oven | 2025 | Technical | million_m3 | Before Competition Groups | 0.042742 | 0 | 0 | 1669.775 | 2.5598e-05 | 48 | Commercial_2025_Technical_million_m3_Before Competition Groups_48 | Gas Convection Oven | 0.00256% | 0 | 0.042742 | Commercial_2025_Technical_million_m3_Before Competition Groups_Gas Convection Oven
Commercial | Com ¦ Solar Water Preheat (Pools/DHW) | 2025 | Achievable | million_m3 | Before Competition Groups | 0.0037035 | 0 | 0 | 193.894 | 1.9101e-05 | 38 | Commercial_2025_Achievable_million_m3_Before Competition Groups_38 | Solar Water Preheat (Pools/DHW) | 0.00191% | 0 | 0.0037035 | Commercial_2025_Achievable_million_m3_Before Competition Groups_Solar Water Preheat (Pools/DHW)
Commercial | Com ¦ Super High Perf Glazing ¦New | 2025 | Achievable | million_m3 | Before Competition Groups | 0.0021846 | 0 | 0 | 193.894 | 1.1267e-05 | 39 | Commercial_2025_Achievable_million_m3_Before Competition Groups_39 | Super High Perf Glazing ¦New | 0.001127% | 0 | 0.0021846 | Commercial_2025_Achievable_million_m3_Before Competition Groups_Super High Perf Glazing ¦New
Commercial | Com ¦ Condensing Tankless Water Heater | 2025 | Achievable | million_m3 | Before Competition Groups | 0.0019321 | 0 | 0 | 193.894 | 9.9648e-06 | 40 | Commercial_2025_Achievable_million_m3_Before Competition Groups_40 | Condensing Tankless Water Heater | 0.0009965% | 0 | 0.0019321 | Commercial_2025_Achievable_million_m3_Before Competition Groups_Condensing Tankless Water Heater
Commercial | Com ¦ Super High Perf Glazing ¦New | 2025 | Economic | million_m3 | Before Competition Groups | 0.0061819 | 0 | 0 | 1520.4377 | 4.0659e-06 | 40 | Commercial_2025_Economic_million_m3_Before Competition Groups_40 | Super High Perf Glazing ¦New | 0.0004066% | 0 | 0.0061819 | Commercial_2025_Economic_million_m3_Before Competition Groups_Super High Perf Glazing ¦New
Commercial | Com ¦ Super High Perf Glazing ¦New | 2025 | Technical | million_m3 | Before Competition Groups | 0.0061819 | 0 | 0 | 1669.775 | 3.7022e-06 | 49 | Commercial_2025_Technical_million_m3_Before Competition Groups_49 | Super High Perf Glazing ¦New | 0.0003702% | 0 | 0.0061819 | Commercial_2025_Technical_million_m3_Before Competition Groups_Super High Perf Glazing ¦New
Commercial | Com ¦ Building Recommissioning, Operations and Maintenance (O&M) Improvements | 2026 | Economic | million_m3 | Before Competition Groups | 294.2246 | 0 | 0 | 1579.026 | 0.18633 | 1 | Commercial_2026_Economic_million_m3_Before Competition Groups_1 | Building Recommissioning, Operations and Maintenance (O&M) Improvements | 18.63% | 0 | 294.2246 | Commercial_2026_Economic_million_m3_Before Competition Groups_Building Recommissioning, Operations and Maintenance (O&M) Improvements
Commercial | Com ¦ Building Recommissioning, Operations and Maintenance (O&M) Improvements | 2026 | Technical | million_m3 | Before Competition Groups | 294.2246 | 0 | 0 | 1733.1863 | 0.16976 | 1 | Commercial_2026_Technical_million_m3_Before Competition Groups_1 | Building Recommissioning, Operations and Maintenance (O&M) Improvements | 16.98% | 0 | 294.2246 | Commercial_2026_Technical_million_m3_Before Competition Groups_Building Recommissioning, Operations and Maintenance (O&M) Improvements
Commercial | Com ¦ Adaptive Thermostats | 2026 | Achievable | million_m3 | Before Competition Groups | 37.7025 | 0 | 0 | 280.3052 | 0.13451 | 1 | Commercial_2026_Achievable_million_m3_Before Competition Groups_1 | Adaptive Thermostats | 13.45% | 0 | 37.7025 | Commercial_2026_Achievable_million_m3_Before Competition Groups_Adaptive Thermostats
Commercial | Com ¦ Demand Control Ventilation | 2026 | Achievable | million_m3 | Before Competition Groups | 30.1133 | 0 | 0 | 280.3052 | 0.10743 | 2 | Commercial_2026_Achievable_million_m3_Before Competition Groups_2 | Demand Control Ventilation | 10.74% | 0 | 30.1133 | Commercial_2026_Achievable_million_m3_Before Competition Groups_Demand Control Ventilation
Commercial | Com ¦ Demand Control Ventilation | 2026 | Economic | million_m3 | Before Competition Groups | 150.4067 | 0 | 0 | 1579.026 | 0.095253 | 2 | Commercial_2026_Economic_million_m3_Before Competition Groups_2 | Demand Control Ventilation | 9.525% | 0 | 150.4067 | Commercial_2026_Economic_million_m3_Before Competition Groups_Demand Control Ventilation
Commercial | Com ¦ Demand Control Ventilation | 2026 | Technical | million_m3 | Before Competition Groups | 155.8996 | 0 | 0 | 1733.1863 | 0.08995 | 2 | Commercial_2026_Technical_million_m3_Before Competition Groups_2 | Demand Control Ventilation | 8.995% | 0 | 155.8996 | Commercial_2026_Technical_million_m3_Before Competition Groups_Demand Control Ventilation
Commercial | Com ¦ Boilers - Advanced Controls (Steam Systems) | 2026 | Economic | million_m3 | Before Competition Groups | 138.312 | 0 | 0 | 1579.026 | 0.087593 | 3 | Commercial_2026_Economic_million_m3_Before Competition Groups_3 | Boilers - Advanced Controls (Steam Systems) | 8.759% | 0 | 138.312 | Commercial_2026_Economic_million_m3_Before Competition Groups_Boilers - Advanced Controls (Steam Systems)
Commercial | Com ¦ Adaptive Thermostats | 2026 | Economic | million_m3 | Before Competition Groups | 137.1177 | 0 | 0 | 1579.026 | 0.086837 | 4 | Commercial_2026_Economic_million_m3_Before Competition Groups_4 | Adaptive Thermostats | 8.684% | 0 | 137.1177 | Commercial_2026_Economic_million_m3_Before Competition Groups_Adaptive Thermostats
Commercial | Com ¦ Boilers - Advanced Controls (Steam Systems) | 2026 | Technical | million_m3 | Before Competition Groups | 138.312 | 0 | 0 | 1733.1863 | 0.079802 | 3 | Commercial_2026_Technical_million_m3_Before Competition Groups_3 | Boilers - Advanced Controls (Steam Systems) | 7.98% | 0 | 138.312 | Commercial_2026_Technical_million_m3_Before Competition Groups_Boilers - Advanced Controls (Steam Systems)
Commercial | Com ¦ Adaptive Thermostats | 2026 | Technical | million_m3 | Before Competition Groups | 137.1177 | 0 | 0 | 1733.1863 | 0.079113 | 4 | Commercial_2026_Technical_million_m3_Before Competition Groups_4 | Adaptive Thermostats | 7.911% | 0 | 137.1177 | Commercial_2026_Technical_million_m3_Before Competition Groups_Adaptive Thermostats
Commercial | Com ¦ Education and Capacity Building/Energy Behavior | 2026 | Achievable | million_m3 | Before Competition Groups | 21.0066 | 0 | 0 | 280.3052 | 0.074942 | 3 | Commercial_2026_Achievable_million_m3_Before Competition Groups_3 | Education and Capacity Building/Energy Behavior | 7.494% | 0 | 21.0066 | Commercial_2026_Achievable_million_m3_Before Competition Groups_Education and Capacity Building/Energy Behavior
Commercial | Com ¦ Air Handler with Dedicated Outdoor Air Systems | 2026 | Achievable | million_m3 | Before Competition Groups | 20.3307 | 0 | 0 | 280.3052 | 0.07253 | 4 | Commercial_2026_Achievable_million_m3_Before Competition Groups_4 | Air Handler with Dedicated Outdoor Air Systems | 7.253% | 0 | 20.3307 | Commercial_2026_Achievable_million_m3_Before Competition Groups_Air Handler with Dedicated Outdoor Air Systems
Commercial | Com ¦ Air Handler with Dedicated Outdoor Air Systems | 2026 | Economic | million_m3 | Before Competition Groups | 108.6448 | 0 | 0 | 1579.026 | 0.068805 | 5 | Commercial_2026_Economic_million_m3_Before Competition Groups_5 | Air Handler with Dedicated Outdoor Air Systems | 6.88% | 0 | 108.6448 | Commercial_2026_Economic_million_m3_Before Competition Groups_Air Handler with Dedicated Outdoor Air Systems
Commercial | Com ¦ Air Handler with Dedicated Outdoor Air Systems | 2026 | Technical | million_m3 | Before Competition Groups | 108.6448 | 0 | 0 | 1733.1863 | 0.062685 | 5 | Commercial_2026_Technical_million_m3_Before Competition Groups_5 | Air Handler with Dedicated Outdoor Air Systems | 6.268% | 0 | 108.6448 | Commercial_2026_Technical_million_m3_Before Competition Groups_Air Handler with Dedicated Outdoor Air Systems
Commercial | Com ¦ Boilers - Advanced Controls (Steam Systems) | 2026 | Achievable | million_m3 | Before Competition Groups | 17.4794 | 0 | 0 | 280.3052 | 0.062359 | 5 | Commercial_2026_Achievable_million_m3_Before Competition Groups_5 | Boilers - Advanced Controls (Steam Systems) | 6.236% | 0 | 17.4794 | Commercial_2026_Achievable_million_m3_Before Competition Groups_Boilers - Advanced Controls (Steam Systems)
Commercial | Com ¦ Condensing Boiler ¦ Std | 2026 | Achievable | million_m3 | Before Competition Groups | 17.314 | 0 | 0 | 280.3052 | 0.061768 | 6 | Commercial_2026_Achievable_million_m3_Before Competition Groups_6 | Condensing Boiler ¦ Std | 6.177% | 0 | 17.314 | Commercial_2026_Achievable_million_m3_Before Competition Groups_Condensing Boiler ¦ Std
Commercial | Com ¦ Education and Capacity Building/Energy Behavior | 2026 | Economic | million_m3 | Before Competition Groups | 92.8184 | 0 | 0 | 1579.026 | 0.058782 | 6 | Commercial_2026_Economic_million_m3_Before Competition Groups_6 | Education and Capacity Building/Energy Behavior | 5.878% | 0 | 92.8184 | Commercial_2026_Economic_million_m3_Before Competition Groups_Education and Capacity Building/Energy Behavior
Commercial | Com ¦ Condensing Boiler ¦ Std | 2026 | Economic | million_m3 | Before Competition Groups | 89.8918 | 0 | 0 | 1579.026 | 0.056929 | 7 | Commercial_2026_Economic_million_m3_Before Competition Groups_7 | Condensing Boiler ¦ Std | 5.693% | 0 | 89.8918 | Commercial_2026_Economic_million_m3_Before Competition Groups_Condensing Boiler ¦ Std
Commercial | Com ¦ Steam System Optimization | 2026 | Achievable | million_m3 | Before Competition Groups | 15.6359 | 0 | 0 | 280.3052 | 0.055782 | 7 | Commercial_2026_Achievable_million_m3_Before Competition Groups_7 | Steam System Optimization | 5.578% | 0 | 15.6359 | Commercial_2026_Achievable_million_m3_Before Competition Groups_Steam System Optimization
Commercial | Com ¦ Building Recommissioning, Operations and Maintenance (O&M) Improvements | 2026 | Achievable | million_m3 | Before Competition Groups | 15.5119 | 0 | 0 | 280.3052 | 0.055339 | 8 | Commercial_2026_Achievable_million_m3_Before Competition Groups_8 | Building Recommissioning, Operations and Maintenance (O&M) Improvements | 5.534% | 0 | 15.5119 | Commercial_2026_Achievable_million_m3_Before Competition Groups_Building Recommissioning, Operations and Maintenance (O&M) Improvements
Commercial | Com ¦ Education and Capacity Building/Energy Behavior | 2026 | Technical | million_m3 | Before Competition Groups | 93.2313 | 0 | 0 | 1733.1863 | 0.053792 | 6 | Commercial_2026_Technical_million_m3_Before Competition Groups_6 | Education and Capacity Building/Energy Behavior | 5.379% | 0 | 93.2313 | Commercial_2026_Technical_million_m3_Before Competition Groups_Education and Capacity Building/Energy Behavior
Commercial | Com ¦ Destratification | 2026 | Achievable | million_m3 | Before Competition Groups | 14.8717 | 0 | 0 | 280.3052 | 0.053055 | 9 | Commercial_2026_Achievable_million_m3_Before Competition Groups_9 | Destratification | 5.306% | 0 | 14.8717 | Commercial_2026_Achievable_million_m3_Before Competition Groups_Destratification
Commercial | Com ¦ Condensing Boiler ¦ Std | 2026 | Technical | million_m3 | Before Competition Groups | 89.8918 | 0 | 0 | 1733.1863 | 0.051865 | 7 | Commercial_2026_Technical_million_m3_Before Competition Groups_7 | Condensing Boiler ¦ Std | 5.187% | 0 | 89.8918 | Commercial_2026_Technical_million_m3_Before Competition Groups_Condensing Boiler ¦ Std
Commercial | Com ¦ Furnace Tune-Up | 2026 | Achievable | million_m3 | Before Competition Groups | 14.2888 | 0 | 0 | 280.3052 | 0.050976 | 10 | Commercial_2026_Achievable_million_m3_Before Competition Groups_10 | Furnace Tune-Up | 5.098% | 0 | 14.2888 | Commercial_2026_Achievable_million_m3_Before Competition Groups_Furnace Tune-Up
Commercial | Com ¦ Advanced BAS/Controllers | 2026 | Economic | million_m3 | Before Competition Groups | 71.4818 | 0 | 0 | 1579.026 | 0.04527 | 8 | Commercial_2026_Economic_million_m3_Before Competition Groups_8 | Advanced BAS/Controllers | 4.527% | 0 | 71.4818 | Commercial_2026_Economic_million_m3_Before Competition Groups_Advanced BAS/Controllers
Commercial | Com ¦ Gas Fired Rooftop Units | 2026 | Economic | million_m3 | Before Competition Groups | 70.5462 | 0 | 0 | 1579.026 | 0.044677 | 9 | Commercial_2026_Economic_million_m3_Before Competition Groups_9 | Gas Fired Rooftop Units | 4.468% | 0 | 70.5462 | Commercial_2026_Economic_million_m3_Before Competition Groups_Gas Fired Rooftop Units
Commercial | Com ¦ Demand Control Kitchen Ventilation | 2026 | Achievable | million_m3 | Before Competition Groups | 11.7247 | 0 | 0 | 280.3052 | 0.041828 | 11 | Commercial_2026_Achievable_million_m3_Before Competition Groups_11 | Demand Control Kitchen Ventilation | 4.183% | 0 | 11.7247 | Commercial_2026_Achievable_million_m3_Before Competition Groups_Demand Control Kitchen Ventilation
Commercial | Com ¦ Advanced BAS/Controllers | 2026 | Technical | million_m3 | Before Competition Groups | 71.4818 | 0 | 0 | 1733.1863 | 0.041243 | 8 | Commercial_2026_Technical_million_m3_Before Competition Groups_8 | Advanced BAS/Controllers | 4.124% | 0 | 71.4818 | Commercial_2026_Technical_million_m3_Before Competition Groups_Advanced BAS/Controllers
Commercial | Com ¦ Gas Fired Rooftop Units | 2026 | Technical | million_m3 | Before Competition Groups | 70.5462 | 0 | 0 | 1733.1863 | 0.040703 | 9 | Commercial_2026_Technical_million_m3_Before Competition Groups_9 | Gas Fired Rooftop Units | 4.07% | 0 | 70.5462 | Commercial_2026_Technical_million_m3_Before Competition Groups_Gas Fired Rooftop Units
Commercial | Com ¦ Steam System Optimization | 2026 | Economic | million_m3 | Before Competition Groups | 59.7705 | 0 | 0 | 1579.026 | 0.037853 | 10 | Commercial_2026_Economic_million_m3_Before Competition Groups_10 | Steam System Optimization | 3.785% | 0 | 59.7705 | Commercial_2026_Economic_million_m3_Before Competition Groups_Steam System Optimization
Commercial | Com ¦ Destratification | 2026 | Economic | million_m3 | Before Competition Groups | 57.679 | 0 | 0 | 1579.026 | 0.036528 | 11 | Commercial_2026_Economic_million_m3_Before Competition Groups_11 | Destratification | 3.653% | 0 | 57.679 | Commercial_2026_Economic_million_m3_Before Competition Groups_Destratification
Commercial | Com ¦ Furnace Tune-Up | 2026 | Economic | million_m3 | Before Competition Groups | 55.2645 | 0 | 0 | 1579.026 | 0.034999 | 12 | Commercial_2026_Economic_million_m3_Before Competition Groups_12 | Furnace Tune-Up | 3.5% | 0 | 55.2645 | Commercial_2026_Economic_million_m3_Before Competition Groups_Furnace Tune-Up
Commercial | Com ¦ Steam System Optimization | 2026 | Technical | million_m3 | Before Competition Groups | 59.7705 | 0 | 0 | 1733.1863 | 0.034486 | 10 | Commercial_2026_Technical_million_m3_Before Competition Groups_10 | Steam System Optimization | 3.449% | 0 | 59.7705 | Commercial_2026_Technical_million_m3_Before Competition Groups_Steam System Optimization
Commercial | Com ¦ Destratification | 2026 | Technical | million_m3 | Before Competition Groups | 57.679 | 0 | 0 | 1733.1863 | 0.033279 | 11 | Commercial_2026_Technical_million_m3_Before Competition Groups_11 | Destratification | 3.328% | 0 | 57.679 | Commercial_2026_Technical_million_m3_Before Competition Groups_Destratification
Commercial | Com ¦ Demand Control Kitchen Ventilation | 2026 | Economic | million_m3 | Before Competition Groups | 52.469 | 0 | 0 | 1579.026 | 0.033229 | 13 | Commercial_2026_Economic_million_m3_Before Competition Groups_13 | Demand Control Kitchen Ventilation | 3.323% | 0 | 52.469 | Commercial_2026_Economic_million_m3_Before Competition Groups_Demand Control Kitchen Ventilation
Commercial | Com ¦ Furnace Tune-Up | 2026 | Technical | million_m3 | Before Competition Groups | 55.2645 | 0 | 0 | 1733.1863 | 0.031886 | 12 | Commercial_2026_Technical_million_m3_Before Competition Groups_12 | Furnace Tune-Up | 3.189% | 0 | 55.2645 | Commercial_2026_Technical_million_m3_Before Competition Groups_Furnace Tune-Up
Commercial | Com ¦ Demand Control Kitchen Ventilation | 2026 | Technical | million_m3 | Before Competition Groups | 52.469 | 0 | 0 | 1733.1863 | 0.030273 | 13 | Commercial_2026_Technical_million_m3_Before Competition Groups_13 | Demand Control Kitchen Ventilation | 3.027% | 0 | 52.469 | Commercial_2026_Technical_million_m3_Before Competition Groups_Demand Control Kitchen Ventilation
Commercial | Com ¦ Gas Fired Heat Pump | 2026 | Achievable | million_m3 | Before Competition Groups | 8.4851 | 0 | 0 | 280.3052 | 0.030271 | 12 | Commercial_2026_Achievable_million_m3_Before Competition Groups_12 | Gas Fired Heat Pump | 3.027% | 0 | 8.4851 | Commercial_2026_Achievable_million_m3_Before Competition Groups_Gas Fired Heat Pump
Commercial | Com ¦ Condensing Make Up Air Unit | 2026 | Achievable | million_m3 | Before Competition Groups | 8.3496 | 0 | 0 | 280.3052 | 0.029787 | 13 | Commercial_2026_Achievable_million_m3_Before Competition Groups_13 | Condensing Make Up Air Unit | 2.979% | 0 | 8.3496 | Commercial_2026_Achievable_million_m3_Before Competition Groups_Condensing Make Up Air Unit
Commercial | Com ¦ Wall Insulation | 2026 | Achievable | million_m3 | Before Competition Groups | 8.0812 | 0 | 0 | 280.3052 | 0.02883 | 14 | Commercial_2026_Achievable_million_m3_Before Competition Groups_14 | Wall Insulation | 2.883% | 0 | 8.0812 | Commercial_2026_Achievable_million_m3_Before Competition Groups_Wall Insulation
Commercial | Com ¦ Energy Recovery Ventilation and Ventilation (Enhanced) | 2026 | Technical | million_m3 | Before Competition Groups | 47.3476 | 0 | 0 | 1733.1863 | 0.027318 | 14 | Commercial_2026_Technical_million_m3_Before Competition Groups_14 | Energy Recovery Ventilation and Ventilation (Enhanced) | 2.732% | 0 | 47.3476 | Commercial_2026_Technical_million_m3_Before Competition Groups_Energy Recovery Ventilation and Ventilation (Enhanced)
Commercial | Com ¦ Advanced BAS/Controllers | 2026 | Achievable | million_m3 | Before Competition Groups | 7.4672 | 0 | 0 | 280.3052 | 0.02664 | 15 | Commercial_2026_Achievable_million_m3_Before Competition Groups_15 | Advanced BAS/Controllers | 2.664% | 0 | 7.4672 | Commercial_2026_Achievable_million_m3_Before Competition Groups_Advanced BAS/Controllers
Commercial | Com ¦ High Efficiency Condensing Furnace AFUE 95% from 80% code | 2026 | Technical | million_m3 | Before Competition Groups | 40.6284 | 0 | 0 | 1733.1863 | 0.023441 | 15 | Commercial_2026_Technical_million_m3_Before Competition Groups_15 | High Efficiency Condensing Furnace AFUE 95% from 80% code | 2.344% | 0 | 40.6284 | Commercial_2026_Technical_million_m3_Before Competition Groups_High Efficiency Condensing Furnace AFUE 95% from 80% code
Commercial | Com ¦ Gas Fired Rooftop Units | 2026 | Achievable | million_m3 | Before Competition Groups | 6.5421 | 0 | 0 | 280.3052 | 0.023339 | 16 | Commercial_2026_Achievable_million_m3_Before Competition Groups_16 | Gas Fired Rooftop Units | 2.334% | 0 | 6.5421 | Commercial_2026_Achievable_million_m3_Before Competition Groups_Gas Fired Rooftop Units
Commercial | Com ¦ Condensing Make Up Air Unit | 2026 | Economic | million_m3 | Before Competition Groups | 32.9703 | 0 | 0 | 1579.026 | 0.02088 | 14 | Commercial_2026_Economic_million_m3_Before Competition Groups_14 | Condensing Make Up Air Unit | 2.088% | 0 | 32.9703 | Commercial_2026_Economic_million_m3_Before Competition Groups_Condensing Make Up Air Unit
Commercial | Com ¦ Energy Efficient Laboratory Fume Hood | 2026 | Achievable | million_m3 | Before Competition Groups | 5.7095 | 0 | 0 | 280.3052 | 0.020369 | 17 | Commercial_2026_Achievable_million_m3_Before Competition Groups_17 | Energy Efficient Laboratory Fume Hood | 2.037% | 0 | 5.7095 | Commercial_2026_Achievable_million_m3_Before Competition Groups_Energy Efficient Laboratory Fume Hood
Commercial | Com ¦ Wall Insulation | 2026 | Economic | million_m3 | Before Competition Groups | 30.8426 | 0 | 0 | 1579.026 | 0.019533 | 15 | Commercial_2026_Economic_million_m3_Before Competition Groups_15 | Wall Insulation | 1.953% | 0 | 30.8426 | Commercial_2026_Economic_million_m3_Before Competition Groups_Wall Insulation
Commercial | Com ¦ Condensing Make Up Air Unit | 2026 | Technical | million_m3 | Before Competition Groups | 32.9703 | 0 | 0 | 1733.1863 | 0.019023 | 16 | Commercial_2026_Technical_million_m3_Before Competition Groups_16 | Condensing Make Up Air Unit | 1.902% | 0 | 32.9703 | Commercial_2026_Technical_million_m3_Before Competition Groups_Condensing Make Up Air Unit
Commercial | Com ¦ Wall Insulation | 2026 | Technical | million_m3 | Before Competition Groups | 30.8426 | 0 | 0 | 1733.1863 | 0.017795 | 17 | Commercial_2026_Technical_million_m3_Before Competition Groups_17 | Wall Insulation | 1.78% | 0 | 30.8426 | Commercial_2026_Technical_million_m3_Before Competition Groups_Wall Insulation
Commercial | Com ¦ Heat Recovery Ventilator | 2026 | Technical | million_m3 | Before Competition Groups | 30.8222 | 0 | 0 | 1733.1863 | 0.017784 | 18 | Commercial_2026_Technical_million_m3_Before Competition Groups_18 | Heat Recovery Ventilator | 1.778% | 0 | 30.8222 | Commercial_2026_Technical_million_m3_Before Competition Groups_Heat Recovery Ventilator
Commercial | Com ¦ Gas Fired Heat Pump | 2026 | Economic | million_m3 | Before Competition Groups | 28.0497 | 0 | 0 | 1579.026 | 0.017764 | 16 | Commercial_2026_Economic_million_m3_Before Competition Groups_16 | Gas Fired Heat Pump | 1.776% | 0 | 28.0497 | Commercial_2026_Economic_million_m3_Before Competition Groups_Gas Fired Heat Pump
Commercial | Com ¦ Gas Fired Heat Pump | 2026 | Technical | million_m3 | Before Competition Groups | 28.0497 | 0 | 0 | 1733.1863 | 0.016184 | 19 | Commercial_2026_Technical_million_m3_Before Competition Groups_19 | Gas Fired Heat Pump | 1.618% | 0 | 28.0497 | Commercial_2026_Technical_million_m3_Before Competition Groups_Gas Fired Heat Pump
Commercial | Com ¦ Demand controlled Circulating Systems | 2026 | Achievable | million_m3 | Before Competition Groups | 4.2377 | 0 | 0 | 280.3052 | 0.015118 | 18 | Commercial_2026_Achievable_million_m3_Before Competition Groups_18 | Demand controlled Circulating Systems | 1.512% | 0 | 4.2377 | Commercial_2026_Achievable_million_m3_Before Competition Groups_Demand controlled Circulating Systems
Commercial | Com ¦ Energy Efficient Laboratory Fume Hood | 2026 | Economic | million_m3 | Before Competition Groups | 21.9182 | 0 | 0 | 1579.026 | 0.013881 | 17 | Commercial_2026_Economic_million_m3_Before Competition Groups_17 | Energy Efficient Laboratory Fume Hood | 1.388% | 0 | 21.9182 | Commercial_2026_Economic_million_m3_Before Competition Groups_Energy Efficient Laboratory Fume Hood
Commercial | Com ¦ Condensing Unit Heaters or other Efficient Unit Heating System | 2026 | Achievable | million_m3 | Before Competition Groups | 3.8521 | 0 | 0 | 280.3052 | 0.013742 | 19 | Commercial_2026_Achievable_million_m3_Before Competition Groups_19 | Condensing Unit Heaters or other Efficient Unit Heating System | 1.374% | 0 | 3.8521 | Commercial_2026_Achievable_million_m3_Before Competition Groups_Condensing Unit Heaters or other Efficient Unit Heating System
Commercial | Com ¦ Energy Efficient Laboratory Fume Hood | 2026 | Technical | million_m3 | Before Competition Groups | 21.9182 | 0 | 0 | 1733.1863 | 0.012646 | 20 | Commercial_2026_Technical_million_m3_Before Competition Groups_20 | Energy Efficient Laboratory Fume Hood | 1.265% | 0 | 21.9182 | Commercial_2026_Technical_million_m3_Before Competition Groups_Energy Efficient Laboratory Fume Hood
Commercial | Com ¦ Condensing Unit Heaters or other Efficient Unit Heating System | 2026 | Economic | million_m3 | Before Competition Groups | 19.7674 | 0 | 0 | 1579.026 | 0.012519 | 18 | Commercial_2026_Economic_million_m3_Before Competition Groups_18 | Condensing Unit Heaters or other Efficient Unit Heating System | 1.252% | 0 | 19.7674 | Commercial_2026_Economic_million_m3_Before Competition Groups_Condensing Unit Heaters or other Efficient Unit Heating System
Commercial | Com ¦ Duct Insulation, R8 | 2026 | Achievable | million_m3 | Before Competition Groups | 3.3205 | 0 | 0 | 280.3052 | 0.011846 | 20 | Commercial_2026_Achievable_million_m3_Before Competition Groups_20 | Duct Insulation, R8 | 1.185% | 0 | 3.3205 | Commercial_2026_Achievable_million_m3_Before Competition Groups_Duct Insulation, R8
Commercial | Com ¦ Condensing Unit Heaters or other Efficient Unit Heating System | 2026 | Technical | million_m3 | Before Competition Groups | 19.7674 | 0 | 0 | 1733.1863 | 0.011405 | 21 | Commercial_2026_Technical_million_m3_Before Competition Groups_21 | Condensing Unit Heaters or other Efficient Unit Heating System | 1.141% | 0 | 19.7674 | Commercial_2026_Technical_million_m3_Before Competition Groups_Condensing Unit Heaters or other Efficient Unit Heating System
Commercial | Com ¦ Demand controlled Circulating Systems | 2026 | Economic | million_m3 | Before Competition Groups | 16.1733 | 0 | 0 | 1579.026 | 0.010243 | 19 | Commercial_2026_Economic_million_m3_Before Competition Groups_19 | Demand controlled Circulating Systems | 1.024% | 0 | 16.1733 | Commercial_2026_Economic_million_m3_Before Competition Groups_Demand controlled Circulating Systems
Commercial | Com ¦ Demand controlled Circulating Systems | 2026 | Technical | million_m3 | Before Competition Groups | 16.1733 | 0 | 0 | 1733.1863 | 0.0093316 | 22 | Commercial_2026_Technical_million_m3_Before Competition Groups_22 | Demand controlled Circulating Systems | 0.9332% | 0 | 16.1733 | Commercial_2026_Technical_million_m3_Before Competition Groups_Demand controlled Circulating Systems
Commercial | Com ¦ Duct Insulation, R8 | 2026 | Economic | million_m3 | Before Competition Groups | 12.7656 | 0 | 0 | 1579.026 | 0.0080845 | 20 | Commercial_2026_Economic_million_m3_Before Competition Groups_20 | Duct Insulation, R8 | 0.8084% | 0 | 12.7656 | Commercial_2026_Economic_million_m3_Before Competition Groups_Duct Insulation, R8
Commercial | Com ¦ Duct Insulation, R8 | 2026 | Technical | million_m3 | Before Competition Groups | 12.7656 | 0 | 0 | 1733.1863 | 0.0073654 | 23 | Commercial_2026_Technical_million_m3_Before Competition Groups_23 | Duct Insulation, R8 | 0.7365% | 0 | 12.7656 | Commercial_2026_Technical_million_m3_Before Competition Groups_Duct Insulation, R8
Commercial | Com ¦ Ozone Laundry Treatment | 2026 | Achievable | million_m3 | Before Competition Groups | 1.8699 | 0 | 0 | 280.3052 | 0.0066709 | 21 | Commercial_2026_Achievable_million_m3_Before Competition Groups_21 | Ozone Laundry Treatment | 0.6671% | 0 | 1.8699 | Commercial_2026_Achievable_million_m3_Before Competition Groups_Ozone Laundry Treatment
Commercial | Com ¦ Boiler Measures | 2026 | Technical | million_m3 | Before Competition Groups | 11.4634 | 0 | 0 | 1733.1863 | 0.0066141 | 24 | Commercial_2026_Technical_million_m3_Before Competition Groups_24 | Boiler Measures | 0.6614% | 0 | 11.4634 | Commercial_2026_Technical_million_m3_Before Competition Groups_Boiler Measures
Commercial | Com ¦ ENERGY STAR Fryer (84% eff) | 2026 | Achievable | million_m3 | Before Competition Groups | 1.6394 | 0 | 0 | 280.3052 | 0.0058486 | 22 | Commercial_2026_Achievable_million_m3_Before Competition Groups_22 | ENERGY STAR Fryer (84% eff) | 0.5849% | 0 | 1.6394 | Commercial_2026_Achievable_million_m3_Before Competition Groups_ENERGY STAR Fryer (84% eff)
Commercial | Com ¦ Super-High Efficiency Furnaces (Emerging Tech) | 2026 | Technical | million_m3 | Before Competition Groups | 8.4735 | 0 | 0 | 1733.1863 | 0.004889 | 25 | Commercial_2026_Technical_million_m3_Before Competition Groups_25 | Super-High Efficiency Furnaces (Emerging Tech) | 0.4889% | 0 | 8.4735 | Commercial_2026_Technical_million_m3_Before Competition Groups_Super-High Efficiency Furnaces (Emerging Tech)
Commercial | Com ¦ Roof Insulation/Ceiling Insulation (R25 Code to R35) | 2026 | Technical | million_m3 | Before Competition Groups | 8.4213 | 0 | 0 | 1733.1863 | 0.0048589 | 26 | Commercial_2026_Technical_million_m3_Before Competition Groups_26 | Roof Insulation/Ceiling Insulation (R25 Code to R35) | 0.4859% | 0 | 8.4213 | Commercial_2026_Technical_million_m3_Before Competition Groups_Roof Insulation/Ceiling Insulation (R25 Code to R35)
Commercial | Com ¦ Ozone Laundry Treatment | 2026 | Economic | million_m3 | Before Competition Groups | 7.3459 | 0 | 0 | 1579.026 | 0.0046522 | 21 | Commercial_2026_Economic_million_m3_Before Competition Groups_21 | Ozone Laundry Treatment | 0.4652% | 0 | 7.3459 | Commercial_2026_Economic_million_m3_Before Competition Groups_Ozone Laundry Treatment
Commercial | Com ¦ High Efficiency Underfired Broilers | 2026 | Achievable | million_m3 | Before Competition Groups | 1.2528 | 0 | 0 | 280.3052 | 0.0044693 | 23 | Commercial_2026_Achievable_million_m3_Before Competition Groups_23 | High Efficiency Underfired Broilers | 0.4469% | 0 | 1.2528 | Commercial_2026_Achievable_million_m3_Before Competition Groups_High Efficiency Underfired Broilers
Commercial | Com ¦ Ozone Laundry Treatment | 2026 | Technical | million_m3 | Before Competition Groups | 7.3459 | 0 | 0 | 1733.1863 | 0.0042384 | 27 | Commercial_2026_Technical_million_m3_Before Competition Groups_27 | Ozone Laundry Treatment | 0.4238% | 0 | 7.3459 | Commercial_2026_Technical_million_m3_Before Competition Groups_Ozone Laundry Treatment
Commercial | Com ¦ ENERGY STAR Griddle (74% eff) | 2026 | Achievable | million_m3 | Before Competition Groups | 1.0871 | 0 | 0 | 280.3052 | 0.0038781 | 24 | Commercial_2026_Achievable_million_m3_Before Competition Groups_24 | ENERGY STAR Griddle (74% eff) | 0.3878% | 0 | 1.0871 | Commercial_2026_Achievable_million_m3_Before Competition Groups_ENERGY STAR Griddle (74% eff)
Commercial | Com ¦ Heat Recovery Ventilator | 2026 | Economic | million_m3 | Before Competition Groups | 6.0286 | 0 | 0 | 1579.026 | 0.0038179 | 22 | Commercial_2026_Economic_million_m3_Before Competition Groups_22 | Heat Recovery Ventilator | 0.3818% | 0 | 6.0286 | Commercial_2026_Economic_million_m3_Before Competition Groups_Heat Recovery Ventilator
Commercial | Com ¦ Energy Recovery Ventilation and Ventilation (Enhanced) | 2026 | Economic | million_m3 | Before Competition Groups | 4.8172 | 0 | 0 | 1579.026 | 0.0030507 | 23 | Commercial_2026_Economic_million_m3_Before Competition Groups_23 | Energy Recovery Ventilation and Ventilation (Enhanced) | 0.3051% | 0 | 4.8172 | Commercial_2026_Economic_million_m3_Before Competition Groups_Energy Recovery Ventilation and Ventilation (Enhanced)
Commercial | Com ¦ Ice Rink Heat Recovery | 2026 | Technical | million_m3 | Before Competition Groups | 4.1033 | 0 | 0 | 1733.1863 | 0.0023675 | 28 | Commercial_2026_Technical_million_m3_Before Competition Groups_28 | Ice Rink Heat Recovery | 0.2367% | 0 | 4.1033 | Commercial_2026_Technical_million_m3_Before Competition Groups_Ice Rink Heat Recovery
Commercial | Com ¦ HOTEL OCCUPANCY CONTROLS (HVAC + LIGHTING) | 2026 | Technical | million_m3 | Before Competition Groups | 3.7029 | 0 | 0 | 1733.1863 | 0.0021365 | 29 | Commercial_2026_Technical_million_m3_Before Competition Groups_29 | HOTEL OCCUPANCY CONTROLS (HVAC + LIGHTING) | 0.2136% | 0 | 3.7029 | Commercial_2026_Technical_million_m3_Before Competition Groups_HOTEL OCCUPANCY CONTROLS (HVAC + LIGHTING)
Commercial | Com ¦ ENERGY STAR Fryer (84% eff) | 2026 | Economic | million_m3 | Before Competition Groups | 3.2638 | 0 | 0 | 1579.026 | 0.002067 | 24 | Commercial_2026_Economic_million_m3_Before Competition Groups_24 | ENERGY STAR Fryer (84% eff) | 0.2067% | 0 | 3.2638 | Commercial_2026_Economic_million_m3_Before Competition Groups_ENERGY STAR Fryer (84% eff)
Commercial | Com ¦ Infrared Heaters | 2026 | Economic | million_m3 | Before Competition Groups | 2.9852 | 0 | 0 | 1579.026 | 0.0018905 | 25 | Commercial_2026_Economic_million_m3_Before Competition Groups_25 | Infrared Heaters | 0.1891% | 0 | 2.9852 | Commercial_2026_Economic_million_m3_Before Competition Groups_Infrared Heaters
Commercial | Com ¦ ENERGY STAR Fryer (84% eff) | 2026 | Technical | million_m3 | Before Competition Groups | 3.2638 | 0 | 0 | 1733.1863 | 0.0018831 | 30 | Commercial_2026_Technical_million_m3_Before Competition Groups_30 | ENERGY STAR Fryer (84% eff) | 0.1883% | 0 | 3.2638 | Commercial_2026_Technical_million_m3_Before Competition Groups_ENERGY STAR Fryer (84% eff)
Commercial | Com ¦ ENERGY STAR Dishwasher | 2026 | Economic | million_m3 | Before Competition Groups | 2.8984 | 0 | 0 | 1579.026 | 0.0018356 | 26 | Commercial_2026_Economic_million_m3_Before Competition Groups_26 | ENERGY STAR Dishwasher | 0.1836% | 0 | 2.8984 | Commercial_2026_Economic_million_m3_Before Competition Groups_ENERGY STAR Dishwasher
Commercial | Com ¦ High Efficiency Underfired Broilers | 2026 | Economic | million_m3 | Before Competition Groups | 2.7697 | 0 | 0 | 1579.026 | 0.0017541 | 27 | Commercial_2026_Economic_million_m3_Before Competition Groups_27 | High Efficiency Underfired Broilers | 0.1754% | 0 | 2.7697 | Commercial_2026_Economic_million_m3_Before Competition Groups_High Efficiency Underfired Broilers
Commercial | Com ¦ ENERGY STAR Dishwasher | 2026 | Achievable | million_m3 | Before Competition Groups | 0.48366 | 0 | 0 | 280.3052 | 0.0017255 | 25 | Commercial_2026_Achievable_million_m3_Before Competition Groups_25 | ENERGY STAR Dishwasher | 0.1725% | 0 | 0.48366 | Commercial_2026_Achievable_million_m3_Before Competition Groups_ENERGY STAR Dishwasher
Commercial | Com ¦ Infrared Heaters | 2026 | Technical | million_m3 | Before Competition Groups | 2.9852 | 0 | 0 | 1733.1863 | 0.0017224 | 31 | Commercial_2026_Technical_million_m3_Before Competition Groups_31 | Infrared Heaters | 0.1722% | 0 | 2.9852 | Commercial_2026_Technical_million_m3_Before Competition Groups_Infrared Heaters
Commercial | Com ¦ ENERGY STAR Dishwasher | 2026 | Technical | million_m3 | Before Competition Groups | 2.8984 | 0 | 0 | 1733.1863 | 0.0016723 | 32 | Commercial_2026_Technical_million_m3_Before Competition Groups_32 | ENERGY STAR Dishwasher | 0.1672% | 0 | 2.8984 | Commercial_2026_Technical_million_m3_Before Competition Groups_ENERGY STAR Dishwasher
Commercial | Com ¦ High Efficiency Underfired Broilers | 2026 | Technical | million_m3 | Before Competition Groups | 2.7697 | 0 | 0 | 1733.1863 | 0.0015981 | 33 | Commercial_2026_Technical_million_m3_Before Competition Groups_33 | High Efficiency Underfired Broilers | 0.1598% | 0 | 2.7697 | Commercial_2026_Technical_million_m3_Before Competition Groups_High Efficiency Underfired Broilers
Commercial | Com ¦ Condensing Storage Water Heater | 2026 | Technical | million_m3 | Before Competition Groups | 2.6752 | 0 | 0 | 1733.1863 | 0.0015435 | 34 | Commercial_2026_Technical_million_m3_Before Competition Groups_34 | Condensing Storage Water Heater | 0.1544% | 0 | 2.6752 | Commercial_2026_Technical_million_m3_Before Competition Groups_Condensing Storage Water Heater
Commercial | Com ¦ Infrared Heaters | 2026 | Achievable | million_m3 | Before Competition Groups | 0.40702 | 0 | 0 | 280.3052 | 0.0014521 | 26 | Commercial_2026_Achievable_million_m3_Before Competition Groups_26 | Infrared Heaters | 0.1452% | 0 | 0.40702 | Commercial_2026_Achievable_million_m3_Before Competition Groups_Infrared Heaters
Commercial | Com ¦ ENERGY STAR Griddle (74% eff) | 2026 | Economic | million_m3 | Before Competition Groups | 2.1389 | 0 | 0 | 1579.026 | 0.0013546 | 28 | Commercial_2026_Economic_million_m3_Before Competition Groups_28 | ENERGY STAR Griddle (74% eff) | 0.1355% | 0 | 2.1389 | Commercial_2026_Economic_million_m3_Before Competition Groups_ENERGY STAR Griddle (74% eff)
Commercial | Com ¦ Drain Water Heat Recovery (DWHR) ¦ Retro | 2026 | Achievable | million_m3 | Before Competition Groups | 0.36321 | 0 | 0 | 280.3052 | 0.0012958 | 27 | Commercial_2026_Achievable_million_m3_Before Competition Groups_27 | Drain Water Heat Recovery (DWHR) ¦ Retro | 0.1296% | 0 | 0.36321 | Commercial_2026_Achievable_million_m3_Before Competition Groups_Drain Water Heat Recovery (DWHR) ¦ Retro
Commercial | Com ¦ ENERGY STAR Griddle (74% eff) | 2026 | Technical | million_m3 | Before Competition Groups | 2.1389 | 0 | 0 | 1733.1863 | 0.0012341 | 35 | Commercial_2026_Technical_million_m3_Before Competition Groups_35 | ENERGY STAR Griddle (74% eff) | 0.1234% | 0 | 2.1389 | Commercial_2026_Technical_million_m3_Before Competition Groups_ENERGY STAR Griddle (74% eff)
Commercial | Com ¦ Energy Recovery Ventilation and Ventilation (Enhanced) | 2026 | Achievable | million_m3 | Before Competition Groups | 0.28344 | 0 | 0 | 280.3052 | 0.0010112 | 28 | Commercial_2026_Achievable_million_m3_Before Competition Groups_28 | Energy Recovery Ventilation and Ventilation (Enhanced) | 0.1011% | 0 | 0.28344 | Commercial_2026_Achievable_million_m3_Before Competition Groups_Energy Recovery Ventilation and Ventilation (Enhanced)
Commercial | Com ¦ CEE Tier 2/Energy Star Clothes Washers | 2026 | Achievable | million_m3 | Before Competition Groups | 0.27474 | 0 | 0 | 280.3052 | 0.00098016 | 29 | Commercial_2026_Achievable_million_m3_Before Competition Groups_29 | CEE Tier 2/Energy Star Clothes Washers | 0.09802% | 0 | 0.27474 | Commercial_2026_Achievable_million_m3_Before Competition Groups_CEE Tier 2/Energy Star Clothes Washers
Commercial | Com ¦ Condensing Tankless Water Heater | 2026 | Technical | million_m3 | Before Competition Groups | 1.5532 | 0 | 0 | 1733.1863 | 0.00089617 | 36 | Commercial_2026_Technical_million_m3_Before Competition Groups_36 | Condensing Tankless Water Heater | 0.08962% | 0 | 1.5532 | Commercial_2026_Technical_million_m3_Before Competition Groups_Condensing Tankless Water Heater
Commercial | Com ¦ Condensing Storage Water Heater | 2026 | Economic | million_m3 | Before Competition Groups | 1.3503 | 0 | 0 | 1579.026 | 0.00085516 | 29 | Commercial_2026_Economic_million_m3_Before Competition Groups_29 | Condensing Storage Water Heater | 0.08552% | 0 | 1.3503 | Commercial_2026_Economic_million_m3_Before Competition Groups_Condensing Storage Water Heater
Commercial | Com ¦ Drain Water Heat Recovery (DWHR) ¦ Retro | 2026 | Economic | million_m3 | Before Competition Groups | 1.3358 | 0 | 0 | 1579.026 | 0.00084597 | 30 | Commercial_2026_Economic_million_m3_Before Competition Groups_30 | Drain Water Heat Recovery (DWHR) ¦ Retro | 0.0846% | 0 | 1.3358 | Commercial_2026_Economic_million_m3_Before Competition Groups_Drain Water Heat Recovery (DWHR) ¦ Retro
Commercial | Com ¦ Drain Water Heat Recovery (DWHR) ¦ Retro | 2026 | Technical | million_m3 | Before Competition Groups | 1.3358 | 0 | 0 | 1733.1863 | 0.00077072 | 37 | Commercial_2026_Technical_million_m3_Before Competition Groups_37 | Drain Water Heat Recovery (DWHR) ¦ Retro | 0.07707% | 0 | 1.3358 | Commercial_2026_Technical_million_m3_Before Competition Groups_Drain Water Heat Recovery (DWHR) ¦ Retro
Commercial | Com ¦ Gas Heat Pump Water Heater | 2026 | Technical | million_m3 | Before Competition Groups | 1.3329 | 0 | 0 | 1733.1863 | 0.00076902 | 38 | Commercial_2026_Technical_million_m3_Before Competition Groups_38 | Gas Heat Pump Water Heater | 0.0769% | 0 | 1.3329 | Commercial_2026_Technical_million_m3_Before Competition Groups_Gas Heat Pump Water Heater
Commercial | Com ¦ Heat Recovery Ventilator | 2026 | Achievable | million_m3 | Before Competition Groups | 0.16942 | 0 | 0 | 280.3052 | 0.00060441 | 30 | Commercial_2026_Achievable_million_m3_Before Competition Groups_30 | Heat Recovery Ventilator | 0.06044% | 0 | 0.16942 | Commercial_2026_Achievable_million_m3_Before Competition Groups_Heat Recovery Ventilator
Commercial | Com ¦ Dock Door Seals | 2026 | Technical | million_m3 | Before Competition Groups | 1.0098 | 0 | 0 | 1733.1863 | 0.00058265 | 39 | Commercial_2026_Technical_million_m3_Before Competition Groups_39 | Dock Door Seals | 0.05827% | 0 | 1.0098 | Commercial_2026_Technical_million_m3_Before Competition Groups_Dock Door Seals
Commercial | Com ¦ Low Flow Pre-Rinse Spray Nozzle | 2026 | Achievable | million_m3 | Before Competition Groups | 0.16118 | 0 | 0 | 280.3052 | 0.00057502 | 31 | Commercial_2026_Achievable_million_m3_Before Competition Groups_31 | Low Flow Pre-Rinse Spray Nozzle | 0.0575% | 0 | 0.16118 | Commercial_2026_Achievable_million_m3_Before Competition Groups_Low Flow Pre-Rinse Spray Nozzle
Commercial | Com ¦ Gas Heat Pump Water Heater | 2026 | Economic | million_m3 | Before Competition Groups | 0.69317 | 0 | 0 | 1579.026 | 0.00043899 | 31 | Commercial_2026_Economic_million_m3_Before Competition Groups_31 | Gas Heat Pump Water Heater | 0.0439% | 0 | 0.69317 | Commercial_2026_Economic_million_m3_Before Competition Groups_Gas Heat Pump Water Heater
Commercial | Com ¦ ENERGY STAR Steam Cooker | 2026 | Achievable | million_m3 | Before Competition Groups | 0.11732 | 0 | 0 | 280.3052 | 0.00041856 | 32 | Commercial_2026_Achievable_million_m3_Before Competition Groups_32 | ENERGY STAR Steam Cooker | 0.04186% | 0 | 0.11732 | Commercial_2026_Achievable_million_m3_Before Competition Groups_ENERGY STAR Steam Cooker
Commercial | Com ¦ CEE Tier 2/Energy Star Clothes Washers | 2026 | Economic | million_m3 | Before Competition Groups | 0.597 | 0 | 0 | 1579.026 | 0.00037808 | 32 | Commercial_2026_Economic_million_m3_Before Competition Groups_32 | CEE Tier 2/Energy Star Clothes Washers | 0.03781% | 0 | 0.597 | Commercial_2026_Economic_million_m3_Before Competition Groups_CEE Tier 2/Energy Star Clothes Washers
Commercial | Com ¦ CEE Tier 2/Energy Star Clothes Washers | 2026 | Technical | million_m3 | Before Competition Groups | 0.597 | 0 | 0 | 1733.1863 | 0.00034445 | 40 | Commercial_2026_Technical_million_m3_Before Competition Groups_40 | CEE Tier 2/Energy Star Clothes Washers | 0.03445% | 0 | 0.597 | Commercial_2026_Technical_million_m3_Before Competition Groups_CEE Tier 2/Energy Star Clothes Washers
Commercial | Com ¦ Condensing Tankless Water Heater | 2026 | Economic | million_m3 | Before Competition Groups | 0.52056 | 0 | 0 | 1579.026 | 0.00032967 | 33 | Commercial_2026_Economic_million_m3_Before Competition Groups_33 | Condensing Tankless Water Heater | 0.03297% | 0 | 0.52056 | Commercial_2026_Economic_million_m3_Before Competition Groups_Condensing Tankless Water Heater
Commercial | Com ¦ Low Flow Pre-Rinse Spray Nozzle | 2026 | Economic | million_m3 | Before Competition Groups | 0.45203 | 0 | 0 | 1579.026 | 0.00028627 | 34 | Commercial_2026_Economic_million_m3_Before Competition Groups_34 | Low Flow Pre-Rinse Spray Nozzle | 0.02863% | 0 | 0.45203 | Commercial_2026_Economic_million_m3_Before Competition Groups_Low Flow Pre-Rinse Spray Nozzle
Commercial | Com ¦ Low Flow Pre-Rinse Spray Nozzle | 2026 | Technical | million_m3 | Before Competition Groups | 0.45203 | 0 | 0 | 1733.1863 | 0.00026081 | 41 | Commercial_2026_Technical_million_m3_Before Competition Groups_41 | Low Flow Pre-Rinse Spray Nozzle | 0.02608% | 0 | 0.45203 | Commercial_2026_Technical_million_m3_Before Competition Groups_Low Flow Pre-Rinse Spray Nozzle
Commercial | Com ¦ Condensing Storage Water Heater | 2026 | Achievable | million_m3 | Before Competition Groups | 0.051111 | 0 | 0 | 280.3052 | 0.00018234 | 33 | Commercial_2026_Achievable_million_m3_Before Competition Groups_33 | Condensing Storage Water Heater | 0.01823% | 0 | 0.051111 | Commercial_2026_Achievable_million_m3_Before Competition Groups_Condensing Storage Water Heater
Commercial | Com ¦ ENERGY STAR Steam Cooker | 2026 | Economic | million_m3 | Before Competition Groups | 0.23354 | 0 | 0 | 1579.026 | 0.0001479 | 35 | Commercial_2026_Economic_million_m3_Before Competition Groups_35 | ENERGY STAR Steam Cooker | 0.01479% | 0 | 0.23354 | Commercial_2026_Economic_million_m3_Before Competition Groups_ENERGY STAR Steam Cooker
Commercial | Com ¦ ENERGY STAR Steam Cooker | 2026 | Technical | million_m3 | Before Competition Groups | 0.23354 | 0 | 0 | 1733.1863 | 0.00013474 | 42 | Commercial_2026_Technical_million_m3_Before Competition Groups_42 | ENERGY STAR Steam Cooker | 0.01347% | 0 | 0.23354 | Commercial_2026_Technical_million_m3_Before Competition Groups_ENERGY STAR Steam Cooker
Commercial | Com ¦ Air Curtains | 2026 | Achievable | million_m3 | Before Competition Groups | 0.036394 | 0 | 0 | 280.3052 | 0.00012984 | 34 | Commercial_2026_Achievable_million_m3_Before Competition Groups_34 | Air Curtains | 0.01298% | 0 | 0.036394 | Commercial_2026_Achievable_million_m3_Before Competition Groups_Air Curtains
Commercial | Com ¦ Drain Water Heat Recovery (DWHR) ¦New | 2026 | Economic | million_m3 | Before Competition Groups | 0.16372 | 0 | 0 | 1579.026 | 0.00010368 | 36 | Commercial_2026_Economic_million_m3_Before Competition Groups_36 | Drain Water Heat Recovery (DWHR) ¦New | 0.01037% | 0 | 0.16372 | Commercial_2026_Economic_million_m3_Before Competition Groups_Drain Water Heat Recovery (DWHR) ¦New
Commercial | Com ¦ Drain Water Heat Recovery (DWHR) ¦New | 2026 | Achievable | million_m3 | Before Competition Groups | 0.026732 | 0 | 0 | 280.3052 | 9.5368e-05 | 35 | Commercial_2026_Achievable_million_m3_Before Competition Groups_35 | Drain Water Heat Recovery (DWHR) ¦New | 0.009537% | 0 | 0.026732 | Commercial_2026_Achievable_million_m3_Before Competition Groups_Drain Water Heat Recovery (DWHR) ¦New
Commercial | Com ¦ Drain Water Heat Recovery (DWHR) ¦New | 2026 | Technical | million_m3 | Before Competition Groups | 0.16372 | 0 | 0 | 1733.1863 | 9.4461e-05 | 43 | Commercial_2026_Technical_million_m3_Before Competition Groups_43 | Drain Water Heat Recovery (DWHR) ¦New | 0.009446% | 0 | 0.16372 | Commercial_2026_Technical_million_m3_Before Competition Groups_Drain Water Heat Recovery (DWHR) ¦New
Commercial | Com ¦ Air Curtains | 2026 | Economic | million_m3 | Before Competition Groups | 0.13813 | 0 | 0 | 1579.026 | 8.7479e-05 | 37 | Commercial_2026_Economic_million_m3_Before Competition Groups_37 | Air Curtains | 0.008748% | 0 | 0.13813 | Commercial_2026_Economic_million_m3_Before Competition Groups_Air Curtains
Commercial | Com ¦ Gas Heat Pump Water Heater | 2026 | Achievable | million_m3 | Before Competition Groups | 0.023925 | 0 | 0 | 280.3052 | 8.5353e-05 | 36 | Commercial_2026_Achievable_million_m3_Before Competition Groups_36 | Gas Heat Pump Water Heater | 0.008535% | 0 | 0.023925 | Commercial_2026_Achievable_million_m3_Before Competition Groups_Gas Heat Pump Water Heater
Commercial | Com ¦ Air Curtains | 2026 | Technical | million_m3 | Before Competition Groups | 0.13813 | 0 | 0 | 1733.1863 | 7.9698e-05 | 44 | Commercial_2026_Technical_million_m3_Before Competition Groups_44 | Air Curtains | 0.00797% | 0 | 0.13813 | Commercial_2026_Technical_million_m3_Before Competition Groups_Air Curtains
Commercial | Com ¦ Solar Water Preheat (Pools/DHW) | 2026 | Economic | million_m3 | Before Competition Groups | 0.10526 | 0 | 0 | 1579.026 | 6.6659e-05 | 38 | Commercial_2026_Economic_million_m3_Before Competition Groups_38 | Solar Water Preheat (Pools/DHW) | 0.006666% | 0 | 0.10526 | Commercial_2026_Economic_million_m3_Before Competition Groups_Solar Water Preheat (Pools/DHW)
Commercial | Com ¦ Solar Water Preheat (Pools/DHW) | 2026 | Technical | million_m3 | Before Competition Groups | 0.10714 | 0 | 0 | 1733.1863 | 6.1818e-05 | 45 | Commercial_2026_Technical_million_m3_Before Competition Groups_45 | Solar Water Preheat (Pools/DHW) | 0.006182% | 0 | 0.10714 | Commercial_2026_Technical_million_m3_Before Competition Groups_Solar Water Preheat (Pools/DHW)
Commercial | Com ¦ Super High Perf Glazing ¦RET | 2026 | Achievable | million_m3 | Before Competition Groups | 0.017297 | 0 | 0 | 280.3052 | 6.1709e-05 | 37 | Commercial_2026_Achievable_million_m3_Before Competition Groups_37 | Super High Perf Glazing ¦RET | 0.006171% | 0 | 0.017297 | Commercial_2026_Achievable_million_m3_Before Competition Groups_Super High Perf Glazing ¦RET
Commercial | Com ¦ Solar Preheat Make up Air | 2026 | Technical | million_m3 | Before Competition Groups | 0.073375 | 0 | 0 | 1733.1863 | 4.2336e-05 | 46 | Commercial_2026_Technical_million_m3_Before Competition Groups_46 | Solar Preheat Make up Air | 0.004234% | 0 | 0.073375 | Commercial_2026_Technical_million_m3_Before Competition Groups_Solar Preheat Make up Air
Commercial | Com ¦ Super High Perf Glazing ¦RET | 2026 | Economic | million_m3 | Before Competition Groups | 0.066625 | 0 | 0 | 1579.026 | 4.2193e-05 | 39 | Commercial_2026_Economic_million_m3_Before Competition Groups_39 | Super High Perf Glazing ¦RET | 0.004219% | 0 | 0.066625 | Commercial_2026_Economic_million_m3_Before Competition Groups_Super High Perf Glazing ¦RET
Commercial | Com ¦ Super High Perf Glazing ¦RET | 2026 | Technical | million_m3 | Before Competition Groups | 0.066625 | 0 | 0 | 1733.1863 | 3.844e-05 | 47 | Commercial_2026_Technical_million_m3_Before Competition Groups_47 | Super High Perf Glazing ¦RET | 0.003844% | 0 | 0.066625 | Commercial_2026_Technical_million_m3_Before Competition Groups_Super High Perf Glazing ¦RET
Commercial | Com ¦ Gas Convection Oven | 2026 | Technical | million_m3 | Before Competition Groups | 0.055196 | 0 | 0 | 1733.1863 | 3.1846e-05 | 48 | Commercial_2026_Technical_million_m3_Before Competition Groups_48 | Gas Convection Oven | 0.003185% | 0 | 0.055196 | Commercial_2026_Technical_million_m3_Before Competition Groups_Gas Convection Oven
Commercial | Com ¦ Solar Water Preheat (Pools/DHW) | 2026 | Achievable | million_m3 | Before Competition Groups | 0.0081125 | 0 | 0 | 280.3052 | 2.8942e-05 | 38 | Commercial_2026_Achievable_million_m3_Before Competition Groups_38 | Solar Water Preheat (Pools/DHW) | 0.002894% | 0 | 0.0081125 | Commercial_2026_Achievable_million_m3_Before Competition Groups_Solar Water Preheat (Pools/DHW)
Commercial | Com ¦ Condensing Tankless Water Heater | 2026 | Achievable | million_m3 | Before Competition Groups | 0.0047547 | 0 | 0 | 280.3052 | 1.6963e-05 | 39 | Commercial_2026_Achievable_million_m3_Before Competition Groups_39 | Condensing Tankless Water Heater | 0.001696% | 0 | 0.0047547 | Commercial_2026_Achievable_million_m3_Before Competition Groups_Condensing Tankless Water Heater
Commercial | Com ¦ Super High Perf Glazing ¦New | 2026 | Achievable | million_m3 | Before Competition Groups | 0.0032535 | 0 | 0 | 280.3052 | 1.1607e-05 | 40 | Commercial_2026_Achievable_million_m3_Before Competition Groups_40 | Super High Perf Glazing ¦New | 0.001161% | 0 | 0.0032535 | Commercial_2026_Achievable_million_m3_Before Competition Groups_Super High Perf Glazing ¦New
Commercial | Com ¦ Super High Perf Glazing ¦New | 2026 | Economic | million_m3 | Before Competition Groups | 0.0082002 | 0 | 0 | 1579.026 | 5.1932e-06 | 40 | Commercial_2026_Economic_million_m3_Before Competition Groups_40 | Super High Perf Glazing ¦New | 0.0005193% | 0 | 0.0082002 | Commercial_2026_Economic_million_m3_Before Competition Groups_Super High Perf Glazing ¦New
Commercial | Com ¦ Super High Perf Glazing ¦New | 2026 | Technical | million_m3 | Before Competition Groups | 0.0082002 | 0 | 0 | 1733.1863 | 4.7313e-06 | 49 | Commercial_2026_Technical_million_m3_Before Competition Groups_49 | Super High Perf Glazing ¦New | 0.0004731% | 0 | 0.0082002 | Commercial_2026_Technical_million_m3_Before Competition Groups_Super High Perf Glazing ¦New
Commercial | Com ¦ Building Recommissioning, Operations and Maintenance (O&M) Improvements | 2027 | Economic | million_m3 | Before Competition Groups | 288.3107 | 0 | 0 | 1633.7057 | 0.17648 | 1 | Commercial_2027_Economic_million_m3_Before Competition Groups_1 | Building Recommissioning, Operations and Maintenance (O&M) Improvements | 17.65% | 0 | 288.3107 | Commercial_2027_Economic_million_m3_Before Competition Groups_Building Recommissioning, Operations and Maintenance (O&M) Improvements
Commercial | Com ¦ Building Recommissioning, Operations and Maintenance (O&M) Improvements | 2027 | Technical | million_m3 | Before Competition Groups | 288.3107 | 0 | 0 | 1792.0545 | 0.16088 | 1 | Commercial_2027_Technical_million_m3_Before Competition Groups_1 | Building Recommissioning, Operations and Maintenance (O&M) Improvements | 16.09% | 0 | 288.3107 | Commercial_2027_Technical_million_m3_Before Competition Groups_Building Recommissioning, Operations and Maintenance (O&M) Improvements
Commercial | Com ¦ Adaptive Thermostats | 2027 | Achievable | million_m3 | Before Competition Groups | 49.5079 | 0 | 0 | 376.5217 | 0.13149 | 1 | Commercial_2027_Achievable_million_m3_Before Competition Groups_1 | Adaptive Thermostats | 13.15% | 0 | 49.5079 | Commercial_2027_Achievable_million_m3_Before Competition Groups_Adaptive Thermostats
Commercial | Com ¦ Demand Control Ventilation | 2027 | Achievable | million_m3 | Before Competition Groups | 40.5877 | 0 | 0 | 376.5217 | 0.1078 | 2 | Commercial_2027_Achievable_million_m3_Before Competition Groups_2 | Demand Control Ventilation | 10.78% | 0 | 40.5877 | Commercial_2027_Achievable_million_m3_Before Competition Groups_Demand Control Ventilation
Commercial | Com ¦ Demand Control Ventilation | 2027 | Economic | million_m3 | Before Competition Groups | 157.2246 | 0 | 0 | 1633.7057 | 0.096238 | 2 | Commercial_2027_Economic_million_m3_Before Competition Groups_2 | Demand Control Ventilation | 9.624% | 0 | 157.2246 | Commercial_2027_Economic_million_m3_Before Competition Groups_Demand Control Ventilation
Commercial | Com ¦ Demand Control Ventilation | 2027 | Technical | million_m3 | Before Competition Groups | 162.9606 | 0 | 0 | 1792.0545 | 0.090935 | 2 | Commercial_2027_Technical_million_m3_Before Competition Groups_2 | Demand Control Ventilation | 9.094% | 0 | 162.9606 | Commercial_2027_Technical_million_m3_Before Competition Groups_Demand Control Ventilation
Commercial | Com ¦ Boilers - Advanced Controls (Steam Systems) | 2027 | Economic | million_m3 | Before Competition Groups | 139.3791 | 0 | 0 | 1633.7057 | 0.085315 | 3 | Commercial_2027_Economic_million_m3_Before Competition Groups_3 | Boilers - Advanced Controls (Steam Systems) | 8.531% | 0 | 139.3791 | Commercial_2027_Economic_million_m3_Before Competition Groups_Boilers - Advanced Controls (Steam Systems)
Commercial | Com ¦ Adaptive Thermostats | 2027 | Economic | million_m3 | Before Competition Groups | 137.1326 | 0 | 0 | 1633.7057 | 0.08394 | 4 | Commercial_2027_Economic_million_m3_Before Competition Groups_4 | Adaptive Thermostats | 8.394% | 0 | 137.1326 | Commercial_2027_Economic_million_m3_Before Competition Groups_Adaptive Thermostats
Commercial | Com ¦ Boilers - Advanced Controls (Steam Systems) | 2027 | Technical | million_m3 | Before Competition Groups | 139.3791 | 0 | 0 | 1792.0545 | 0.077776 | 3 | Commercial_2027_Technical_million_m3_Before Competition Groups_3 | Boilers - Advanced Controls (Steam Systems) | 7.778% | 0 | 139.3791 | Commercial_2027_Technical_million_m3_Before Competition Groups_Boilers - Advanced Controls (Steam Systems)
Commercial | Com ¦ Adaptive Thermostats | 2027 | Technical | million_m3 | Before Competition Groups | 137.1326 | 0 | 0 | 1792.0545 | 0.076523 | 4 | Commercial_2027_Technical_million_m3_Before Competition Groups_4 | Adaptive Thermostats | 7.652% | 0 | 137.1326 | Commercial_2027_Technical_million_m3_Before Competition Groups_Adaptive Thermostats
Commercial | Com ¦ Education and Capacity Building/Energy Behavior | 2027 | Achievable | million_m3 | Before Competition Groups | 26.6208 | 0 | 0 | 376.5217 | 0.070702 | 3 | Commercial_2027_Achievable_million_m3_Before Competition Groups_3 | Education and Capacity Building/Energy Behavior | 7.07% | 0 | 26.6208 | Commercial_2027_Achievable_million_m3_Before Competition Groups_Education and Capacity Building/Energy Behavior
Commercial | Com ¦ Air Handler with Dedicated Outdoor Air Systems | 2027 | Achievable | million_m3 | Before Competition Groups | 26.4725 | 0 | 0 | 376.5217 | 0.070308 | 4 | Commercial_2027_Achievable_million_m3_Before Competition Groups_4 | Air Handler with Dedicated Outdoor Air Systems | 7.031% | 0 | 26.4725 | Commercial_2027_Achievable_million_m3_Before Competition Groups_Air Handler with Dedicated Outdoor Air Systems
Commercial | Com ¦ Condensing Boiler ¦ Std | 2027 | Achievable | million_m3 | Before Competition Groups | 25.7393 | 0 | 0 | 376.5217 | 0.068361 | 5 | Commercial_2027_Achievable_million_m3_Before Competition Groups_5 | Condensing Boiler ¦ Std | 6.836% | 0 | 25.7393 | Commercial_2027_Achievable_million_m3_Before Competition Groups_Condensing Boiler ¦ Std
Commercial | Com ¦ Condensing Boiler ¦ Std | 2027 | Economic | million_m3 | Before Competition Groups | 110.516 | 0 | 0 | 1633.7057 | 0.067647 | 5 | Commercial_2027_Economic_million_m3_Before Competition Groups_5 | Condensing Boiler ¦ Std | 6.765% | 0 | 110.516 | Commercial_2027_Economic_million_m3_Before Competition Groups_Condensing Boiler ¦ Std
Commercial | Com ¦ Air Handler with Dedicated Outdoor Air Systems | 2027 | Economic | million_m3 | Before Competition Groups | 106.461 | 0 | 0 | 1633.7057 | 0.065165 | 6 | Commercial_2027_Economic_million_m3_Before Competition Groups_6 | Air Handler with Dedicated Outdoor Air Systems | 6.517% | 0 | 106.461 | Commercial_2027_Economic_million_m3_Before Competition Groups_Air Handler with Dedicated Outdoor Air Systems
Commercial | Com ¦ Condensing Boiler ¦ Std | 2027 | Technical | million_m3 | Before Competition Groups | 110.516 | 0 | 0 | 1792.0545 | 0.06167 | 5 | Commercial_2027_Technical_million_m3_Before Competition Groups_5 | Condensing Boiler ¦ Std | 6.167% | 0 | 110.516 | Commercial_2027_Technical_million_m3_Before Competition Groups_Condensing Boiler ¦ Std
Commercial | Com ¦ Air Handler with Dedicated Outdoor Air Systems | 2027 | Technical | million_m3 | Before Competition Groups | 106.461 | 0 | 0 | 1792.0545 | 0.059407 | 6 | Commercial_2027_Technical_million_m3_Before Competition Groups_6 | Air Handler with Dedicated Outdoor Air Systems | 5.941% | 0 | 106.461 | Commercial_2027_Technical_million_m3_Before Competition Groups_Air Handler with Dedicated Outdoor Air Systems
Commercial | Com ¦ Boilers - Advanced Controls (Steam Systems) | 2027 | Achievable | million_m3 | Before Competition Groups | 22.0562 | 0 | 0 | 376.5217 | 0.058579 | 6 | Commercial_2027_Achievable_million_m3_Before Competition Groups_6 | Boilers - Advanced Controls (Steam Systems) | 5.858% | 0 | 22.0562 | Commercial_2027_Achievable_million_m3_Before Competition Groups_Boilers - Advanced Controls (Steam Systems)
Commercial | Com ¦ Building Recommissioning, Operations and Maintenance (O&M) Improvements | 2027 | Achievable | million_m3 | Before Competition Groups | 21.4413 | 0 | 0 | 376.5217 | 0.056946 | 7 | Commercial_2027_Achievable_million_m3_Before Competition Groups_7 | Building Recommissioning, Operations and Maintenance (O&M) Improvements | 5.695% | 0 | 21.4413 | Commercial_2027_Achievable_million_m3_Before Competition Groups_Building Recommissioning, Operations and Maintenance (O&M) Improvements
Commercial | Com ¦ Education and Capacity Building/Energy Behavior | 2027 | Economic | million_m3 | Before Competition Groups | 91.3574 | 0 | 0 | 1633.7057 | 0.05592 | 7 | Commercial_2027_Economic_million_m3_Before Competition Groups_7 | Education and Capacity Building/Energy Behavior | 5.592% | 0 | 91.3574 | Commercial_2027_Economic_million_m3_Before Competition Groups_Education and Capacity Building/Energy Behavior
Commercial | Com ¦ Steam System Optimization | 2027 | Achievable | million_m3 | Before Competition Groups | 20.4917 | 0 | 0 | 376.5217 | 0.054424 | 8 | Commercial_2027_Achievable_million_m3_Before Competition Groups_8 | Steam System Optimization | 5.442% | 0 | 20.4917 | Commercial_2027_Achievable_million_m3_Before Competition Groups_Steam System Optimization
Commercial | Com ¦ Gas Fired Rooftop Units | 2027 | Economic | million_m3 | Before Competition Groups | 85.8647 | 0 | 0 | 1633.7057 | 0.052558 | 8 | Commercial_2027_Economic_million_m3_Before Competition Groups_8 | Gas Fired Rooftop Units | 5.256% | 0 | 85.8647 | Commercial_2027_Economic_million_m3_Before Competition Groups_Gas Fired Rooftop Units
Commercial | Com ¦ Destratification | 2027 | Achievable | million_m3 | Before Competition Groups | 19.486 | 0 | 0 | 376.5217 | 0.051753 | 9 | Commercial_2027_Achievable_million_m3_Before Competition Groups_9 | Destratification | 5.175% | 0 | 19.486 | Commercial_2027_Achievable_million_m3_Before Competition Groups_Destratification
Commercial | Com ¦ Education and Capacity Building/Energy Behavior | 2027 | Technical | million_m3 | Before Competition Groups | 91.3574 | 0 | 0 | 1792.0545 | 0.050979 | 7 | Commercial_2027_Technical_million_m3_Before Competition Groups_7 | Education and Capacity Building/Energy Behavior | 5.098% | 0 | 91.3574 | Commercial_2027_Technical_million_m3_Before Competition Groups_Education and Capacity Building/Energy Behavior
Commercial | Com ¦ Furnace Tune-Up | 2027 | Achievable | million_m3 | Before Competition Groups | 18.7237 | 0 | 0 | 376.5217 | 0.049728 | 10 | Commercial_2027_Achievable_million_m3_Before Competition Groups_10 | Furnace Tune-Up | 4.973% | 0 | 18.7237 | Commercial_2027_Achievable_million_m3_Before Competition Groups_Furnace Tune-Up
Commercial | Com ¦ Gas Fired Rooftop Units | 2027 | Technical | million_m3 | Before Competition Groups | 85.8647 | 0 | 0 | 1792.0545 | 0.047914 | 8 | Commercial_2027_Technical_million_m3_Before Competition Groups_8 | Gas Fired Rooftop Units | 4.791% | 0 | 85.8647 | Commercial_2027_Technical_million_m3_Before Competition Groups_Gas Fired Rooftop Units
Commercial | Com ¦ Advanced BAS/Controllers | 2027 | Economic | million_m3 | Before Competition Groups | 72.0288 | 0 | 0 | 1633.7057 | 0.044089 | 9 | Commercial_2027_Economic_million_m3_Before Competition Groups_9 | Advanced BAS/Controllers | 4.409% | 0 | 72.0288 | Commercial_2027_Economic_million_m3_Before Competition Groups_Advanced BAS/Controllers
Commercial | Com ¦ Demand Control Kitchen Ventilation | 2027 | Achievable | million_m3 | Before Competition Groups | 15.8284 | 0 | 0 | 376.5217 | 0.042039 | 11 | Commercial_2027_Achievable_million_m3_Before Competition Groups_11 | Demand Control Kitchen Ventilation | 4.204% | 0 | 15.8284 | Commercial_2027_Achievable_million_m3_Before Competition Groups_Demand Control Kitchen Ventilation
Commercial | Com ¦ Advanced BAS/Controllers | 2027 | Technical | million_m3 | Before Competition Groups | 72.0288 | 0 | 0 | 1792.0545 | 0.040193 | 9 | Commercial_2027_Technical_million_m3_Before Competition Groups_9 | Advanced BAS/Controllers | 4.019% | 0 | 72.0288 | Commercial_2027_Technical_million_m3_Before Competition Groups_Advanced BAS/Controllers
Commercial | Com ¦ Steam System Optimization | 2027 | Economic | million_m3 | Before Competition Groups | 58.5691 | 0 | 0 | 1633.7057 | 0.03585 | 10 | Commercial_2027_Economic_million_m3_Before Competition Groups_10 | Steam System Optimization | 3.585% | 0 | 58.5691 | Commercial_2027_Economic_million_m3_Before Competition Groups_Steam System Optimization
Commercial | Com ¦ Destratification | 2027 | Economic | million_m3 | Before Competition Groups | 56.4794 | 0 | 0 | 1633.7057 | 0.034571 | 11 | Commercial_2027_Economic_million_m3_Before Competition Groups_11 | Destratification | 3.457% | 0 | 56.4794 | Commercial_2027_Economic_million_m3_Before Competition Groups_Destratification
Commercial | Com ¦ Demand Control Kitchen Ventilation | 2027 | Economic | million_m3 | Before Competition Groups | 54.8943 | 0 | 0 | 1633.7057 | 0.033601 | 12 | Commercial_2027_Economic_million_m3_Before Competition Groups_12 | Demand Control Kitchen Ventilation | 3.36% | 0 | 54.8943 | Commercial_2027_Economic_million_m3_Before Competition Groups_Demand Control Kitchen Ventilation
Commercial | Com ¦ Furnace Tune-Up | 2027 | Economic | million_m3 | Before Competition Groups | 54.1537 | 0 | 0 | 1633.7057 | 0.033148 | 13 | Commercial_2027_Economic_million_m3_Before Competition Groups_13 | Furnace Tune-Up | 3.315% | 0 | 54.1537 | Commercial_2027_Economic_million_m3_Before Competition Groups_Furnace Tune-Up
Commercial | Com ¦ Steam System Optimization | 2027 | Technical | million_m3 | Before Competition Groups | 58.5691 | 0 | 0 | 1792.0545 | 0.032683 | 10 | Commercial_2027_Technical_million_m3_Before Competition Groups_10 | Steam System Optimization | 3.268% | 0 | 58.5691 | Commercial_2027_Technical_million_m3_Before Competition Groups_Steam System Optimization
Commercial | Com ¦ Condensing Make Up Air Unit | 2027 | Achievable | million_m3 | Before Competition Groups | 11.96 | 0 | 0 | 376.5217 | 0.031764 | 12 | Commercial_2027_Achievable_million_m3_Before Competition Groups_12 | Condensing Make Up Air Unit | 3.176% | 0 | 11.96 | Commercial_2027_Achievable_million_m3_Before Competition Groups_Condensing Make Up Air Unit
Commercial | Com ¦ Gas Fired Heat Pump | 2027 | Achievable | million_m3 | Before Competition Groups | 11.8744 | 0 | 0 | 376.5217 | 0.031537 | 13 | Commercial_2027_Achievable_million_m3_Before Competition Groups_13 | Gas Fired Heat Pump | 3.154% | 0 | 11.8744 | Commercial_2027_Achievable_million_m3_Before Competition Groups_Gas Fired Heat Pump
Commercial | Com ¦ Destratification | 2027 | Technical | million_m3 | Before Competition Groups | 56.4794 | 0 | 0 | 1792.0545 | 0.031517 | 11 | Commercial_2027_Technical_million_m3_Before Competition Groups_11 | Destratification | 3.152% | 0 | 56.4794 | Commercial_2027_Technical_million_m3_Before Competition Groups_Destratification
Commercial | Com ¦ Demand Control Kitchen Ventilation | 2027 | Technical | million_m3 | Before Competition Groups | 54.8943 | 0 | 0 | 1792.0545 | 0.030632 | 12 | Commercial_2027_Technical_million_m3_Before Competition Groups_12 | Demand Control Kitchen Ventilation | 3.063% | 0 | 54.8943 | Commercial_2027_Technical_million_m3_Before Competition Groups_Demand Control Kitchen Ventilation
Commercial | Com ¦ Furnace Tune-Up | 2027 | Technical | million_m3 | Before Competition Groups | 54.1537 | 0 | 0 | 1792.0545 | 0.030219 | 13 | Commercial_2027_Technical_million_m3_Before Competition Groups_13 | Furnace Tune-Up | 3.022% | 0 | 54.1537 | Commercial_2027_Technical_million_m3_Before Competition Groups_Furnace Tune-Up
Commercial | Com ¦ Gas Fired Rooftop Units | 2027 | Achievable | million_m3 | Before Competition Groups | 11.1416 | 0 | 0 | 376.5217 | 0.029591 | 14 | Commercial_2027_Achievable_million_m3_Before Competition Groups_14 | Gas Fired Rooftop Units | 2.959% | 0 | 11.1416 | Commercial_2027_Achievable_million_m3_Before Competition Groups_Gas Fired Rooftop Units
Commercial | Com ¦ Wall Insulation | 2027 | Achievable | million_m3 | Before Competition Groups | 10.5911 | 0 | 0 | 376.5217 | 0.028129 | 15 | Commercial_2027_Achievable_million_m3_Before Competition Groups_15 | Wall Insulation | 2.813% | 0 | 10.5911 | Commercial_2027_Achievable_million_m3_Before Competition Groups_Wall Insulation
Commercial | Com ¦ Energy Recovery Ventilation and Ventilation (Enhanced) | 2027 | Technical | million_m3 | Before Competition Groups | 49.584 | 0 | 0 | 1792.0545 | 0.027669 | 14 | Commercial_2027_Technical_million_m3_Before Competition Groups_14 | Energy Recovery Ventilation and Ventilation (Enhanced) | 2.767% | 0 | 49.584 | Commercial_2027_Technical_million_m3_Before Competition Groups_Energy Recovery Ventilation and Ventilation (Enhanced)
Commercial | Com ¦ Advanced BAS/Controllers | 2027 | Achievable | million_m3 | Before Competition Groups | 10.0165 | 0 | 0 | 376.5217 | 0.026603 | 16 | Commercial_2027_Achievable_million_m3_Before Competition Groups_16 | Advanced BAS/Controllers | 2.66% | 0 | 10.0165 | Commercial_2027_Achievable_million_m3_Before Competition Groups_Advanced BAS/Controllers
Commercial | Com ¦ Condensing Make Up Air Unit | 2027 | Economic | million_m3 | Before Competition Groups | 40.4411 | 0 | 0 | 1633.7057 | 0.024754 | 14 | Commercial_2027_Economic_million_m3_Before Competition Groups_14 | Condensing Make Up Air Unit | 2.475% | 0 | 40.4411 | Commercial_2027_Economic_million_m3_Before Competition Groups_Condensing Make Up Air Unit
Commercial | Com ¦ Condensing Make Up Air Unit | 2027 | Technical | million_m3 | Before Competition Groups | 40.4411 | 0 | 0 | 1792.0545 | 0.022567 | 15 | Commercial_2027_Technical_million_m3_Before Competition Groups_15 | Condensing Make Up Air Unit | 2.257% | 0 | 40.4411 | Commercial_2027_Technical_million_m3_Before Competition Groups_Condensing Make Up Air Unit
Commercial | Com ¦ High Efficiency Condensing Furnace AFUE 95% from 80% code | 2027 | Technical | million_m3 | Before Competition Groups | 39.8118 | 0 | 0 | 1792.0545 | 0.022216 | 16 | Commercial_2027_Technical_million_m3_Before Competition Groups_16 | High Efficiency Condensing Furnace AFUE 95% from 80% code | 2.222% | 0 | 39.8118 | Commercial_2027_Technical_million_m3_Before Competition Groups_High Efficiency Condensing Furnace AFUE 95% from 80% code
Commercial | Com ¦ Gas Fired Heat Pump | 2027 | Economic | million_m3 | Before Competition Groups | 34.3116 | 0 | 0 | 1633.7057 | 0.021002 | 15 | Commercial_2027_Economic_million_m3_Before Competition Groups_15 | Gas Fired Heat Pump | 2.1% | 0 | 34.3116 | Commercial_2027_Economic_million_m3_Before Competition Groups_Gas Fired Heat Pump
Commercial | Com ¦ Energy Efficient Laboratory Fume Hood | 2027 | Achievable | million_m3 | Before Competition Groups | 7.4823 | 0 | 0 | 376.5217 | 0.019872 | 17 | Commercial_2027_Achievable_million_m3_Before Competition Groups_17 | Energy Efficient Laboratory Fume Hood | 1.987% | 0 | 7.4823 | Commercial_2027_Achievable_million_m3_Before Competition Groups_Energy Efficient Laboratory Fume Hood
Commercial | Com ¦ Gas Fired Heat Pump | 2027 | Technical | million_m3 | Before Competition Groups | 34.3116 | 0 | 0 | 1792.0545 | 0.019147 | 17 | Commercial_2027_Technical_million_m3_Before Competition Groups_17 | Gas Fired Heat Pump | 1.915% | 0 | 34.3116 | Commercial_2027_Technical_million_m3_Before Competition Groups_Gas Fired Heat Pump
Commercial | Com ¦ Wall Insulation | 2027 | Economic | million_m3 | Before Competition Groups | 30.2227 | 0 | 0 | 1633.7057 | 0.018499 | 16 | Commercial_2027_Economic_million_m3_Before Competition Groups_16 | Wall Insulation | 1.85% | 0 | 30.2227 | Commercial_2027_Economic_million_m3_Before Competition Groups_Wall Insulation
Commercial | Com ¦ Heat Recovery Ventilator | 2027 | Technical | million_m3 | Before Competition Groups | 30.8841 | 0 | 0 | 1792.0545 | 0.017234 | 18 | Commercial_2027_Technical_million_m3_Before Competition Groups_18 | Heat Recovery Ventilator | 1.723% | 0 | 30.8841 | Commercial_2027_Technical_million_m3_Before Competition Groups_Heat Recovery Ventilator
Commercial | Com ¦ Wall Insulation | 2027 | Technical | million_m3 | Before Competition Groups | 30.2227 | 0 | 0 | 1792.0545 | 0.016865 | 19 | Commercial_2027_Technical_million_m3_Before Competition Groups_19 | Wall Insulation | 1.686% | 0 | 30.2227 | Commercial_2027_Technical_million_m3_Before Competition Groups_Wall Insulation
Commercial | Com ¦ Condensing Unit Heaters or other Efficient Unit Heating System | 2027 | Achievable | million_m3 | Before Competition Groups | 5.742 | 0 | 0 | 376.5217 | 0.01525 | 18 | Commercial_2027_Achievable_million_m3_Before Competition Groups_18 | Condensing Unit Heaters or other Efficient Unit Heating System | 1.525% | 0 | 5.742 | Commercial_2027_Achievable_million_m3_Before Competition Groups_Condensing Unit Heaters or other Efficient Unit Heating System
Commercial | Com ¦ Condensing Unit Heaters or other Efficient Unit Heating System | 2027 | Economic | million_m3 | Before Competition Groups | 24.2084 | 0 | 0 | 1633.7057 | 0.014818 | 17 | Commercial_2027_Economic_million_m3_Before Competition Groups_17 | Condensing Unit Heaters or other Efficient Unit Heating System | 1.482% | 0 | 24.2084 | Commercial_2027_Economic_million_m3_Before Competition Groups_Condensing Unit Heaters or other Efficient Unit Heating System
Commercial | Com ¦ Demand controlled Circulating Systems | 2027 | Achievable | million_m3 | Before Competition Groups | 5.5538 | 0 | 0 | 376.5217 | 0.01475 | 19 | Commercial_2027_Achievable_million_m3_Before Competition Groups_19 | Demand controlled Circulating Systems | 1.475% | 0 | 5.5538 | Commercial_2027_Achievable_million_m3_Before Competition Groups_Demand controlled Circulating Systems
Commercial | Com ¦ Condensing Unit Heaters or other Efficient Unit Heating System | 2027 | Technical | million_m3 | Before Competition Groups | 24.2084 | 0 | 0 | 1792.0545 | 0.013509 | 20 | Commercial_2027_Technical_million_m3_Before Competition Groups_20 | Condensing Unit Heaters or other Efficient Unit Heating System | 1.351% | 0 | 24.2084 | Commercial_2027_Technical_million_m3_Before Competition Groups_Condensing Unit Heaters or other Efficient Unit Heating System
Commercial | Com ¦ Energy Efficient Laboratory Fume Hood | 2027 | Economic | million_m3 | Before Competition Groups | 21.4776 | 0 | 0 | 1633.7057 | 0.013147 | 18 | Commercial_2027_Economic_million_m3_Before Competition Groups_18 | Energy Efficient Laboratory Fume Hood | 1.315% | 0 | 21.4776 | Commercial_2027_Economic_million_m3_Before Competition Groups_Energy Efficient Laboratory Fume Hood
Commercial | Com ¦ Energy Efficient Laboratory Fume Hood | 2027 | Technical | million_m3 | Before Competition Groups | 21.4776 | 0 | 0 | 1792.0545 | 0.011985 | 21 | Commercial_2027_Technical_million_m3_Before Competition Groups_21 | Energy Efficient Laboratory Fume Hood | 1.198% | 0 | 21.4776 | Commercial_2027_Technical_million_m3_Before Competition Groups_Energy Efficient Laboratory Fume Hood
Commercial | Com ¦ Duct Insulation, R8 | 2027 | Achievable | million_m3 | Before Competition Groups | 4.3514 | 0 | 0 | 376.5217 | 0.011557 | 20 | Commercial_2027_Achievable_million_m3_Before Competition Groups_20 | Duct Insulation, R8 | 1.156% | 0 | 4.3514 | Commercial_2027_Achievable_million_m3_Before Competition Groups_Duct Insulation, R8
Commercial | Com ¦ Demand controlled Circulating Systems | 2027 | Economic | million_m3 | Before Competition Groups | 15.8483 | 0 | 0 | 1633.7057 | 0.0097008 | 19 | Commercial_2027_Economic_million_m3_Before Competition Groups_19 | Demand controlled Circulating Systems | 0.9701% | 0 | 15.8483 | Commercial_2027_Economic_million_m3_Before Competition Groups_Demand controlled Circulating Systems
Commercial | Com ¦ Demand controlled Circulating Systems | 2027 | Technical | million_m3 | Before Competition Groups | 15.8483 | 0 | 0 | 1792.0545 | 0.0088436 | 22 | Commercial_2027_Technical_million_m3_Before Competition Groups_22 | Demand controlled Circulating Systems | 0.8844% | 0 | 15.8483 | Commercial_2027_Technical_million_m3_Before Competition Groups_Demand controlled Circulating Systems
Commercial | Com ¦ Duct Insulation, R8 | 2027 | Economic | million_m3 | Before Competition Groups | 12.509 | 0 | 0 | 1633.7057 | 0.0076568 | 20 | Commercial_2027_Economic_million_m3_Before Competition Groups_20 | Duct Insulation, R8 | 0.7657% | 0 | 12.509 | Commercial_2027_Economic_million_m3_Before Competition Groups_Duct Insulation, R8
Commercial | Com ¦ Boiler Measures | 2027 | Technical | million_m3 | Before Competition Groups | 12.636 | 0 | 0 | 1792.0545 | 0.0070511 | 23 | Commercial_2027_Technical_million_m3_Before Competition Groups_23 | Boiler Measures | 0.7051% | 0 | 12.636 | Commercial_2027_Technical_million_m3_Before Competition Groups_Boiler Measures
Commercial | Com ¦ Duct Insulation, R8 | 2027 | Technical | million_m3 | Before Competition Groups | 12.509 | 0 | 0 | 1792.0545 | 0.0069802 | 24 | Commercial_2027_Technical_million_m3_Before Competition Groups_24 | Duct Insulation, R8 | 0.698% | 0 | 12.509 | Commercial_2027_Technical_million_m3_Before Competition Groups_Duct Insulation, R8
Commercial | Com ¦ Ozone Laundry Treatment | 2027 | Achievable | million_m3 | Before Competition Groups | 2.4747 | 0 | 0 | 376.5217 | 0.0065726 | 21 | Commercial_2027_Achievable_million_m3_Before Competition Groups_21 | Ozone Laundry Treatment | 0.6573% | 0 | 2.4747 | Commercial_2027_Achievable_million_m3_Before Competition Groups_Ozone Laundry Treatment
Commercial | Com ¦ Super-High Efficiency Furnaces (Emerging Tech) | 2027 | Technical | million_m3 | Before Competition Groups | 10.3617 | 0 | 0 | 1792.0545 | 0.005782 | 25 | Commercial_2027_Technical_million_m3_Before Competition Groups_25 | Super-High Efficiency Furnaces (Emerging Tech) | 0.5782% | 0 | 10.3617 | Commercial_2027_Technical_million_m3_Before Competition Groups_Super-High Efficiency Furnaces (Emerging Tech)
Commercial | Com ¦ ENERGY STAR Fryer (84% eff) | 2027 | Achievable | million_m3 | Before Competition Groups | 2.0456 | 0 | 0 | 376.5217 | 0.005433 | 22 | Commercial_2027_Achievable_million_m3_Before Competition Groups_22 | ENERGY STAR Fryer (84% eff) | 0.5433% | 0 | 2.0456 | Commercial_2027_Achievable_million_m3_Before Competition Groups_ENERGY STAR Fryer (84% eff)
Commercial | Com ¦ Roof Insulation/Ceiling Insulation (R25 Code to R35) | 2027 | Technical | million_m3 | Before Competition Groups | 8.492 | 0 | 0 | 1792.0545 | 0.0047387 | 26 | Commercial_2027_Technical_million_m3_Before Competition Groups_26 | Roof Insulation/Ceiling Insulation (R25 Code to R35) | 0.4739% | 0 | 8.492 | Commercial_2027_Technical_million_m3_Before Competition Groups_Roof Insulation/Ceiling Insulation (R25 Code to R35)
Commercial | Com ¦ Ozone Laundry Treatment | 2027 | Economic | million_m3 | Before Competition Groups | 7.3858 | 0 | 0 | 1633.7057 | 0.0045209 | 21 | Commercial_2027_Economic_million_m3_Before Competition Groups_21 | Ozone Laundry Treatment | 0.4521% | 0 | 7.3858 | Commercial_2027_Economic_million_m3_Before Competition Groups_Ozone Laundry Treatment
Commercial | Com ¦ High Efficiency Underfired Broilers | 2027 | Achievable | million_m3 | Before Competition Groups | 1.6521 | 0 | 0 | 376.5217 | 0.0043879 | 23 | Commercial_2027_Achievable_million_m3_Before Competition Groups_23 | High Efficiency Underfired Broilers | 0.4388% | 0 | 1.6521 | Commercial_2027_Achievable_million_m3_Before Competition Groups_High Efficiency Underfired Broilers
Commercial | Com ¦ Ozone Laundry Treatment | 2027 | Technical | million_m3 | Before Competition Groups | 7.3858 | 0 | 0 | 1792.0545 | 0.0041214 | 27 | Commercial_2027_Technical_million_m3_Before Competition Groups_27 | Ozone Laundry Treatment | 0.4121% | 0 | 7.3858 | Commercial_2027_Technical_million_m3_Before Competition Groups_Ozone Laundry Treatment
Commercial | Com ¦ Heat Recovery Ventilator | 2027 | Economic | million_m3 | Before Competition Groups | 6.1516 | 0 | 0 | 1633.7057 | 0.0037654 | 22 | Commercial_2027_Economic_million_m3_Before Competition Groups_22 | Heat Recovery Ventilator | 0.3765% | 0 | 6.1516 | Commercial_2027_Economic_million_m3_Before Competition Groups_Heat Recovery Ventilator
Commercial | Com ¦ ENERGY STAR Griddle (74% eff) | 2027 | Achievable | million_m3 | Before Competition Groups | 1.3574 | 0 | 0 | 376.5217 | 0.0036052 | 24 | Commercial_2027_Achievable_million_m3_Before Competition Groups_24 | ENERGY STAR Griddle (74% eff) | 0.3605% | 0 | 1.3574 | Commercial_2027_Achievable_million_m3_Before Competition Groups_ENERGY STAR Griddle (74% eff)
Commercial | Com ¦ Energy Recovery Ventilation and Ventilation (Enhanced) | 2027 | Economic | million_m3 | Before Competition Groups | 5.5152 | 0 | 0 | 1633.7057 | 0.0033759 | 23 | Commercial_2027_Economic_million_m3_Before Competition Groups_23 | Energy Recovery Ventilation and Ventilation (Enhanced) | 0.3376% | 0 | 5.5152 | Commercial_2027_Economic_million_m3_Before Competition Groups_Energy Recovery Ventilation and Ventilation (Enhanced)
Commercial | Com ¦ ENERGY STAR Fryer (84% eff) | 2027 | Economic | million_m3 | Before Competition Groups | 3.9453 | 0 | 0 | 1633.7057 | 0.0024149 | 24 | Commercial_2027_Economic_million_m3_Before Competition Groups_24 | ENERGY STAR Fryer (84% eff) | 0.2415% | 0 | 3.9453 | Commercial_2027_Economic_million_m3_Before Competition Groups_ENERGY STAR Fryer (84% eff)
Commercial | Com ¦ Ice Rink Heat Recovery | 2027 | Technical | million_m3 | Before Competition Groups | 4.0208 | 0 | 0 | 1792.0545 | 0.0022437 | 28 | Commercial_2027_Technical_million_m3_Before Competition Groups_28 | Ice Rink Heat Recovery | 0.2244% | 0 | 4.0208 | Commercial_2027_Technical_million_m3_Before Competition Groups_Ice Rink Heat Recovery
Commercial | Com ¦ Infrared Heaters | 2027 | Economic | million_m3 | Before Competition Groups | 3.642 | 0 | 0 | 1633.7057 | 0.0022293 | 25 | Commercial_2027_Economic_million_m3_Before Competition Groups_25 | Infrared Heaters | 0.2229% | 0 | 3.642 | Commercial_2027_Economic_million_m3_Before Competition Groups_Infrared Heaters
Commercial | Com ¦ ENERGY STAR Fryer (84% eff) | 2027 | Technical | million_m3 | Before Competition Groups | 3.9453 | 0 | 0 | 1792.0545 | 0.0022015 | 29 | Commercial_2027_Technical_million_m3_Before Competition Groups_29 | ENERGY STAR Fryer (84% eff) | 0.2202% | 0 | 3.9453 | Commercial_2027_Technical_million_m3_Before Competition Groups_ENERGY STAR Fryer (84% eff)
Commercial | Com ¦ HOTEL OCCUPANCY CONTROLS (HVAC + LIGHTING) | 2027 | Technical | million_m3 | Before Competition Groups | 3.718 | 0 | 0 | 1792.0545 | 0.0020747 | 30 | Commercial_2027_Technical_million_m3_Before Competition Groups_30 | HOTEL OCCUPANCY CONTROLS (HVAC + LIGHTING) | 0.2075% | 0 | 3.718 | Commercial_2027_Technical_million_m3_Before Competition Groups_HOTEL OCCUPANCY CONTROLS (HVAC + LIGHTING)
Commercial | Com ¦ High Efficiency Underfired Broilers | 2027 | Economic | million_m3 | Before Competition Groups | 3.3482 | 0 | 0 | 1633.7057 | 0.0020494 | 26 | Commercial_2027_Economic_million_m3_Before Competition Groups_26 | High Efficiency Underfired Broilers | 0.2049% | 0 | 3.3482 | Commercial_2027_Economic_million_m3_Before Competition Groups_High Efficiency Underfired Broilers
Commercial | Com ¦ Infrared Heaters | 2027 | Technical | million_m3 | Before Competition Groups | 3.642 | 0 | 0 | 1792.0545 | 0.0020323 | 31 | Commercial_2027_Technical_million_m3_Before Competition Groups_31 | Infrared Heaters | 0.2032% | 0 | 3.642 | Commercial_2027_Technical_million_m3_Before Competition Groups_Infrared Heaters
Commercial | Com ¦ High Efficiency Underfired Broilers | 2027 | Technical | million_m3 | Before Competition Groups | 3.3482 | 0 | 0 | 1792.0545 | 0.0018684 | 32 | Commercial_2027_Technical_million_m3_Before Competition Groups_32 | High Efficiency Underfired Broilers | 0.1868% | 0 | 3.3482 | Commercial_2027_Technical_million_m3_Before Competition Groups_High Efficiency Underfired Broilers
Commercial | Com ¦ ENERGY STAR Dishwasher | 2027 | Economic | million_m3 | Before Competition Groups | 3.0256 | 0 | 0 | 1633.7057 | 0.001852 | 27 | Commercial_2027_Economic_million_m3_Before Competition Groups_27 | ENERGY STAR Dishwasher | 0.1852% | 0 | 3.0256 | Commercial_2027_Economic_million_m3_Before Competition Groups_ENERGY STAR Dishwasher
Commercial | Com ¦ Condensing Storage Water Heater | 2027 | Technical | million_m3 | Before Competition Groups | 3.2598 | 0 | 0 | 1792.0545 | 0.0018191 | 33 | Commercial_2027_Technical_million_m3_Before Competition Groups_33 | Condensing Storage Water Heater | 0.1819% | 0 | 3.2598 | Commercial_2027_Technical_million_m3_Before Competition Groups_Condensing Storage Water Heater
Commercial | Com ¦ Infrared Heaters | 2027 | Achievable | million_m3 | Before Competition Groups | 0.63928 | 0 | 0 | 376.5217 | 0.0016979 | 25 | Commercial_2027_Achievable_million_m3_Before Competition Groups_25 | Infrared Heaters | 0.1698% | 0 | 0.63928 | Commercial_2027_Achievable_million_m3_Before Competition Groups_Infrared Heaters
Commercial | Com ¦ ENERGY STAR Dishwasher | 2027 | Technical | million_m3 | Before Competition Groups | 3.0256 | 0 | 0 | 1792.0545 | 0.0016884 | 34 | Commercial_2027_Technical_million_m3_Before Competition Groups_34 | ENERGY STAR Dishwasher | 0.1688% | 0 | 3.0256 | Commercial_2027_Technical_million_m3_Before Competition Groups_ENERGY STAR Dishwasher
Commercial | Com ¦ ENERGY STAR Dishwasher | 2027 | Achievable | million_m3 | Before Competition Groups | 0.61231 | 0 | 0 | 376.5217 | 0.0016262 | 26 | Commercial_2027_Achievable_million_m3_Before Competition Groups_26 | ENERGY STAR Dishwasher | 0.1626% | 0 | 0.61231 | Commercial_2027_Achievable_million_m3_Before Competition Groups_ENERGY STAR Dishwasher
Commercial | Com ¦ ENERGY STAR Griddle (74% eff) | 2027 | Economic | million_m3 | Before Competition Groups | 2.5873 | 0 | 0 | 1633.7057 | 0.0015837 | 28 | Commercial_2027_Economic_million_m3_Before Competition Groups_28 | ENERGY STAR Griddle (74% eff) | 0.1584% | 0 | 2.5873 | Commercial_2027_Economic_million_m3_Before Competition Groups_ENERGY STAR Griddle (74% eff)
Commercial | Com ¦ ENERGY STAR Griddle (74% eff) | 2027 | Technical | million_m3 | Before Competition Groups | 2.5873 | 0 | 0 | 1792.0545 | 0.0014438 | 35 | Commercial_2027_Technical_million_m3_Before Competition Groups_35 | ENERGY STAR Griddle (74% eff) | 0.1444% | 0 | 2.5873 | Commercial_2027_Technical_million_m3_Before Competition Groups_ENERGY STAR Griddle (74% eff)
Commercial | Com ¦ Drain Water Heat Recovery (DWHR) ¦ Retro | 2027 | Achievable | million_m3 | Before Competition Groups | 0.47622 | 0 | 0 | 376.5217 | 0.0012648 | 27 | Commercial_2027_Achievable_million_m3_Before Competition Groups_27 | Drain Water Heat Recovery (DWHR) ¦ Retro | 0.1265% | 0 | 0.47622 | Commercial_2027_Achievable_million_m3_Before Competition Groups_Drain Water Heat Recovery (DWHR) ¦ Retro
Commercial | Com ¦ Condensing Storage Water Heater | 2027 | Economic | million_m3 | Before Competition Groups | 1.7559 | 0 | 0 | 1633.7057 | 0.0010748 | 29 | Commercial_2027_Economic_million_m3_Before Competition Groups_29 | Condensing Storage Water Heater | 0.1075% | 0 | 1.7559 | Commercial_2027_Economic_million_m3_Before Competition Groups_Condensing Storage Water Heater
Commercial | Com ¦ Energy Recovery Ventilation and Ventilation (Enhanced) | 2027 | Achievable | million_m3 | Before Competition Groups | 0.39856 | 0 | 0 | 376.5217 | 0.0010585 | 28 | Commercial_2027_Achievable_million_m3_Before Competition Groups_28 | Energy Recovery Ventilation and Ventilation (Enhanced) | 0.1059% | 0 | 0.39856 | Commercial_2027_Achievable_million_m3_Before Competition Groups_Energy Recovery Ventilation and Ventilation (Enhanced)
Commercial | Com ¦ Condensing Tankless Water Heater | 2027 | Technical | million_m3 | Before Competition Groups | 1.8927 | 0 | 0 | 1792.0545 | 0.0010561 | 36 | Commercial_2027_Technical_million_m3_Before Competition Groups_36 | Condensing Tankless Water Heater | 0.1056% | 0 | 1.8927 | Commercial_2027_Technical_million_m3_Before Competition Groups_Condensing Tankless Water Heater
Commercial | Com ¦ CEE Tier 2/Energy Star Clothes Washers | 2027 | Achievable | million_m3 | Before Competition Groups | 0.35749 | 0 | 0 | 376.5217 | 0.00094944 | 29 | Commercial_2027_Achievable_million_m3_Before Competition Groups_29 | CEE Tier 2/Energy Star Clothes Washers | 0.09494% | 0 | 0.35749 | Commercial_2027_Achievable_million_m3_Before Competition Groups_CEE Tier 2/Energy Star Clothes Washers
Commercial | Com ¦ Gas Heat Pump Water Heater | 2027 | Technical | million_m3 | Before Competition Groups | 1.6244 | 0 | 0 | 1792.0545 | 0.00090645 | 37 | Commercial_2027_Technical_million_m3_Before Competition Groups_37 | Gas Heat Pump Water Heater | 0.09064% | 0 | 1.6244 | Commercial_2027_Technical_million_m3_Before Competition Groups_Gas Heat Pump Water Heater
Commercial | Com ¦ Drain Water Heat Recovery (DWHR) ¦ Retro | 2027 | Economic | million_m3 | Before Competition Groups | 1.309 | 0 | 0 | 1633.7057 | 0.00080122 | 30 | Commercial_2027_Economic_million_m3_Before Competition Groups_30 | Drain Water Heat Recovery (DWHR) ¦ Retro | 0.08012% | 0 | 1.309 | Commercial_2027_Economic_million_m3_Before Competition Groups_Drain Water Heat Recovery (DWHR) ¦ Retro
Commercial | Com ¦ Drain Water Heat Recovery (DWHR) ¦ Retro | 2027 | Technical | million_m3 | Before Competition Groups | 1.309 | 0 | 0 | 1792.0545 | 0.00073042 | 38 | Commercial_2027_Technical_million_m3_Before Competition Groups_38 | Drain Water Heat Recovery (DWHR) ¦ Retro | 0.07304% | 0 | 1.309 | Commercial_2027_Technical_million_m3_Before Competition Groups_Drain Water Heat Recovery (DWHR) ¦ Retro
Commercial | Com ¦ Dock Door Seals | 2027 | Technical | million_m3 | Before Competition Groups | 1.2111 | 0 | 0 | 1792.0545 | 0.00067584 | 39 | Commercial_2027_Technical_million_m3_Before Competition Groups_39 | Dock Door Seals | 0.06758% | 0 | 1.2111 | Commercial_2027_Technical_million_m3_Before Competition Groups_Dock Door Seals
Commercial | Com ¦ Heat Recovery Ventilator | 2027 | Achievable | million_m3 | Before Competition Groups | 0.2152 | 0 | 0 | 376.5217 | 0.00057155 | 30 | Commercial_2027_Achievable_million_m3_Before Competition Groups_30 | Heat Recovery Ventilator | 0.05715% | 0 | 0.2152 | Commercial_2027_Achievable_million_m3_Before Competition Groups_Heat Recovery Ventilator
Commercial | Com ¦ Low Flow Pre-Rinse Spray Nozzle | 2027 | Achievable | million_m3 | Before Competition Groups | 0.20893 | 0 | 0 | 376.5217 | 0.00055489 | 31 | Commercial_2027_Achievable_million_m3_Before Competition Groups_31 | Low Flow Pre-Rinse Spray Nozzle | 0.05549% | 0 | 0.20893 | Commercial_2027_Achievable_million_m3_Before Competition Groups_Low Flow Pre-Rinse Spray Nozzle
Commercial | Com ¦ Gas Heat Pump Water Heater | 2027 | Economic | million_m3 | Before Competition Groups | 0.84598 | 0 | 0 | 1633.7057 | 0.00051783 | 31 | Commercial_2027_Economic_million_m3_Before Competition Groups_31 | Gas Heat Pump Water Heater | 0.05178% | 0 | 0.84598 | Commercial_2027_Economic_million_m3_Before Competition Groups_Gas Heat Pump Water Heater
Commercial | Com ¦ Condensing Tankless Water Heater | 2027 | Economic | million_m3 | Before Competition Groups | 0.756 | 0 | 0 | 1633.7057 | 0.00046275 | 32 | Commercial_2027_Economic_million_m3_Before Competition Groups_32 | Condensing Tankless Water Heater | 0.04628% | 0 | 0.756 | Commercial_2027_Economic_million_m3_Before Competition Groups_Condensing Tankless Water Heater
Commercial | Com ¦ CEE Tier 2/Energy Star Clothes Washers | 2027 | Economic | million_m3 | Before Competition Groups | 0.70538 | 0 | 0 | 1633.7057 | 0.00043177 | 33 | Commercial_2027_Economic_million_m3_Before Competition Groups_33 | CEE Tier 2/Energy Star Clothes Washers | 0.04318% | 0 | 0.70538 | Commercial_2027_Economic_million_m3_Before Competition Groups_CEE Tier 2/Energy Star Clothes Washers
Commercial | Com ¦ CEE Tier 2/Energy Star Clothes Washers | 2027 | Technical | million_m3 | Before Competition Groups | 0.70538 | 0 | 0 | 1792.0545 | 0.00039362 | 40 | Commercial_2027_Technical_million_m3_Before Competition Groups_40 | CEE Tier 2/Energy Star Clothes Washers | 0.03936% | 0 | 0.70538 | Commercial_2027_Technical_million_m3_Before Competition Groups_CEE Tier 2/Energy Star Clothes Washers
Commercial | Com ¦ ENERGY STAR Steam Cooker | 2027 | Achievable | million_m3 | Before Competition Groups | 0.1464 | 0 | 0 | 376.5217 | 0.00038882 | 32 | Commercial_2027_Achievable_million_m3_Before Competition Groups_32 | ENERGY STAR Steam Cooker | 0.03888% | 0 | 0.1464 | Commercial_2027_Achievable_million_m3_Before Competition Groups_ENERGY STAR Steam Cooker
Commercial | Com ¦ Low Flow Pre-Rinse Spray Nozzle | 2027 | Economic | million_m3 | Before Competition Groups | 0.51475 | 0 | 0 | 1633.7057 | 0.00031508 | 34 | Commercial_2027_Economic_million_m3_Before Competition Groups_34 | Low Flow Pre-Rinse Spray Nozzle | 0.03151% | 0 | 0.51475 | Commercial_2027_Economic_million_m3_Before Competition Groups_Low Flow Pre-Rinse Spray Nozzle
Commercial | Com ¦ Low Flow Pre-Rinse Spray Nozzle | 2027 | Technical | million_m3 | Before Competition Groups | 0.51475 | 0 | 0 | 1792.0545 | 0.00028724 | 41 | Commercial_2027_Technical_million_m3_Before Competition Groups_41 | Low Flow Pre-Rinse Spray Nozzle | 0.02872% | 0 | 0.51475 | Commercial_2027_Technical_million_m3_Before Competition Groups_Low Flow Pre-Rinse Spray Nozzle
Commercial | Com ¦ Condensing Storage Water Heater | 2027 | Achievable | million_m3 | Before Competition Groups | 0.086188 | 0 | 0 | 376.5217 | 0.0002289 | 33 | Commercial_2027_Achievable_million_m3_Before Competition Groups_33 | Condensing Storage Water Heater | 0.02289% | 0 | 0.086188 | Commercial_2027_Achievable_million_m3_Before Competition Groups_Condensing Storage Water Heater
Commercial | Com ¦ ENERGY STAR Steam Cooker | 2027 | Economic | million_m3 | Before Competition Groups | 0.2823 | 0 | 0 | 1633.7057 | 0.0001728 | 35 | Commercial_2027_Economic_million_m3_Before Competition Groups_35 | ENERGY STAR Steam Cooker | 0.01728% | 0 | 0.2823 | Commercial_2027_Economic_million_m3_Before Competition Groups_ENERGY STAR Steam Cooker
Commercial | Com ¦ ENERGY STAR Steam Cooker | 2027 | Technical | million_m3 | Before Competition Groups | 0.2823 | 0 | 0 | 1792.0545 | 0.00015753 | 42 | Commercial_2027_Technical_million_m3_Before Competition Groups_42 | ENERGY STAR Steam Cooker | 0.01575% | 0 | 0.2823 | Commercial_2027_Technical_million_m3_Before Competition Groups_ENERGY STAR Steam Cooker
Commercial | Com ¦ Air Curtains | 2027 | Achievable | million_m3 | Before Competition Groups | 0.048026 | 0 | 0 | 376.5217 | 0.00012755 | 34 | Commercial_2027_Achievable_million_m3_Before Competition Groups_34 | Air Curtains | 0.01276% | 0 | 0.048026 | Commercial_2027_Achievable_million_m3_Before Competition Groups_Air Curtains
Commercial | Com ¦ Drain Water Heat Recovery (DWHR) ¦New | 2027 | Economic | million_m3 | Before Competition Groups | 0.20273 | 0 | 0 | 1633.7057 | 0.00012409 | 36 | Commercial_2027_Economic_million_m3_Before Competition Groups_36 | Drain Water Heat Recovery (DWHR) ¦New | 0.01241% | 0 | 0.20273 | Commercial_2027_Economic_million_m3_Before Competition Groups_Drain Water Heat Recovery (DWHR) ¦New
Commercial | Com ¦ Drain Water Heat Recovery (DWHR) ¦New | 2027 | Technical | million_m3 | Before Competition Groups | 0.20273 | 0 | 0 | 1792.0545 | 0.00011313 | 43 | Commercial_2027_Technical_million_m3_Before Competition Groups_43 | Drain Water Heat Recovery (DWHR) ¦New | 0.01131% | 0 | 0.20273 | Commercial_2027_Technical_million_m3_Before Competition Groups_Drain Water Heat Recovery (DWHR) ¦New
Commercial | Com ¦ Gas Heat Pump Water Heater | 2027 | Achievable | million_m3 | Before Competition Groups | 0.04151 | 0 | 0 | 376.5217 | 0.00011025 | 35 | Commercial_2027_Achievable_million_m3_Before Competition Groups_35 | Gas Heat Pump Water Heater | 0.01102% | 0 | 0.04151 | Commercial_2027_Achievable_million_m3_Before Competition Groups_Gas Heat Pump Water Heater
Commercial | Com ¦ Drain Water Heat Recovery (DWHR) ¦New | 2027 | Achievable | million_m3 | Before Competition Groups | 0.040666 | 0 | 0 | 376.5217 | 0.000108 | 36 | Commercial_2027_Achievable_million_m3_Before Competition Groups_36 | Drain Water Heat Recovery (DWHR) ¦New | 0.0108% | 0 | 0.040666 | Commercial_2027_Achievable_million_m3_Before Competition Groups_Drain Water Heat Recovery (DWHR) ¦New
Commercial | Com ¦ Air Curtains | 2027 | Economic | million_m3 | Before Competition Groups | 0.13907 | 0 | 0 | 1633.7057 | 8.5125e-05 | 37 | Commercial_2027_Economic_million_m3_Before Competition Groups_37 | Air Curtains | 0.008513% | 0 | 0.13907 | Commercial_2027_Economic_million_m3_Before Competition Groups_Air Curtains
Commercial | Com ¦ Solar Water Preheat (Pools/DHW) | 2027 | Economic | million_m3 | Before Competition Groups | 0.12827 | 0 | 0 | 1633.7057 | 7.8513e-05 | 38 | Commercial_2027_Economic_million_m3_Before Competition Groups_38 | Solar Water Preheat (Pools/DHW) | 0.007851% | 0 | 0.12827 | Commercial_2027_Economic_million_m3_Before Competition Groups_Solar Water Preheat (Pools/DHW)
Commercial | Com ¦ Air Curtains | 2027 | Technical | million_m3 | Before Competition Groups | 0.13907 | 0 | 0 | 1792.0545 | 7.7604e-05 | 44 | Commercial_2027_Technical_million_m3_Before Competition Groups_44 | Air Curtains | 0.00776% | 0 | 0.13907 | Commercial_2027_Technical_million_m3_Before Competition Groups_Air Curtains
Commercial | Com ¦ Solar Water Preheat (Pools/DHW) | 2027 | Technical | million_m3 | Before Competition Groups | 0.13057 | 0 | 0 | 1792.0545 | 7.2862e-05 | 45 | Commercial_2027_Technical_million_m3_Before Competition Groups_45 | Solar Water Preheat (Pools/DHW) | 0.007286% | 0 | 0.13057 | Commercial_2027_Technical_million_m3_Before Competition Groups_Solar Water Preheat (Pools/DHW)
Commercial | Com ¦ Super High Perf Glazing ¦RET | 2027 | Achievable | million_m3 | Before Competition Groups | 0.022667 | 0 | 0 | 376.5217 | 6.0201e-05 | 37 | Commercial_2027_Achievable_million_m3_Before Competition Groups_37 | Super High Perf Glazing ¦RET | 0.00602% | 0 | 0.022667 | Commercial_2027_Achievable_million_m3_Before Competition Groups_Super High Perf Glazing ¦RET
Commercial | Com ¦ Solar Preheat Make up Air | 2027 | Technical | million_m3 | Before Competition Groups | 0.071901 | 0 | 0 | 1792.0545 | 4.0122e-05 | 46 | Commercial_2027_Technical_million_m3_Before Competition Groups_46 | Solar Preheat Make up Air | 0.004012% | 0 | 0.071901 | Commercial_2027_Technical_million_m3_Before Competition Groups_Solar Preheat Make up Air
Commercial | Com ¦ Super High Perf Glazing ¦RET | 2027 | Economic | million_m3 | Before Competition Groups | 0.065285 | 0 | 0 | 1633.7057 | 3.9962e-05 | 39 | Commercial_2027_Economic_million_m3_Before Competition Groups_39 | Super High Perf Glazing ¦RET | 0.003996% | 0 | 0.065285 | Commercial_2027_Economic_million_m3_Before Competition Groups_Super High Perf Glazing ¦RET
Commercial | Com ¦ Solar Water Preheat (Pools/DHW) | 2027 | Achievable | million_m3 | Before Competition Groups | 0.01444 | 0 | 0 | 376.5217 | 3.835e-05 | 38 | Commercial_2027_Achievable_million_m3_Before Competition Groups_38 | Solar Water Preheat (Pools/DHW) | 0.003835% | 0 | 0.01444 | Commercial_2027_Achievable_million_m3_Before Competition Groups_Solar Water Preheat (Pools/DHW)
Commercial | Com ¦ Gas Convection Oven | 2027 | Technical | million_m3 | Before Competition Groups | 0.06677 | 0 | 0 | 1792.0545 | 3.7259e-05 | 47 | Commercial_2027_Technical_million_m3_Before Competition Groups_47 | Gas Convection Oven | 0.003726% | 0 | 0.06677 | Commercial_2027_Technical_million_m3_Before Competition Groups_Gas Convection Oven
Commercial | Com ¦ Super High Perf Glazing ¦RET | 2027 | Technical | million_m3 | Before Competition Groups | 0.065285 | 0 | 0 | 1792.0545 | 3.643e-05 | 48 | Commercial_2027_Technical_million_m3_Before Competition Groups_48 | Super High Perf Glazing ¦RET | 0.003643% | 0 | 0.065285 | Commercial_2027_Technical_million_m3_Before Competition Groups_Super High Perf Glazing ¦RET
Commercial | Com ¦ Condensing Tankless Water Heater | 2027 | Achievable | million_m3 | Before Competition Groups | 0.01096 | 0 | 0 | 376.5217 | 2.9109e-05 | 39 | Commercial_2027_Achievable_million_m3_Before Competition Groups_39 | Condensing Tankless Water Heater | 0.002911% | 0 | 0.01096 | Commercial_2027_Achievable_million_m3_Before Competition Groups_Condensing Tankless Water Heater
Commercial | Com ¦ Super High Perf Glazing ¦New | 2027 | Achievable | million_m3 | Before Competition Groups | 0.0044232 | 0 | 0 | 376.5217 | 1.1748e-05 | 40 | Commercial_2027_Achievable_million_m3_Before Competition Groups_40 | Super High Perf Glazing ¦New | 0.001175% | 0 | 0.0044232 | Commercial_2027_Achievable_million_m3_Before Competition Groups_Super High Perf Glazing ¦New
Commercial | Com ¦ Super High Perf Glazing ¦New | 2027 | Economic | million_m3 | Before Competition Groups | 0.010115 | 0 | 0 | 1633.7057 | 6.1916e-06 | 40 | Commercial_2027_Economic_million_m3_Before Competition Groups_40 | Super High Perf Glazing ¦New | 0.0006192% | 0 | 0.010115 | Commercial_2027_Economic_million_m3_Before Competition Groups_Super High Perf Glazing ¦New
Commercial | Com ¦ Super High Perf Glazing ¦New | 2027 | Technical | million_m3 | Before Competition Groups | 0.010115 | 0 | 0 | 1792.0545 | 5.6445e-06 | 49 | Commercial_2027_Technical_million_m3_Before Competition Groups_49 | Super High Perf Glazing ¦New | 0.0005644% | 0 | 0.010115 | Commercial_2027_Technical_million_m3_Before Competition Groups_Super High Perf Glazing ¦New
Commercial | Com ¦ Building Recommissioning, Operations and Maintenance (O&M) Improvements | 2028 | Economic | million_m3 | Before Competition Groups | 282.5156 | 0 | 0 | 1685.944 | 0.16757 | 1 | Commercial_2028_Economic_million_m3_Before Competition Groups_1 | Building Recommissioning, Operations and Maintenance (O&M) Improvements | 16.76% | 0 | 282.5156 | Commercial_2028_Economic_million_m3_Before Competition Groups_Building Recommissioning, Operations and Maintenance (O&M) Improvements
Commercial | Com ¦ Building Recommissioning, Operations and Maintenance (O&M) Improvements | 2028 | Technical | million_m3 | Before Competition Groups | 282.5156 | 0 | 0 | 1848.1642 | 0.15286 | 1 | Commercial_2028_Technical_million_m3_Before Competition Groups_1 | Building Recommissioning, Operations and Maintenance (O&M) Improvements | 15.29% | 0 | 282.5156 | Commercial_2028_Technical_million_m3_Before Competition Groups_Building Recommissioning, Operations and Maintenance (O&M) Improvements
Commercial | Com ¦ Adaptive Thermostats | 2028 | Achievable | million_m3 | Before Competition Groups | 61.7063 | 0 | 0 | 481.4022 | 0.12818 | 1 | Commercial_2028_Achievable_million_m3_Before Competition Groups_1 | Adaptive Thermostats | 12.82% | 0 | 61.7063 | Commercial_2028_Achievable_million_m3_Before Competition Groups_Adaptive Thermostats
Commercial | Com ¦ Demand Control Ventilation | 2028 | Achievable | million_m3 | Before Competition Groups | 51.9961 | 0 | 0 | 481.4022 | 0.10801 | 2 | Commercial_2028_Achievable_million_m3_Before Competition Groups_2 | Demand Control Ventilation | 10.8% | 0 | 51.9961 | Commercial_2028_Achievable_million_m3_Before Competition Groups_Demand Control Ventilation
Commercial | Com ¦ Demand Control Ventilation | 2028 | Economic | million_m3 | Before Competition Groups | 163.6616 | 0 | 0 | 1685.944 | 0.097074 | 2 | Commercial_2028_Economic_million_m3_Before Competition Groups_2 | Demand Control Ventilation | 9.707% | 0 | 163.6616 | Commercial_2028_Economic_million_m3_Before Competition Groups_Demand Control Ventilation
Commercial | Com ¦ Demand Control Ventilation | 2028 | Technical | million_m3 | Before Competition Groups | 169.6266 | 0 | 0 | 1848.1642 | 0.091781 | 2 | Commercial_2028_Technical_million_m3_Before Competition Groups_2 | Demand Control Ventilation | 9.178% | 0 | 169.6266 | Commercial_2028_Technical_million_m3_Before Competition Groups_Demand Control Ventilation
Commercial | Com ¦ Boilers - Advanced Controls (Steam Systems) | 2028 | Economic | million_m3 | Before Competition Groups | 140.4569 | 0 | 0 | 1685.944 | 0.083311 | 3 | Commercial_2028_Economic_million_m3_Before Competition Groups_3 | Boilers - Advanced Controls (Steam Systems) | 8.331% | 0 | 140.4569 | Commercial_2028_Economic_million_m3_Before Competition Groups_Boilers - Advanced Controls (Steam Systems)
Commercial | Com ¦ Adaptive Thermostats | 2028 | Economic | million_m3 | Before Competition Groups | 137.1736 | 0 | 0 | 1685.944 | 0.081363 | 4 | Commercial_2028_Economic_million_m3_Before Competition Groups_4 | Adaptive Thermostats | 8.136% | 0 | 137.1736 | Commercial_2028_Economic_million_m3_Before Competition Groups_Adaptive Thermostats
Commercial | Com ¦ Condensing Boiler ¦ Std | 2028 | Economic | million_m3 | Before Competition Groups | 130.5841 | 0 | 0 | 1685.944 | 0.077455 | 5 | Commercial_2028_Economic_million_m3_Before Competition Groups_5 | Condensing Boiler ¦ Std | 7.745% | 0 | 130.5841 | Commercial_2028_Economic_million_m3_Before Competition Groups_Condensing Boiler ¦ Std
Commercial | Com ¦ Boilers - Advanced Controls (Steam Systems) | 2028 | Technical | million_m3 | Before Competition Groups | 140.4569 | 0 | 0 | 1848.1642 | 0.075998 | 3 | Commercial_2028_Technical_million_m3_Before Competition Groups_3 | Boilers - Advanced Controls (Steam Systems) | 7.6% | 0 | 140.4569 | Commercial_2028_Technical_million_m3_Before Competition Groups_Boilers - Advanced Controls (Steam Systems)
Commercial | Com ¦ Condensing Boiler ¦ Std | 2028 | Achievable | million_m3 | Before Competition Groups | 35.9171 | 0 | 0 | 481.4022 | 0.074609 | 3 | Commercial_2028_Achievable_million_m3_Before Competition Groups_3 | Condensing Boiler ¦ Std | 7.461% | 0 | 35.9171 | Commercial_2028_Achievable_million_m3_Before Competition Groups_Condensing Boiler ¦ Std
Commercial | Com ¦ Adaptive Thermostats | 2028 | Technical | million_m3 | Before Competition Groups | 137.1736 | 0 | 0 | 1848.1642 | 0.074222 | 4 | Commercial_2028_Technical_million_m3_Before Competition Groups_4 | Adaptive Thermostats | 7.422% | 0 | 137.1736 | Commercial_2028_Technical_million_m3_Before Competition Groups_Adaptive Thermostats
Commercial | Com ¦ Condensing Boiler ¦ Std | 2028 | Technical | million_m3 | Before Competition Groups | 130.5841 | 0 | 0 | 1848.1642 | 0.070656 | 5 | Commercial_2028_Technical_million_m3_Before Competition Groups_5 | Condensing Boiler ¦ Std | 7.066% | 0 | 130.5841 | Commercial_2028_Technical_million_m3_Before Competition Groups_Condensing Boiler ¦ Std
Commercial | Com ¦ Air Handler with Dedicated Outdoor Air Systems | 2028 | Achievable | million_m3 | Before Competition Groups | 32.8593 | 0 | 0 | 481.4022 | 0.068257 | 4 | Commercial_2028_Achievable_million_m3_Before Competition Groups_4 | Air Handler with Dedicated Outdoor Air Systems | 6.826% | 0 | 32.8593 | Commercial_2028_Achievable_million_m3_Before Competition Groups_Air Handler with Dedicated Outdoor Air Systems
Commercial | Com ¦ Education and Capacity Building/Energy Behavior | 2028 | Achievable | million_m3 | Before Competition Groups | 32.2351 | 0 | 0 | 481.4022 | 0.066961 | 5 | Commercial_2028_Achievable_million_m3_Before Competition Groups_5 | Education and Capacity Building/Energy Behavior | 6.696% | 0 | 32.2351 | Commercial_2028_Achievable_million_m3_Before Competition Groups_Education and Capacity Building/Energy Behavior
Commercial | Com ¦ Air Handler with Dedicated Outdoor Air Systems | 2028 | Economic | million_m3 | Before Competition Groups | 104.3211 | 0 | 0 | 1685.944 | 0.061877 | 6 | Commercial_2028_Economic_million_m3_Before Competition Groups_6 | Air Handler with Dedicated Outdoor Air Systems | 6.188% | 0 | 104.3211 | Commercial_2028_Economic_million_m3_Before Competition Groups_Air Handler with Dedicated Outdoor Air Systems
Commercial | Com ¦ Gas Fired Rooftop Units | 2028 | Economic | million_m3 | Before Competition Groups | 100.461 | 0 | 0 | 1685.944 | 0.059587 | 7 | Commercial_2028_Economic_million_m3_Before Competition Groups_7 | Gas Fired Rooftop Units | 5.959% | 0 | 100.461 | Commercial_2028_Economic_million_m3_Before Competition Groups_Gas Fired Rooftop Units
Commercial | Com ¦ Building Recommissioning, Operations and Maintenance (O&M) Improvements | 2028 | Achievable | million_m3 | Before Competition Groups | 28.4327 | 0 | 0 | 481.4022 | 0.059062 | 6 | Commercial_2028_Achievable_million_m3_Before Competition Groups_6 | Building Recommissioning, Operations and Maintenance (O&M) Improvements | 5.906% | 0 | 28.4327 | Commercial_2028_Achievable_million_m3_Before Competition Groups_Building Recommissioning, Operations and Maintenance (O&M) Improvements
Commercial | Com ¦ Air Handler with Dedicated Outdoor Air Systems | 2028 | Technical | million_m3 | Before Competition Groups | 104.3211 | 0 | 0 | 1848.1642 | 0.056446 | 6 | Commercial_2028_Technical_million_m3_Before Competition Groups_6 | Air Handler with Dedicated Outdoor Air Systems | 5.645% | 0 | 104.3211 | Commercial_2028_Technical_million_m3_Before Competition Groups_Air Handler with Dedicated Outdoor Air Systems
Commercial | Com ¦ Boilers - Advanced Controls (Steam Systems) | 2028 | Achievable | million_m3 | Before Competition Groups | 26.7697 | 0 | 0 | 481.4022 | 0.055608 | 7 | Commercial_2028_Achievable_million_m3_Before Competition Groups_7 | Boilers - Advanced Controls (Steam Systems) | 5.561% | 0 | 26.7697 | Commercial_2028_Achievable_million_m3_Before Competition Groups_Boilers - Advanced Controls (Steam Systems)
Commercial | Com ¦ Gas Fired Rooftop Units | 2028 | Technical | million_m3 | Before Competition Groups | 100.461 | 0 | 0 | 1848.1642 | 0.054357 | 7 | Commercial_2028_Technical_million_m3_Before Competition Groups_7 | Gas Fired Rooftop Units | 5.436% | 0 | 100.461 | Commercial_2028_Technical_million_m3_Before Competition Groups_Gas Fired Rooftop Units
Commercial | Com ¦ Education and Capacity Building/Energy Behavior | 2028 | Economic | million_m3 | Before Competition Groups | 89.5211 | 0 | 0 | 1685.944 | 0.053098 | 8 | Commercial_2028_Economic_million_m3_Before Competition Groups_8 | Education and Capacity Building/Energy Behavior | 5.31% | 0 | 89.5211 | Commercial_2028_Economic_million_m3_Before Competition Groups_Education and Capacity Building/Energy Behavior
Commercial | Com ¦ Steam System Optimization | 2028 | Achievable | million_m3 | Before Competition Groups | 25.4604 | 0 | 0 | 481.4022 | 0.052888 | 8 | Commercial_2028_Achievable_million_m3_Before Competition Groups_8 | Steam System Optimization | 5.289% | 0 | 25.4604 | Commercial_2028_Achievable_million_m3_Before Competition Groups_Steam System Optimization
Commercial | Com ¦ Destratification | 2028 | Achievable | million_m3 | Before Competition Groups | 24.2173 | 0 | 0 | 481.4022 | 0.050306 | 9 | Commercial_2028_Achievable_million_m3_Before Competition Groups_9 | Destratification | 5.031% | 0 | 24.2173 | Commercial_2028_Achievable_million_m3_Before Competition Groups_Destratification
Commercial | Com ¦ Education and Capacity Building/Energy Behavior | 2028 | Technical | million_m3 | Before Competition Groups | 89.5211 | 0 | 0 | 1848.1642 | 0.048438 | 8 | Commercial_2028_Technical_million_m3_Before Competition Groups_8 | Education and Capacity Building/Energy Behavior | 4.844% | 0 | 89.5211 | Commercial_2028_Technical_million_m3_Before Competition Groups_Education and Capacity Building/Energy Behavior
Commercial | Com ¦ Furnace Tune-Up | 2028 | Achievable | million_m3 | Before Competition Groups | 23.2676 | 0 | 0 | 481.4022 | 0.048333 | 10 | Commercial_2028_Achievable_million_m3_Before Competition Groups_10 | Furnace Tune-Up | 4.833% | 0 | 23.2676 | Commercial_2028_Achievable_million_m3_Before Competition Groups_Furnace Tune-Up
Commercial | Com ¦ Advanced BAS/Controllers | 2028 | Economic | million_m3 | Before Competition Groups | 72.5814 | 0 | 0 | 1685.944 | 0.043051 | 9 | Commercial_2028_Economic_million_m3_Before Competition Groups_9 | Advanced BAS/Controllers | 4.305% | 0 | 72.5814 | Commercial_2028_Economic_million_m3_Before Competition Groups_Advanced BAS/Controllers
Commercial | Com ¦ Demand Control Kitchen Ventilation | 2028 | Achievable | million_m3 | Before Competition Groups | 20.2873 | 0 | 0 | 481.4022 | 0.042142 | 11 | Commercial_2028_Achievable_million_m3_Before Competition Groups_11 | Demand Control Kitchen Ventilation | 4.214% | 0 | 20.2873 | Commercial_2028_Achievable_million_m3_Before Competition Groups_Demand Control Kitchen Ventilation
Commercial | Com ¦ Advanced BAS/Controllers | 2028 | Technical | million_m3 | Before Competition Groups | 72.5814 | 0 | 0 | 1848.1642 | 0.039272 | 9 | Commercial_2028_Technical_million_m3_Before Competition Groups_9 | Advanced BAS/Controllers | 3.927% | 0 | 72.5814 | Commercial_2028_Technical_million_m3_Before Competition Groups_Advanced BAS/Controllers
Commercial | Com ¦ Gas Fired Rooftop Units | 2028 | Achievable | million_m3 | Before Competition Groups | 17.119 | 0 | 0 | 481.4022 | 0.035561 | 12 | Commercial_2028_Achievable_million_m3_Before Competition Groups_12 | Gas Fired Rooftop Units | 3.556% | 0 | 17.119 | Commercial_2028_Achievable_million_m3_Before Competition Groups_Gas Fired Rooftop Units
Commercial | Com ¦ Steam System Optimization | 2028 | Economic | million_m3 | Before Competition Groups | 57.3919 | 0 | 0 | 1685.944 | 0.034041 | 10 | Commercial_2028_Economic_million_m3_Before Competition Groups_10 | Steam System Optimization | 3.404% | 0 | 57.3919 | Commercial_2028_Economic_million_m3_Before Competition Groups_Steam System Optimization
Commercial | Com ¦ Demand Control Kitchen Ventilation | 2028 | Economic | million_m3 | Before Competition Groups | 57.1885 | 0 | 0 | 1685.944 | 0.033921 | 11 | Commercial_2028_Economic_million_m3_Before Competition Groups_11 | Demand Control Kitchen Ventilation | 3.392% | 0 | 57.1885 | Commercial_2028_Economic_million_m3_Before Competition Groups_Demand Control Kitchen Ventilation
Commercial | Com ¦ Condensing Make Up Air Unit | 2028 | Achievable | million_m3 | Before Competition Groups | 16.1686 | 0 | 0 | 481.4022 | 0.033586 | 13 | Commercial_2028_Achievable_million_m3_Before Competition Groups_13 | Condensing Make Up Air Unit | 3.359% | 0 | 16.1686 | Commercial_2028_Achievable_million_m3_Before Competition Groups_Condensing Make Up Air Unit
Commercial | Com ¦ Destratification | 2028 | Economic | million_m3 | Before Competition Groups | 55.3816 | 0 | 0 | 1685.944 | 0.032849 | 12 | Commercial_2028_Economic_million_m3_Before Competition Groups_12 | Destratification | 3.285% | 0 | 55.3816 | Commercial_2028_Economic_million_m3_Before Competition Groups_Destratification
Commercial | Com ¦ Gas Fired Heat Pump | 2028 | Achievable | million_m3 | Before Competition Groups | 15.7193 | 0 | 0 | 481.4022 | 0.032653 | 14 | Commercial_2028_Achievable_million_m3_Before Competition Groups_14 | Gas Fired Heat Pump | 3.265% | 0 | 15.7193 | Commercial_2028_Achievable_million_m3_Before Competition Groups_Gas Fired Heat Pump
Commercial | Com ¦ Furnace Tune-Up | 2028 | Economic | million_m3 | Before Competition Groups | 53.0652 | 0 | 0 | 1685.944 | 0.031475 | 13 | Commercial_2028_Economic_million_m3_Before Competition Groups_13 | Furnace Tune-Up | 3.148% | 0 | 53.0652 | Commercial_2028_Economic_million_m3_Before Competition Groups_Furnace Tune-Up
Commercial | Com ¦ Steam System Optimization | 2028 | Technical | million_m3 | Before Competition Groups | 57.3919 | 0 | 0 | 1848.1642 | 0.031053 | 10 | Commercial_2028_Technical_million_m3_Before Competition Groups_10 | Steam System Optimization | 3.105% | 0 | 57.3919 | Commercial_2028_Technical_million_m3_Before Competition Groups_Steam System Optimization
Commercial | Com ¦ Demand Control Kitchen Ventilation | 2028 | Technical | million_m3 | Before Competition Groups | 57.1885 | 0 | 0 | 1848.1642 | 0.030943 | 11 | Commercial_2028_Technical_million_m3_Before Competition Groups_11 | Demand Control Kitchen Ventilation | 3.094% | 0 | 57.1885 | Commercial_2028_Technical_million_m3_Before Competition Groups_Demand Control Kitchen Ventilation
Commercial | Com ¦ Destratification | 2028 | Technical | million_m3 | Before Competition Groups | 55.3816 | 0 | 0 | 1848.1642 | 0.029966 | 12 | Commercial_2028_Technical_million_m3_Before Competition Groups_12 | Destratification | 2.997% | 0 | 55.3816 | Commercial_2028_Technical_million_m3_Before Competition Groups_Destratification
Commercial | Com ¦ Furnace Tune-Up | 2028 | Technical | million_m3 | Before Competition Groups | 53.0652 | 0 | 0 | 1848.1642 | 0.028712 | 13 | Commercial_2028_Technical_million_m3_Before Competition Groups_13 | Furnace Tune-Up | 2.871% | 0 | 53.0652 | Commercial_2028_Technical_million_m3_Before Competition Groups_Furnace Tune-Up
Commercial | Com ¦ Condensing Make Up Air Unit | 2028 | Economic | million_m3 | Before Competition Groups | 47.6644 | 0 | 0 | 1685.944 | 0.028272 | 14 | Commercial_2028_Economic_million_m3_Before Competition Groups_14 | Condensing Make Up Air Unit | 2.827% | 0 | 47.6644 | Commercial_2028_Economic_million_m3_Before Competition Groups_Condensing Make Up Air Unit
Commercial | Com ¦ Energy Recovery Ventilation and Ventilation (Enhanced) | 2028 | Technical | million_m3 | Before Competition Groups | 51.6873 | 0 | 0 | 1848.1642 | 0.027967 | 14 | Commercial_2028_Technical_million_m3_Before Competition Groups_14 | Energy Recovery Ventilation and Ventilation (Enhanced) | 2.797% | 0 | 51.6873 | Commercial_2028_Technical_million_m3_Before Competition Groups_Energy Recovery Ventilation and Ventilation (Enhanced)
Commercial | Com ¦ Wall Insulation | 2028 | Achievable | million_m3 | Before Competition Groups | 13.1588 | 0 | 0 | 481.4022 | 0.027334 | 15 | Commercial_2028_Achievable_million_m3_Before Competition Groups_15 | Wall Insulation | 2.733% | 0 | 13.1588 | Commercial_2028_Achievable_million_m3_Before Competition Groups_Wall Insulation
Commercial | Com ¦ Advanced BAS/Controllers | 2028 | Achievable | million_m3 | Before Competition Groups | 12.8884 | 0 | 0 | 481.4022 | 0.026773 | 16 | Commercial_2028_Achievable_million_m3_Before Competition Groups_16 | Advanced BAS/Controllers | 2.677% | 0 | 12.8884 | Commercial_2028_Achievable_million_m3_Before Competition Groups_Advanced BAS/Controllers
Commercial | Com ¦ Condensing Make Up Air Unit | 2028 | Technical | million_m3 | Before Competition Groups | 47.6644 | 0 | 0 | 1848.1642 | 0.02579 | 15 | Commercial_2028_Technical_million_m3_Before Competition Groups_15 | Condensing Make Up Air Unit | 2.579% | 0 | 47.6644 | Commercial_2028_Technical_million_m3_Before Competition Groups_Condensing Make Up Air Unit
Commercial | Com ¦ Gas Fired Heat Pump | 2028 | Economic | million_m3 | Before Competition Groups | 40.3362 | 0 | 0 | 1685.944 | 0.023925 | 15 | Commercial_2028_Economic_million_m3_Before Competition Groups_15 | Gas Fired Heat Pump | 2.393% | 0 | 40.3362 | Commercial_2028_Economic_million_m3_Before Competition Groups_Gas Fired Heat Pump
Commercial | Com ¦ Gas Fired Heat Pump | 2028 | Technical | million_m3 | Before Competition Groups | 40.3362 | 0 | 0 | 1848.1642 | 0.021825 | 16 | Commercial_2028_Technical_million_m3_Before Competition Groups_16 | Gas Fired Heat Pump | 2.183% | 0 | 40.3362 | Commercial_2028_Technical_million_m3_Before Competition Groups_Gas Fired Heat Pump
Commercial | Com ¦ High Efficiency Condensing Furnace AFUE 95% from 80% code | 2028 | Technical | million_m3 | Before Competition Groups | 39.0116 | 0 | 0 | 1848.1642 | 0.021108 | 17 | Commercial_2028_Technical_million_m3_Before Competition Groups_17 | High Efficiency Condensing Furnace AFUE 95% from 80% code | 2.111% | 0 | 39.0116 | Commercial_2028_Technical_million_m3_Before Competition Groups_High Efficiency Condensing Furnace AFUE 95% from 80% code
Commercial | Com ¦ Energy Efficient Laboratory Fume Hood | 2028 | Achievable | million_m3 | Before Competition Groups | 9.2971 | 0 | 0 | 481.4022 | 0.019312 | 17 | Commercial_2028_Achievable_million_m3_Before Competition Groups_17 | Energy Efficient Laboratory Fume Hood | 1.931% | 0 | 9.2971 | Commercial_2028_Achievable_million_m3_Before Competition Groups_Energy Efficient Laboratory Fume Hood
Commercial | Com ¦ Wall Insulation | 2028 | Economic | million_m3 | Before Competition Groups | 29.6152 | 0 | 0 | 1685.944 | 0.017566 | 16 | Commercial_2028_Economic_million_m3_Before Competition Groups_16 | Wall Insulation | 1.757% | 0 | 29.6152 | Commercial_2028_Economic_million_m3_Before Competition Groups_Wall Insulation
Commercial | Com ¦ Condensing Unit Heaters or other Efficient Unit Heating System | 2028 | Economic | million_m3 | Before Competition Groups | 28.4816 | 0 | 0 | 1685.944 | 0.016894 | 17 | Commercial_2028_Economic_million_m3_Before Competition Groups_17 | Condensing Unit Heaters or other Efficient Unit Heating System | 1.689% | 0 | 28.4816 | Commercial_2028_Economic_million_m3_Before Competition Groups_Condensing Unit Heaters or other Efficient Unit Heating System
Commercial | Com ¦ Heat Recovery Ventilator | 2028 | Technical | million_m3 | Before Competition Groups | 30.926 | 0 | 0 | 1848.1642 | 0.016733 | 18 | Commercial_2028_Technical_million_m3_Before Competition Groups_18 | Heat Recovery Ventilator | 1.673% | 0 | 30.926 | Commercial_2028_Technical_million_m3_Before Competition Groups_Heat Recovery Ventilator
Commercial | Com ¦ Condensing Unit Heaters or other Efficient Unit Heating System | 2028 | Achievable | million_m3 | Before Competition Groups | 8.0183 | 0 | 0 | 481.4022 | 0.016656 | 18 | Commercial_2028_Achievable_million_m3_Before Competition Groups_18 | Condensing Unit Heaters or other Efficient Unit Heating System | 1.666% | 0 | 8.0183 | Commercial_2028_Achievable_million_m3_Before Competition Groups_Condensing Unit Heaters or other Efficient Unit Heating System
Commercial | Com ¦ Wall Insulation | 2028 | Technical | million_m3 | Before Competition Groups | 29.6152 | 0 | 0 | 1848.1642 | 0.016024 | 19 | Commercial_2028_Technical_million_m3_Before Competition Groups_19 | Wall Insulation | 1.602% | 0 | 29.6152 | Commercial_2028_Technical_million_m3_Before Competition Groups_Wall Insulation
Commercial | Com ¦ Condensing Unit Heaters or other Efficient Unit Heating System | 2028 | Technical | million_m3 | Before Competition Groups | 28.4816 | 0 | 0 | 1848.1642 | 0.015411 | 20 | Commercial_2028_Technical_million_m3_Before Competition Groups_20 | Condensing Unit Heaters or other Efficient Unit Heating System | 1.541% | 0 | 28.4816 | Commercial_2028_Technical_million_m3_Before Competition Groups_Condensing Unit Heaters or other Efficient Unit Heating System
Commercial | Com ¦ Demand controlled Circulating Systems | 2028 | Achievable | million_m3 | Before Competition Groups | 6.9002 | 0 | 0 | 481.4022 | 0.014334 | 19 | Commercial_2028_Achievable_million_m3_Before Competition Groups_19 | Demand controlled Circulating Systems | 1.433% | 0 | 6.9002 | Commercial_2028_Achievable_million_m3_Before Competition Groups_Demand controlled Circulating Systems
Commercial | Com ¦ Energy Efficient Laboratory Fume Hood | 2028 | Economic | million_m3 | Before Competition Groups | 21.0459 | 0 | 0 | 1685.944 | 0.012483 | 18 | Commercial_2028_Economic_million_m3_Before Competition Groups_18 | Energy Efficient Laboratory Fume Hood | 1.248% | 0 | 21.0459 | Commercial_2028_Economic_million_m3_Before Competition Groups_Energy Efficient Laboratory Fume Hood
Commercial | Com ¦ Energy Efficient Laboratory Fume Hood | 2028 | Technical | million_m3 | Before Competition Groups | 21.0459 | 0 | 0 | 1848.1642 | 0.011387 | 21 | Commercial_2028_Technical_million_m3_Before Competition Groups_21 | Energy Efficient Laboratory Fume Hood | 1.139% | 0 | 21.0459 | Commercial_2028_Technical_million_m3_Before Competition Groups_Energy Efficient Laboratory Fume Hood
Commercial | Com ¦ Duct Insulation, R8 | 2028 | Achievable | million_m3 | Before Competition Groups | 5.4069 | 0 | 0 | 481.4022 | 0.011232 | 20 | Commercial_2028_Achievable_million_m3_Before Competition Groups_20 | Duct Insulation, R8 | 1.123% | 0 | 5.4069 | Commercial_2028_Achievable_million_m3_Before Competition Groups_Duct Insulation, R8
Commercial | Com ¦ Demand controlled Circulating Systems | 2028 | Economic | million_m3 | Before Competition Groups | 15.5297 | 0 | 0 | 1685.944 | 0.0092113 | 19 | Commercial_2028_Economic_million_m3_Before Competition Groups_19 | Demand controlled Circulating Systems | 0.9211% | 0 | 15.5297 | Commercial_2028_Economic_million_m3_Before Competition Groups_Demand controlled Circulating Systems
Commercial | Com ¦ Demand controlled Circulating Systems | 2028 | Technical | million_m3 | Before Competition Groups | 15.5297 | 0 | 0 | 1848.1642 | 0.0084028 | 22 | Commercial_2028_Technical_million_m3_Before Competition Groups_22 | Demand controlled Circulating Systems | 0.8403% | 0 | 15.5297 | Commercial_2028_Technical_million_m3_Before Competition Groups_Demand controlled Circulating Systems
Commercial | Com ¦ Boiler Measures | 2028 | Technical | million_m3 | Before Competition Groups | 13.5318 | 0 | 0 | 1848.1642 | 0.0073218 | 23 | Commercial_2028_Technical_million_m3_Before Competition Groups_23 | Boiler Measures | 0.7322% | 0 | 13.5318 | Commercial_2028_Technical_million_m3_Before Competition Groups_Boiler Measures
Commercial | Com ¦ Duct Insulation, R8 | 2028 | Economic | million_m3 | Before Competition Groups | 12.2576 | 0 | 0 | 1685.944 | 0.0072704 | 20 | Commercial_2028_Economic_million_m3_Before Competition Groups_20 | Duct Insulation, R8 | 0.727% | 0 | 12.2576 | Commercial_2028_Economic_million_m3_Before Competition Groups_Duct Insulation, R8
Commercial | Com ¦ Duct Insulation, R8 | 2028 | Technical | million_m3 | Before Competition Groups | 12.2576 | 0 | 0 | 1848.1642 | 0.0066323 | 24 | Commercial_2028_Technical_million_m3_Before Competition Groups_24 | Duct Insulation, R8 | 0.6632% | 0 | 12.2576 | Commercial_2028_Technical_million_m3_Before Competition Groups_Duct Insulation, R8
Commercial | Com ¦ Super-High Efficiency Furnaces (Emerging Tech) | 2028 | Technical | million_m3 | Before Competition Groups | 12.1765 | 0 | 0 | 1848.1642 | 0.0065885 | 25 | Commercial_2028_Technical_million_m3_Before Competition Groups_25 | Super-High Efficiency Furnaces (Emerging Tech) | 0.6588% | 0 | 12.1765 | Commercial_2028_Technical_million_m3_Before Competition Groups_Super-High Efficiency Furnaces (Emerging Tech)
Commercial | Com ¦ Ozone Laundry Treatment | 2028 | Achievable | million_m3 | Before Competition Groups | 3.1059 | 0 | 0 | 481.4022 | 0.0064517 | 21 | Commercial_2028_Achievable_million_m3_Before Competition Groups_21 | Ozone Laundry Treatment | 0.6452% | 0 | 3.1059 | Commercial_2028_Achievable_million_m3_Before Competition Groups_Ozone Laundry Treatment
Commercial | Com ¦ ENERGY STAR Fryer (84% eff) | 2028 | Achievable | million_m3 | Before Competition Groups | 2.4515 | 0 | 0 | 481.4022 | 0.0050923 | 22 | Commercial_2028_Achievable_million_m3_Before Competition Groups_22 | ENERGY STAR Fryer (84% eff) | 0.5092% | 0 | 2.4515 | Commercial_2028_Achievable_million_m3_Before Competition Groups_ENERGY STAR Fryer (84% eff)
Commercial | Com ¦ Roof Insulation/Ceiling Insulation (R25 Code to R35) | 2028 | Technical | million_m3 | Before Competition Groups | 8.5633 | 0 | 0 | 1848.1642 | 0.0046334 | 26 | Commercial_2028_Technical_million_m3_Before Competition Groups_26 | Roof Insulation/Ceiling Insulation (R25 Code to R35) | 0.4633% | 0 | 8.5633 | Commercial_2028_Technical_million_m3_Before Competition Groups_Roof Insulation/Ceiling Insulation (R25 Code to R35)
Commercial | Com ¦ Ozone Laundry Treatment | 2028 | Economic | million_m3 | Before Competition Groups | 7.426 | 0 | 0 | 1685.944 | 0.0044046 | 21 | Commercial_2028_Economic_million_m3_Before Competition Groups_21 | Ozone Laundry Treatment | 0.4405% | 0 | 7.426 | Commercial_2028_Economic_million_m3_Before Competition Groups_Ozone Laundry Treatment
Commercial | Com ¦ High Efficiency Underfired Broilers | 2028 | Achievable | million_m3 | Before Competition Groups | 2.071 | 0 | 0 | 481.4022 | 0.004302 | 23 | Commercial_2028_Achievable_million_m3_Before Competition Groups_23 | High Efficiency Underfired Broilers | 0.4302% | 0 | 2.071 | Commercial_2028_Achievable_million_m3_Before Competition Groups_High Efficiency Underfired Broilers
Commercial | Com ¦ Ozone Laundry Treatment | 2028 | Technical | million_m3 | Before Competition Groups | 7.426 | 0 | 0 | 1848.1642 | 0.004018 | 27 | Commercial_2028_Technical_million_m3_Before Competition Groups_27 | Ozone Laundry Treatment | 0.4018% | 0 | 7.426 | Commercial_2028_Technical_million_m3_Before Competition Groups_Ozone Laundry Treatment
Commercial | Com ¦ Heat Recovery Ventilator | 2028 | Economic | million_m3 | Before Competition Groups | 6.5932 | 0 | 0 | 1685.944 | 0.0039107 | 22 | Commercial_2028_Economic_million_m3_Before Competition Groups_22 | Heat Recovery Ventilator | 0.3911% | 0 | 6.5932 | Commercial_2028_Economic_million_m3_Before Competition Groups_Heat Recovery Ventilator
Commercial | Com ¦ Energy Recovery Ventilation and Ventilation (Enhanced) | 2028 | Economic | million_m3 | Before Competition Groups | 6.0896 | 0 | 0 | 1685.944 | 0.003612 | 23 | Commercial_2028_Economic_million_m3_Before Competition Groups_23 | Energy Recovery Ventilation and Ventilation (Enhanced) | 0.3612% | 0 | 6.0896 | Commercial_2028_Economic_million_m3_Before Competition Groups_Energy Recovery Ventilation and Ventilation (Enhanced)
Commercial | Com ¦ ENERGY STAR Griddle (74% eff) | 2028 | Achievable | million_m3 | Before Competition Groups | 1.6277 | 0 | 0 | 481.4022 | 0.0033811 | 24 | Commercial_2028_Achievable_million_m3_Before Competition Groups_24 | ENERGY STAR Griddle (74% eff) | 0.3381% | 0 | 1.6277 | Commercial_2028_Achievable_million_m3_Before Competition Groups_ENERGY STAR Griddle (74% eff)
Commercial | Com ¦ ENERGY STAR Fryer (84% eff) | 2028 | Economic | million_m3 | Before Competition Groups | 4.5847 | 0 | 0 | 1685.944 | 0.0027194 | 24 | Commercial_2028_Economic_million_m3_Before Competition Groups_24 | ENERGY STAR Fryer (84% eff) | 0.2719% | 0 | 4.5847 | Commercial_2028_Economic_million_m3_Before Competition Groups_ENERGY STAR Fryer (84% eff)
Commercial | Com ¦ Infrared Heaters | 2028 | Economic | million_m3 | Before Competition Groups | 4.271 | 0 | 0 | 1685.944 | 0.0025333 | 25 | Commercial_2028_Economic_million_m3_Before Competition Groups_25 | Infrared Heaters | 0.2533% | 0 | 4.271 | Commercial_2028_Economic_million_m3_Before Competition Groups_Infrared Heaters
Commercial | Com ¦ ENERGY STAR Fryer (84% eff) | 2028 | Technical | million_m3 | Before Competition Groups | 4.5847 | 0 | 0 | 1848.1642 | 0.0024807 | 28 | Commercial_2028_Technical_million_m3_Before Competition Groups_28 | ENERGY STAR Fryer (84% eff) | 0.2481% | 0 | 4.5847 | Commercial_2028_Technical_million_m3_Before Competition Groups_ENERGY STAR Fryer (84% eff)
Commercial | Com ¦ Infrared Heaters | 2028 | Technical | million_m3 | Before Competition Groups | 4.271 | 0 | 0 | 1848.1642 | 0.0023109 | 29 | Commercial_2028_Technical_million_m3_Before Competition Groups_29 | Infrared Heaters | 0.2311% | 0 | 4.271 | Commercial_2028_Technical_million_m3_Before Competition Groups_Infrared Heaters
Commercial | Com ¦ High Efficiency Underfired Broilers | 2028 | Economic | million_m3 | Before Competition Groups | 3.891 | 0 | 0 | 1685.944 | 0.0023079 | 26 | Commercial_2028_Economic_million_m3_Before Competition Groups_26 | High Efficiency Underfired Broilers | 0.2308% | 0 | 3.891 | Commercial_2028_Economic_million_m3_Before Competition Groups_High Efficiency Underfired Broilers
Commercial | Com ¦ Ice Rink Heat Recovery | 2028 | Technical | million_m3 | Before Competition Groups | 3.94 | 0 | 0 | 1848.1642 | 0.0021318 | 30 | Commercial_2028_Technical_million_m3_Before Competition Groups_30 | Ice Rink Heat Recovery | 0.2132% | 0 | 3.94 | Commercial_2028_Technical_million_m3_Before Competition Groups_Ice Rink Heat Recovery
Commercial | Com ¦ High Efficiency Underfired Broilers | 2028 | Technical | million_m3 | Before Competition Groups | 3.891 | 0 | 0 | 1848.1642 | 0.0021053 | 31 | Commercial_2028_Technical_million_m3_Before Competition Groups_31 | High Efficiency Underfired Broilers | 0.2105% | 0 | 3.891 | Commercial_2028_Technical_million_m3_Before Competition Groups_High Efficiency Underfired Broilers
Commercial | Com ¦ Condensing Storage Water Heater | 2028 | Technical | million_m3 | Before Competition Groups | 3.8169 | 0 | 0 | 1848.1642 | 0.0020652 | 32 | Commercial_2028_Technical_million_m3_Before Competition Groups_32 | Condensing Storage Water Heater | 0.2065% | 0 | 3.8169 | Commercial_2028_Technical_million_m3_Before Competition Groups_Condensing Storage Water Heater
Commercial | Com ¦ HOTEL OCCUPANCY CONTROLS (HVAC + LIGHTING) | 2028 | Technical | million_m3 | Before Competition Groups | 3.7332 | 0 | 0 | 1848.1642 | 0.0020199 | 33 | Commercial_2028_Technical_million_m3_Before Competition Groups_33 | HOTEL OCCUPANCY CONTROLS (HVAC + LIGHTING) | 0.202% | 0 | 3.7332 | Commercial_2028_Technical_million_m3_Before Competition Groups_HOTEL OCCUPANCY CONTROLS (HVAC + LIGHTING)
Commercial | Com ¦ Infrared Heaters | 2028 | Achievable | million_m3 | Before Competition Groups | 0.92935 | 0 | 0 | 481.4022 | 0.0019305 | 25 | Commercial_2028_Achievable_million_m3_Before Competition Groups_25 | Infrared Heaters | 0.193% | 0 | 0.92935 | Commercial_2028_Achievable_million_m3_Before Competition Groups_Infrared Heaters
Commercial | Com ¦ ENERGY STAR Dishwasher | 2028 | Economic | million_m3 | Before Competition Groups | 3.1462 | 0 | 0 | 1685.944 | 0.0018661 | 27 | Commercial_2028_Economic_million_m3_Before Competition Groups_27 | ENERGY STAR Dishwasher | 0.1866% | 0 | 3.1462 | Commercial_2028_Economic_million_m3_Before Competition Groups_ENERGY STAR Dishwasher
Commercial | Com ¦ ENERGY STAR Griddle (74% eff) | 2028 | Economic | million_m3 | Before Competition Groups | 3.0082 | 0 | 0 | 1685.944 | 0.0017843 | 28 | Commercial_2028_Economic_million_m3_Before Competition Groups_28 | ENERGY STAR Griddle (74% eff) | 0.1784% | 0 | 3.0082 | Commercial_2028_Economic_million_m3_Before Competition Groups_ENERGY STAR Griddle (74% eff)
Commercial | Com ¦ ENERGY STAR Dishwasher | 2028 | Technical | million_m3 | Before Competition Groups | 3.1462 | 0 | 0 | 1848.1642 | 0.0017023 | 34 | Commercial_2028_Technical_million_m3_Before Competition Groups_34 | ENERGY STAR Dishwasher | 0.1702% | 0 | 3.1462 | Commercial_2028_Technical_million_m3_Before Competition Groups_ENERGY STAR Dishwasher
Commercial | Com ¦ ENERGY STAR Griddle (74% eff) | 2028 | Technical | million_m3 | Before Competition Groups | 3.0082 | 0 | 0 | 1848.1642 | 0.0016277 | 35 | Commercial_2028_Technical_million_m3_Before Competition Groups_35 | ENERGY STAR Griddle (74% eff) | 0.1628% | 0 | 3.0082 | Commercial_2028_Technical_million_m3_Before Competition Groups_ENERGY STAR Griddle (74% eff)
Commercial | Com ¦ ENERGY STAR Dishwasher | 2028 | Achievable | million_m3 | Before Competition Groups | 0.74434 | 0 | 0 | 481.4022 | 0.0015462 | 26 | Commercial_2028_Achievable_million_m3_Before Competition Groups_26 | ENERGY STAR Dishwasher | 0.1546% | 0 | 0.74434 | Commercial_2028_Achievable_million_m3_Before Competition Groups_ENERGY STAR Dishwasher
Commercial | Com ¦ Condensing Storage Water Heater | 2028 | Economic | million_m3 | Before Competition Groups | 2.1426 | 0 | 0 | 1685.944 | 0.0012708 | 29 | Commercial_2028_Economic_million_m3_Before Competition Groups_29 | Condensing Storage Water Heater | 0.1271% | 0 | 2.1426 | Commercial_2028_Economic_million_m3_Before Competition Groups_Condensing Storage Water Heater
Commercial | Com ¦ Drain Water Heat Recovery (DWHR) ¦ Retro | 2028 | Achievable | million_m3 | Before Competition Groups | 0.59136 | 0 | 0 | 481.4022 | 0.0012284 | 27 | Commercial_2028_Achievable_million_m3_Before Competition Groups_27 | Drain Water Heat Recovery (DWHR) ¦ Retro | 0.1228% | 0 | 0.59136 | Commercial_2028_Achievable_million_m3_Before Competition Groups_Drain Water Heat Recovery (DWHR) ¦ Retro
Commercial | Com ¦ Condensing Tankless Water Heater | 2028 | Technical | million_m3 | Before Competition Groups | 2.2161 | 0 | 0 | 1848.1642 | 0.0011991 | 36 | Commercial_2028_Technical_million_m3_Before Competition Groups_36 | Condensing Tankless Water Heater | 0.1199% | 0 | 2.2161 | Commercial_2028_Technical_million_m3_Before Competition Groups_Condensing Tankless Water Heater
Commercial | Com ¦ Energy Recovery Ventilation and Ventilation (Enhanced) | 2028 | Achievable | million_m3 | Before Competition Groups | 0.53252 | 0 | 0 | 481.4022 | 0.0011062 | 28 | Commercial_2028_Achievable_million_m3_Before Competition Groups_28 | Energy Recovery Ventilation and Ventilation (Enhanced) | 0.1106% | 0 | 0.53252 | Commercial_2028_Achievable_million_m3_Before Competition Groups_Energy Recovery Ventilation and Ventilation (Enhanced)
Commercial | Com ¦ Gas Heat Pump Water Heater | 2028 | Technical | million_m3 | Before Competition Groups | 1.9023 | 0 | 0 | 1848.1642 | 0.0010293 | 37 | Commercial_2028_Technical_million_m3_Before Competition Groups_37 | Gas Heat Pump Water Heater | 0.1029% | 0 | 1.9023 | Commercial_2028_Technical_million_m3_Before Competition Groups_Gas Heat Pump Water Heater
Commercial | Com ¦ CEE Tier 2/Energy Star Clothes Washers | 2028 | Achievable | million_m3 | Before Competition Groups | 0.44202 | 0 | 0 | 481.4022 | 0.00091818 | 29 | Commercial_2028_Achievable_million_m3_Before Competition Groups_29 | CEE Tier 2/Energy Star Clothes Washers | 0.09182% | 0 | 0.44202 | Commercial_2028_Achievable_million_m3_Before Competition Groups_CEE Tier 2/Energy Star Clothes Washers
Commercial | Com ¦ Drain Water Heat Recovery (DWHR) ¦ Retro | 2028 | Economic | million_m3 | Before Competition Groups | 1.2826 | 0 | 0 | 1685.944 | 0.00076079 | 30 | Commercial_2028_Economic_million_m3_Before Competition Groups_30 | Drain Water Heat Recovery (DWHR) ¦ Retro | 0.07608% | 0 | 1.2826 | Commercial_2028_Economic_million_m3_Before Competition Groups_Drain Water Heat Recovery (DWHR) ¦ Retro
Commercial | Com ¦ Dock Door Seals | 2028 | Technical | million_m3 | Before Competition Groups | 1.3971 | 0 | 0 | 1848.1642 | 0.00075593 | 38 | Commercial_2028_Technical_million_m3_Before Competition Groups_38 | Dock Door Seals | 0.07559% | 0 | 1.3971 | Commercial_2028_Technical_million_m3_Before Competition Groups_Dock Door Seals
Commercial | Com ¦ Drain Water Heat Recovery (DWHR) ¦ Retro | 2028 | Technical | million_m3 | Before Competition Groups | 1.2826 | 0 | 0 | 1848.1642 | 0.00069401 | 39 | Commercial_2028_Technical_million_m3_Before Competition Groups_39 | Drain Water Heat Recovery (DWHR) ¦ Retro | 0.0694% | 0 | 1.2826 | Commercial_2028_Technical_million_m3_Before Competition Groups_Drain Water Heat Recovery (DWHR) ¦ Retro
Commercial | Com ¦ Gas Heat Pump Water Heater | 2028 | Economic | million_m3 | Before Competition Groups | 0.99184 | 0 | 0 | 1685.944 | 0.0005883 | 31 | Commercial_2028_Economic_million_m3_Before Competition Groups_31 | Gas Heat Pump Water Heater | 0.05883% | 0 | 0.99184 | Commercial_2028_Economic_million_m3_Before Competition Groups_Gas Heat Pump Water Heater
Commercial | Com ¦ Condensing Tankless Water Heater | 2028 | Economic | million_m3 | Before Competition Groups | 0.98046 | 0 | 0 | 1685.944 | 0.00058155 | 32 | Commercial_2028_Economic_million_m3_Before Competition Groups_32 | Condensing Tankless Water Heater | 0.05815% | 0 | 0.98046 | Commercial_2028_Economic_million_m3_Before Competition Groups_Condensing Tankless Water Heater
Commercial | Com ¦ Heat Recovery Ventilator | 2028 | Achievable | million_m3 | Before Competition Groups | 0.26255 | 0 | 0 | 481.4022 | 0.00054539 | 30 | Commercial_2028_Achievable_million_m3_Before Competition Groups_30 | Heat Recovery Ventilator | 0.05454% | 0 | 0.26255 | Commercial_2028_Achievable_million_m3_Before Competition Groups_Heat Recovery Ventilator
Commercial | Com ¦ Low Flow Pre-Rinse Spray Nozzle | 2028 | Achievable | million_m3 | Before Competition Groups | 0.25678 | 0 | 0 | 481.4022 | 0.0005334 | 31 | Commercial_2028_Achievable_million_m3_Before Competition Groups_31 | Low Flow Pre-Rinse Spray Nozzle | 0.05334% | 0 | 0.25678 | Commercial_2028_Achievable_million_m3_Before Competition Groups_Low Flow Pre-Rinse Spray Nozzle
Commercial | Com ¦ CEE Tier 2/Energy Star Clothes Washers | 2028 | Economic | million_m3 | Before Competition Groups | 0.80199 | 0 | 0 | 1685.944 | 0.00047569 | 33 | Commercial_2028_Economic_million_m3_Before Competition Groups_33 | CEE Tier 2/Energy Star Clothes Washers | 0.04757% | 0 | 0.80199 | Commercial_2028_Economic_million_m3_Before Competition Groups_CEE Tier 2/Energy Star Clothes Washers
Commercial | Com ¦ CEE Tier 2/Energy Star Clothes Washers | 2028 | Technical | million_m3 | Before Competition Groups | 0.80199 | 0 | 0 | 1848.1642 | 0.00043394 | 40 | Commercial_2028_Technical_million_m3_Before Competition Groups_40 | CEE Tier 2/Energy Star Clothes Washers | 0.04339% | 0 | 0.80199 | Commercial_2028_Technical_million_m3_Before Competition Groups_CEE Tier 2/Energy Star Clothes Washers
Commercial | Com ¦ ENERGY STAR Steam Cooker | 2028 | Achievable | million_m3 | Before Competition Groups | 0.17544 | 0 | 0 | 481.4022 | 0.00036445 | 32 | Commercial_2028_Achievable_million_m3_Before Competition Groups_32 | ENERGY STAR Steam Cooker | 0.03644% | 0 | 0.17544 | Commercial_2028_Achievable_million_m3_Before Competition Groups_ENERGY STAR Steam Cooker
Commercial | Com ¦ Low Flow Pre-Rinse Spray Nozzle | 2028 | Economic | million_m3 | Before Competition Groups | 0.56492 | 0 | 0 | 1685.944 | 0.00033508 | 34 | Commercial_2028_Economic_million_m3_Before Competition Groups_34 | Low Flow Pre-Rinse Spray Nozzle | 0.03351% | 0 | 0.56492 | Commercial_2028_Economic_million_m3_Before Competition Groups_Low Flow Pre-Rinse Spray Nozzle
Commercial | Com ¦ Low Flow Pre-Rinse Spray Nozzle | 2028 | Technical | million_m3 | Before Competition Groups | 0.56492 | 0 | 0 | 1848.1642 | 0.00030567 | 41 | Commercial_2028_Technical_million_m3_Before Competition Groups_41 | Low Flow Pre-Rinse Spray Nozzle | 0.03057% | 0 | 0.56492 | Commercial_2028_Technical_million_m3_Before Competition Groups_Low Flow Pre-Rinse Spray Nozzle
Commercial | Com ¦ Condensing Storage Water Heater | 2028 | Achievable | million_m3 | Before Competition Groups | 0.12699 | 0 | 0 | 481.4022 | 0.0002638 | 33 | Commercial_2028_Achievable_million_m3_Before Competition Groups_33 | Condensing Storage Water Heater | 0.02638% | 0 | 0.12699 | Commercial_2028_Achievable_million_m3_Before Competition Groups_Condensing Storage Water Heater
Commercial | Com ¦ ENERGY STAR Steam Cooker | 2028 | Economic | million_m3 | Before Competition Groups | 0.32806 | 0 | 0 | 1685.944 | 0.00019458 | 35 | Commercial_2028_Economic_million_m3_Before Competition Groups_35 | ENERGY STAR Steam Cooker | 0.01946% | 0 | 0.32806 | Commercial_2028_Economic_million_m3_Before Competition Groups_ENERGY STAR Steam Cooker
Commercial | Com ¦ ENERGY STAR Steam Cooker | 2028 | Technical | million_m3 | Before Competition Groups | 0.32806 | 0 | 0 | 1848.1642 | 0.0001775 | 42 | Commercial_2028_Technical_million_m3_Before Competition Groups_42 | ENERGY STAR Steam Cooker | 0.01775% | 0 | 0.32806 | Commercial_2028_Technical_million_m3_Before Competition Groups_ENERGY STAR Steam Cooker
Commercial | Com ¦ Drain Water Heat Recovery (DWHR) ¦New | 2028 | Economic | million_m3 | Before Competition Groups | 0.24133 | 0 | 0 | 1685.944 | 0.00014314 | 36 | Commercial_2028_Economic_million_m3_Before Competition Groups_36 | Drain Water Heat Recovery (DWHR) ¦New | 0.01431% | 0 | 0.24133 | Commercial_2028_Economic_million_m3_Before Competition Groups_Drain Water Heat Recovery (DWHR) ¦New
Commercial | Com ¦ Drain Water Heat Recovery (DWHR) ¦New | 2028 | Technical | million_m3 | Before Competition Groups | 0.24133 | 0 | 0 | 1848.1642 | 0.00013058 | 43 | Commercial_2028_Technical_million_m3_Before Competition Groups_43 | Drain Water Heat Recovery (DWHR) ¦New | 0.01306% | 0 | 0.24133 | Commercial_2028_Technical_million_m3_Before Competition Groups_Drain Water Heat Recovery (DWHR) ¦New
Commercial | Com ¦ Gas Heat Pump Water Heater | 2028 | Achievable | million_m3 | Before Competition Groups | 0.061591 | 0 | 0 | 481.4022 | 0.00012794 | 34 | Commercial_2028_Achievable_million_m3_Before Competition Groups_34 | Gas Heat Pump Water Heater | 0.01279% | 0 | 0.061591 | Commercial_2028_Achievable_million_m3_Before Competition Groups_Gas Heat Pump Water Heater
Commercial | Com ¦ Air Curtains | 2028 | Achievable | million_m3 | Before Competition Groups | 0.060157 | 0 | 0 | 481.4022 | 0.00012496 | 35 | Commercial_2028_Achievable_million_m3_Before Competition Groups_35 | Air Curtains | 0.0125% | 0 | 0.060157 | Commercial_2028_Achievable_million_m3_Before Competition Groups_Air Curtains
Commercial | Com ¦ Drain Water Heat Recovery (DWHR) ¦New | 2028 | Achievable | million_m3 | Before Competition Groups | 0.057995 | 0 | 0 | 481.4022 | 0.00012047 | 36 | Commercial_2028_Achievable_million_m3_Before Competition Groups_36 | Drain Water Heat Recovery (DWHR) ¦New | 0.01205% | 0 | 0.057995 | Commercial_2028_Achievable_million_m3_Before Competition Groups_Drain Water Heat Recovery (DWHR) ¦New
Commercial | Com ¦ Solar Water Preheat (Pools/DHW) | 2028 | Economic | million_m3 | Before Competition Groups | 0.15012 | 0 | 0 | 1685.944 | 8.904e-05 | 37 | Commercial_2028_Economic_million_m3_Before Competition Groups_37 | Solar Water Preheat (Pools/DHW) | 0.008904% | 0 | 0.15012 | Commercial_2028_Economic_million_m3_Before Competition Groups_Solar Water Preheat (Pools/DHW)
Commercial | Com ¦ Air Curtains | 2028 | Economic | million_m3 | Before Competition Groups | 0.14002 | 0 | 0 | 1685.944 | 8.3051e-05 | 38 | Commercial_2028_Economic_million_m3_Before Competition Groups_38 | Air Curtains | 0.008305% | 0 | 0.14002 | Commercial_2028_Economic_million_m3_Before Competition Groups_Air Curtains
Commercial | Com ¦ Solar Water Preheat (Pools/DHW) | 2028 | Technical | million_m3 | Before Competition Groups | 0.15282 | 0 | 0 | 1848.1642 | 8.2688e-05 | 44 | Commercial_2028_Technical_million_m3_Before Competition Groups_44 | Solar Water Preheat (Pools/DHW) | 0.008269% | 0 | 0.15282 | Commercial_2028_Technical_million_m3_Before Competition Groups_Solar Water Preheat (Pools/DHW)
Commercial | Com ¦ Air Curtains | 2028 | Technical | million_m3 | Before Competition Groups | 0.14002 | 0 | 0 | 1848.1642 | 7.5761e-05 | 45 | Commercial_2028_Technical_million_m3_Before Competition Groups_45 | Air Curtains | 0.007576% | 0 | 0.14002 | Commercial_2028_Technical_million_m3_Before Competition Groups_Air Curtains
Commercial | Com ¦ Super High Perf Glazing ¦RET | 2028 | Achievable | million_m3 | Before Competition Groups | 0.028166 | 0 | 0 | 481.4022 | 5.8509e-05 | 37 | Commercial_2028_Achievable_million_m3_Before Competition Groups_37 | Super High Perf Glazing ¦RET | 0.005851% | 0 | 0.028166 | Commercial_2028_Achievable_million_m3_Before Competition Groups_Super High Perf Glazing ¦RET
Commercial | Com ¦ Condensing Tankless Water Heater | 2028 | Achievable | million_m3 | Before Competition Groups | 0.023136 | 0 | 0 | 481.4022 | 4.8059e-05 | 38 | Commercial_2028_Achievable_million_m3_Before Competition Groups_38 | Condensing Tankless Water Heater | 0.004806% | 0 | 0.023136 | Commercial_2028_Achievable_million_m3_Before Competition Groups_Condensing Tankless Water Heater
Commercial | Com ¦ Solar Water Preheat (Pools/DHW) | 2028 | Achievable | million_m3 | Before Competition Groups | 0.022762 | 0 | 0 | 481.4022 | 4.7283e-05 | 39 | Commercial_2028_Achievable_million_m3_Before Competition Groups_39 | Solar Water Preheat (Pools/DHW) | 0.004728% | 0 | 0.022762 | Commercial_2028_Achievable_million_m3_Before Competition Groups_Solar Water Preheat (Pools/DHW)
Commercial | Com ¦ Gas Convection Oven | 2028 | Technical | million_m3 | Before Competition Groups | 0.077625 | 0 | 0 | 1848.1642 | 4.2001e-05 | 46 | Commercial_2028_Technical_million_m3_Before Competition Groups_46 | Gas Convection Oven | 0.0042% | 0 | 0.077625 | Commercial_2028_Technical_million_m3_Before Competition Groups_Gas Convection Oven
Commercial | Com ¦ Solar Preheat Make up Air | 2028 | Technical | million_m3 | Before Competition Groups | 0.070455 | 0 | 0 | 1848.1642 | 3.8122e-05 | 47 | Commercial_2028_Technical_million_m3_Before Competition Groups_47 | Solar Preheat Make up Air | 0.003812% | 0 | 0.070455 | Commercial_2028_Technical_million_m3_Before Competition Groups_Solar Preheat Make up Air
Commercial | Com ¦ Super High Perf Glazing ¦RET | 2028 | Economic | million_m3 | Before Competition Groups | 0.063973 | 0 | 0 | 1685.944 | 3.7945e-05 | 39 | Commercial_2028_Economic_million_m3_Before Competition Groups_39 | Super High Perf Glazing ¦RET | 0.003794% | 0 | 0.063973 | Commercial_2028_Economic_million_m3_Before Competition Groups_Super High Perf Glazing ¦RET
Commercial | Com ¦ Super High Perf Glazing ¦RET | 2028 | Technical | million_m3 | Before Competition Groups | 0.063973 | 0 | 0 | 1848.1642 | 3.4614e-05 | 48 | Commercial_2028_Technical_million_m3_Before Competition Groups_48 | Super High Perf Glazing ¦RET | 0.003461% | 0 | 0.063973 | Commercial_2028_Technical_million_m3_Before Competition Groups_Super High Perf Glazing ¦RET
Commercial | Com ¦ Super High Perf Glazing ¦New | 2028 | Achievable | million_m3 | Before Competition Groups | 0.0057161 | 0 | 0 | 481.4022 | 1.1874e-05 | 40 | Commercial_2028_Achievable_million_m3_Before Competition Groups_40 | Super High Perf Glazing ¦New | 0.001187% | 0 | 0.0057161 | Commercial_2028_Achievable_million_m3_Before Competition Groups_Super High Perf Glazing ¦New
Commercial | Com ¦ Super High Perf Glazing ¦New | 2028 | Economic | million_m3 | Before Competition Groups | 0.012009 | 0 | 0 | 1685.944 | 7.1232e-06 | 40 | Commercial_2028_Economic_million_m3_Before Competition Groups_40 | Super High Perf Glazing ¦New | 0.0007123% | 0 | 0.012009 | Commercial_2028_Economic_million_m3_Before Competition Groups_Super High Perf Glazing ¦New
Commercial | Com ¦ Super High Perf Glazing ¦New | 2028 | Technical | million_m3 | Before Competition Groups | 0.012009 | 0 | 0 | 1848.1642 | 6.498e-06 | 49 | Commercial_2028_Technical_million_m3_Before Competition Groups_49 | Super High Perf Glazing ¦New | 0.0006498% | 0 | 0.012009 | Commercial_2028_Technical_million_m3_Before Competition Groups_Super High Perf Glazing ¦New
Commercial | Com ¦ Building Recommissioning, Operations and Maintenance (O&M) Improvements | 2029 | Economic | million_m3 | Before Competition Groups | 276.837 | 0 | 0 | 1735.6212 | 0.1595 | 1 | Commercial_2029_Economic_million_m3_Before Competition Groups_1 | Building Recommissioning, Operations and Maintenance (O&M) Improvements | 15.95% | 0 | 276.837 | Commercial_2029_Economic_million_m3_Before Competition Groups_Building Recommissioning, Operations and Maintenance (O&M) Improvements
Commercial | Com ¦ Building Recommissioning, Operations and Maintenance (O&M) Improvements | 2029 | Technical | million_m3 | Before Competition Groups | 276.837 | 0 | 0 | 1901.5187 | 0.14559 | 1 | Commercial_2029_Technical_million_m3_Before Competition Groups_1 | Building Recommissioning, Operations and Maintenance (O&M) Improvements | 14.56% | 0 | 276.837 | Commercial_2029_Technical_million_m3_Before Competition Groups_Building Recommissioning, Operations and Maintenance (O&M) Improvements
Commercial | Com ¦ Adaptive Thermostats | 2029 | Achievable | million_m3 | Before Competition Groups | 73.8459 | 0 | 0 | 592.7333 | 0.12459 | 1 | Commercial_2029_Achievable_million_m3_Before Competition Groups_1 | Adaptive Thermostats | 12.46% | 0 | 73.8459 | Commercial_2029_Achievable_million_m3_Before Competition Groups_Adaptive Thermostats
Commercial | Com ¦ Demand Control Ventilation | 2029 | Achievable | million_m3 | Before Competition Groups | 64.0291 | 0 | 0 | 592.7333 | 0.10802 | 2 | Commercial_2029_Achievable_million_m3_Before Competition Groups_2 | Demand Control Ventilation | 10.8% | 0 | 64.0291 | Commercial_2029_Achievable_million_m3_Before Competition Groups_Demand Control Ventilation
Commercial | Com ¦ Demand Control Ventilation | 2029 | Economic | million_m3 | Before Competition Groups | 169.7438 | 0 | 0 | 1735.6212 | 0.0978 | 2 | Commercial_2029_Economic_million_m3_Before Competition Groups_2 | Demand Control Ventilation | 9.78% | 0 | 169.7438 | Commercial_2029_Economic_million_m3_Before Competition Groups_Demand Control Ventilation
Commercial | Com ¦ Demand Control Ventilation | 2029 | Technical | million_m3 | Before Competition Groups | 175.9246 | 0 | 0 | 1901.5187 | 0.092518 | 2 | Commercial_2029_Technical_million_m3_Before Competition Groups_2 | Demand Control Ventilation | 9.252% | 0 | 175.9246 | Commercial_2029_Technical_million_m3_Before Competition Groups_Demand Control Ventilation
Commercial | Com ¦ Condensing Boiler ¦ Std | 2029 | Economic | million_m3 | Before Competition Groups | 150.0929 | 0 | 0 | 1735.6212 | 0.086478 | 3 | Commercial_2029_Economic_million_m3_Before Competition Groups_3 | Condensing Boiler ¦ Std | 8.648% | 0 | 150.0929 | Commercial_2029_Economic_million_m3_Before Competition Groups_Condensing Boiler ¦ Std
Commercial | Com ¦ Boilers - Advanced Controls (Steam Systems) | 2029 | Economic | million_m3 | Before Competition Groups | 141.5457 | 0 | 0 | 1735.6212 | 0.081553 | 4 | Commercial_2029_Economic_million_m3_Before Competition Groups_4 | Boilers - Advanced Controls (Steam Systems) | 8.155% | 0 | 141.5457 | Commercial_2029_Economic_million_m3_Before Competition Groups_Boilers - Advanced Controls (Steam Systems)
Commercial | Com ¦ Condensing Boiler ¦ Std | 2029 | Achievable | million_m3 | Before Competition Groups | 47.6892 | 0 | 0 | 592.7333 | 0.080456 | 3 | Commercial_2029_Achievable_million_m3_Before Competition Groups_3 | Condensing Boiler ¦ Std | 8.046% | 0 | 47.6892 | Commercial_2029_Achievable_million_m3_Before Competition Groups_Condensing Boiler ¦ Std
Commercial | Com ¦ Adaptive Thermostats | 2029 | Economic | million_m3 | Before Competition Groups | 137.2403 | 0 | 0 | 1735.6212 | 0.079073 | 5 | Commercial_2029_Economic_million_m3_Before Competition Groups_5 | Adaptive Thermostats | 7.907% | 0 | 137.2403 | Commercial_2029_Economic_million_m3_Before Competition Groups_Adaptive Thermostats
Commercial | Com ¦ Condensing Boiler ¦ Std | 2029 | Technical | million_m3 | Before Competition Groups | 150.0929 | 0 | 0 | 1901.5187 | 0.078933 | 3 | Commercial_2029_Technical_million_m3_Before Competition Groups_3 | Condensing Boiler ¦ Std | 7.893% | 0 | 150.0929 | Commercial_2029_Technical_million_m3_Before Competition Groups_Condensing Boiler ¦ Std
Commercial | Com ¦ Boilers - Advanced Controls (Steam Systems) | 2029 | Technical | million_m3 | Before Competition Groups | 141.5457 | 0 | 0 | 1901.5187 | 0.074438 | 4 | Commercial_2029_Technical_million_m3_Before Competition Groups_4 | Boilers - Advanced Controls (Steam Systems) | 7.444% | 0 | 141.5457 | Commercial_2029_Technical_million_m3_Before Competition Groups_Boilers - Advanced Controls (Steam Systems)
Commercial | Com ¦ Adaptive Thermostats | 2029 | Technical | million_m3 | Before Competition Groups | 137.2403 | 0 | 0 | 1901.5187 | 0.072174 | 5 | Commercial_2029_Technical_million_m3_Before Competition Groups_5 | Adaptive Thermostats | 7.217% | 0 | 137.2403 | Commercial_2029_Technical_million_m3_Before Competition Groups_Adaptive Thermostats
Commercial | Com ¦ Air Handler with Dedicated Outdoor Air Systems | 2029 | Achievable | million_m3 | Before Competition Groups | 39.3152 | 0 | 0 | 592.7333 | 0.066329 | 4 | Commercial_2029_Achievable_million_m3_Before Competition Groups_4 | Air Handler with Dedicated Outdoor Air Systems | 6.633% | 0 | 39.3152 | Commercial_2029_Achievable_million_m3_Before Competition Groups_Air Handler with Dedicated Outdoor Air Systems
Commercial | Com ¦ Gas Fired Rooftop Units | 2029 | Economic | million_m3 | Before Competition Groups | 114.3809 | 0 | 0 | 1735.6212 | 0.065902 | 6 | Commercial_2029_Economic_million_m3_Before Competition Groups_6 | Gas Fired Rooftop Units | 6.59% | 0 | 114.3809 | Commercial_2029_Economic_million_m3_Before Competition Groups_Gas Fired Rooftop Units
Commercial | Com ¦ Education and Capacity Building/Energy Behavior | 2029 | Achievable | million_m3 | Before Competition Groups | 37.8493 | 0 | 0 | 592.7333 | 0.063855 | 5 | Commercial_2029_Achievable_million_m3_Before Competition Groups_5 | Education and Capacity Building/Energy Behavior | 6.386% | 0 | 37.8493 | Commercial_2029_Achievable_million_m3_Before Competition Groups_Education and Capacity Building/Energy Behavior
Commercial | Com ¦ Building Recommissioning, Operations and Maintenance (O&M) Improvements | 2029 | Achievable | million_m3 | Before Competition Groups | 36.5992 | 0 | 0 | 592.7333 | 0.061746 | 6 | Commercial_2029_Achievable_million_m3_Before Competition Groups_6 | Building Recommissioning, Operations and Maintenance (O&M) Improvements | 6.175% | 0 | 36.5992 | Commercial_2029_Achievable_million_m3_Before Competition Groups_Building Recommissioning, Operations and Maintenance (O&M) Improvements
Commercial | Com ¦ Gas Fired Rooftop Units | 2029 | Technical | million_m3 | Before Competition Groups | 114.3809 | 0 | 0 | 1901.5187 | 0.060152 | 6 | Commercial_2029_Technical_million_m3_Before Competition Groups_6 | Gas Fired Rooftop Units | 6.015% | 0 | 114.3809 | Commercial_2029_Technical_million_m3_Before Competition Groups_Gas Fired Rooftop Units
Commercial | Com ¦ Air Handler with Dedicated Outdoor Air Systems | 2029 | Economic | million_m3 | Before Competition Groups | 102.2243 | 0 | 0 | 1735.6212 | 0.058898 | 7 | Commercial_2029_Economic_million_m3_Before Competition Groups_7 | Air Handler with Dedicated Outdoor Air Systems | 5.89% | 0 | 102.2243 | Commercial_2029_Economic_million_m3_Before Competition Groups_Air Handler with Dedicated Outdoor Air Systems
Commercial | Com ¦ Air Handler with Dedicated Outdoor Air Systems | 2029 | Technical | million_m3 | Before Competition Groups | 102.2243 | 0 | 0 | 1901.5187 | 0.053759 | 7 | Commercial_2029_Technical_million_m3_Before Competition Groups_7 | Air Handler with Dedicated Outdoor Air Systems | 5.376% | 0 | 102.2243 | Commercial_2029_Technical_million_m3_Before Competition Groups_Air Handler with Dedicated Outdoor Air Systems
Commercial | Com ¦ Boilers - Advanced Controls (Steam Systems) | 2029 | Achievable | million_m3 | Before Competition Groups | 31.618 | 0 | 0 | 592.7333 | 0.053343 | 7 | Commercial_2029_Achievable_million_m3_Before Competition Groups_7 | Boilers - Advanced Controls (Steam Systems) | 5.334% | 0 | 31.618 | Commercial_2029_Achievable_million_m3_Before Competition Groups_Boilers - Advanced Controls (Steam Systems)
Commercial | Com ¦ Steam System Optimization | 2029 | Achievable | million_m3 | Before Competition Groups | 30.3403 | 0 | 0 | 592.7333 | 0.051187 | 8 | Commercial_2029_Achievable_million_m3_Before Competition Groups_8 | Steam System Optimization | 5.119% | 0 | 30.3403 | Commercial_2029_Achievable_million_m3_Before Competition Groups_Steam System Optimization
Commercial | Com ¦ Education and Capacity Building/Energy Behavior | 2029 | Economic | million_m3 | Before Competition Groups | 87.7217 | 0 | 0 | 1735.6212 | 0.050542 | 8 | Commercial_2029_Economic_million_m3_Before Competition Groups_8 | Education and Capacity Building/Energy Behavior | 5.054% | 0 | 87.7217 | Commercial_2029_Economic_million_m3_Before Competition Groups_Education and Capacity Building/Energy Behavior
Commercial | Com ¦ Destratification | 2029 | Achievable | million_m3 | Before Competition Groups | 28.8812 | 0 | 0 | 592.7333 | 0.048725 | 9 | Commercial_2029_Achievable_million_m3_Before Competition Groups_9 | Destratification | 4.873% | 0 | 28.8812 | Commercial_2029_Achievable_million_m3_Before Competition Groups_Destratification
Commercial | Com ¦ Furnace Tune-Up | 2029 | Achievable | million_m3 | Before Competition Groups | 27.7405 | 0 | 0 | 592.7333 | 0.046801 | 10 | Commercial_2029_Achievable_million_m3_Before Competition Groups_10 | Furnace Tune-Up | 4.68% | 0 | 27.7405 | Commercial_2029_Achievable_million_m3_Before Competition Groups_Furnace Tune-Up
Commercial | Com ¦ Education and Capacity Building/Energy Behavior | 2029 | Technical | million_m3 | Before Competition Groups | 87.7217 | 0 | 0 | 1901.5187 | 0.046132 | 8 | Commercial_2029_Technical_million_m3_Before Competition Groups_8 | Education and Capacity Building/Energy Behavior | 4.613% | 0 | 87.7217 | Commercial_2029_Technical_million_m3_Before Competition Groups_Education and Capacity Building/Energy Behavior
Commercial | Com ¦ Advanced BAS/Controllers | 2029 | Economic | million_m3 | Before Competition Groups | 73.1397 | 0 | 0 | 1735.6212 | 0.04214 | 9 | Commercial_2029_Economic_million_m3_Before Competition Groups_9 | Advanced BAS/Controllers | 4.214% | 0 | 73.1397 | Commercial_2029_Economic_million_m3_Before Competition Groups_Advanced BAS/Controllers
Commercial | Com ¦ Demand Control Kitchen Ventilation | 2029 | Achievable | million_m3 | Before Competition Groups | 24.9724 | 0 | 0 | 592.7333 | 0.042131 | 11 | Commercial_2029_Achievable_million_m3_Before Competition Groups_11 | Demand Control Kitchen Ventilation | 4.213% | 0 | 24.9724 | Commercial_2029_Achievable_million_m3_Before Competition Groups_Demand Control Kitchen Ventilation
Commercial | Com ¦ Gas Fired Rooftop Units | 2029 | Achievable | million_m3 | Before Competition Groups | 24.4512 | 0 | 0 | 592.7333 | 0.041252 | 12 | Commercial_2029_Achievable_million_m3_Before Competition Groups_12 | Gas Fired Rooftop Units | 4.125% | 0 | 24.4512 | Commercial_2029_Achievable_million_m3_Before Competition Groups_Gas Fired Rooftop Units
Commercial | Com ¦ Advanced BAS/Controllers | 2029 | Technical | million_m3 | Before Competition Groups | 73.1397 | 0 | 0 | 1901.5187 | 0.038464 | 9 | Commercial_2029_Technical_million_m3_Before Competition Groups_9 | Advanced BAS/Controllers | 3.846% | 0 | 73.1397 | Commercial_2029_Technical_million_m3_Before Competition Groups_Advanced BAS/Controllers
Commercial | Com ¦ Condensing Make Up Air Unit | 2029 | Achievable | million_m3 | Before Competition Groups | 20.8963 | 0 | 0 | 592.7333 | 0.035254 | 13 | Commercial_2029_Achievable_million_m3_Before Competition Groups_13 | Condensing Make Up Air Unit | 3.525% | 0 | 20.8963 | Commercial_2029_Achievable_million_m3_Before Competition Groups_Condensing Make Up Air Unit
Commercial | Com ¦ Demand Control Kitchen Ventilation | 2029 | Economic | million_m3 | Before Competition Groups | 59.3604 | 0 | 0 | 1735.6212 | 0.034201 | 10 | Commercial_2029_Economic_million_m3_Before Competition Groups_10 | Demand Control Kitchen Ventilation | 3.42% | 0 | 59.3604 | Commercial_2029_Economic_million_m3_Before Competition Groups_Demand Control Kitchen Ventilation
Commercial | Com ¦ Gas Fired Heat Pump | 2029 | Achievable | million_m3 | Before Competition Groups | 19.9338 | 0 | 0 | 592.7333 | 0.03363 | 14 | Commercial_2029_Achievable_million_m3_Before Competition Groups_14 | Gas Fired Heat Pump | 3.363% | 0 | 19.9338 | Commercial_2029_Achievable_million_m3_Before Competition Groups_Gas Fired Heat Pump
Commercial | Com ¦ Steam System Optimization | 2029 | Economic | million_m3 | Before Competition Groups | 56.2383 | 0 | 0 | 1735.6212 | 0.032402 | 11 | Commercial_2029_Economic_million_m3_Before Competition Groups_11 | Steam System Optimization | 3.24% | 0 | 56.2383 | Commercial_2029_Economic_million_m3_Before Competition Groups_Steam System Optimization
Commercial | Com ¦ Condensing Make Up Air Unit | 2029 | Economic | million_m3 | Before Competition Groups | 54.6522 | 0 | 0 | 1735.6212 | 0.031489 | 12 | Commercial_2029_Economic_million_m3_Before Competition Groups_12 | Condensing Make Up Air Unit | 3.149% | 0 | 54.6522 | Commercial_2029_Economic_million_m3_Before Competition Groups_Condensing Make Up Air Unit
Commercial | Com ¦ Demand Control Kitchen Ventilation | 2029 | Technical | million_m3 | Before Competition Groups | 59.3604 | 0 | 0 | 1901.5187 | 0.031217 | 10 | Commercial_2029_Technical_million_m3_Before Competition Groups_10 | Demand Control Kitchen Ventilation | 3.122% | 0 | 59.3604 | Commercial_2029_Technical_million_m3_Before Competition Groups_Demand Control Kitchen Ventilation
Commercial | Com ¦ Destratification | 2029 | Economic | million_m3 | Before Competition Groups | 54.1559 | 0 | 0 | 1735.6212 | 0.031203 | 13 | Commercial_2029_Economic_million_m3_Before Competition Groups_13 | Destratification | 3.12% | 0 | 54.1559 | Commercial_2029_Economic_million_m3_Before Competition Groups_Destratification
Commercial | Com ¦ Furnace Tune-Up | 2029 | Economic | million_m3 | Before Competition Groups | 51.9986 | 0 | 0 | 1735.6212 | 0.02996 | 14 | Commercial_2029_Economic_million_m3_Before Competition Groups_14 | Furnace Tune-Up | 2.996% | 0 | 51.9986 | Commercial_2029_Economic_million_m3_Before Competition Groups_Furnace Tune-Up
Commercial | Com ¦ Steam System Optimization | 2029 | Technical | million_m3 | Before Competition Groups | 56.2383 | 0 | 0 | 1901.5187 | 0.029575 | 11 | Commercial_2029_Technical_million_m3_Before Competition Groups_11 | Steam System Optimization | 2.958% | 0 | 56.2383 | Commercial_2029_Technical_million_m3_Before Competition Groups_Steam System Optimization
Commercial | Com ¦ Condensing Make Up Air Unit | 2029 | Technical | million_m3 | Before Competition Groups | 54.6522 | 0 | 0 | 1901.5187 | 0.028741 | 12 | Commercial_2029_Technical_million_m3_Before Competition Groups_12 | Condensing Make Up Air Unit | 2.874% | 0 | 54.6522 | Commercial_2029_Technical_million_m3_Before Competition Groups_Condensing Make Up Air Unit
Commercial | Com ¦ Destratification | 2029 | Technical | million_m3 | Before Competition Groups | 54.1559 | 0 | 0 | 1901.5187 | 0.02848 | 13 | Commercial_2029_Technical_million_m3_Before Competition Groups_13 | Destratification | 2.848% | 0 | 54.1559 | Commercial_2029_Technical_million_m3_Before Competition Groups_Destratification
Commercial | Com ¦ Energy Recovery Ventilation and Ventilation (Enhanced) | 2029 | Technical | million_m3 | Before Competition Groups | 53.6674 | 0 | 0 | 1901.5187 | 0.028223 | 14 | Commercial_2029_Technical_million_m3_Before Competition Groups_14 | Energy Recovery Ventilation and Ventilation (Enhanced) | 2.822% | 0 | 53.6674 | Commercial_2029_Technical_million_m3_Before Competition Groups_Energy Recovery Ventilation and Ventilation (Enhanced)
Commercial | Com ¦ Furnace Tune-Up | 2029 | Technical | million_m3 | Before Competition Groups | 51.9986 | 0 | 0 | 1901.5187 | 0.027346 | 15 | Commercial_2029_Technical_million_m3_Before Competition Groups_15 | Furnace Tune-Up | 2.735% | 0 | 51.9986 | Commercial_2029_Technical_million_m3_Before Competition Groups_Furnace Tune-Up
Commercial | Com ¦ Advanced BAS/Controllers | 2029 | Achievable | million_m3 | Before Competition Groups | 16.0951 | 0 | 0 | 592.7333 | 0.027154 | 15 | Commercial_2029_Achievable_million_m3_Before Competition Groups_15 | Advanced BAS/Controllers | 2.715% | 0 | 16.0951 | Commercial_2029_Achievable_million_m3_Before Competition Groups_Advanced BAS/Controllers
Commercial | Com ¦ Gas Fired Heat Pump | 2029 | Economic | million_m3 | Before Competition Groups | 46.1361 | 0 | 0 | 1735.6212 | 0.026582 | 15 | Commercial_2029_Economic_million_m3_Before Competition Groups_15 | Gas Fired Heat Pump | 2.658% | 0 | 46.1361 | Commercial_2029_Economic_million_m3_Before Competition Groups_Gas Fired Heat Pump
Commercial | Com ¦ Wall Insulation | 2029 | Achievable | million_m3 | Before Competition Groups | 15.6799 | 0 | 0 | 592.7333 | 0.026454 | 16 | Commercial_2029_Achievable_million_m3_Before Competition Groups_16 | Wall Insulation | 2.645% | 0 | 15.6799 | Commercial_2029_Achievable_million_m3_Before Competition Groups_Wall Insulation
Commercial | Com ¦ Gas Fired Heat Pump | 2029 | Technical | million_m3 | Before Competition Groups | 46.1361 | 0 | 0 | 1901.5187 | 0.024263 | 16 | Commercial_2029_Technical_million_m3_Before Competition Groups_16 | Gas Fired Heat Pump | 2.426% | 0 | 46.1361 | Commercial_2029_Technical_million_m3_Before Competition Groups_Gas Fired Heat Pump
Commercial | Com ¦ High Efficiency Condensing Furnace AFUE 95% from 80% code | 2029 | Technical | million_m3 | Before Competition Groups | 38.2274 | 0 | 0 | 1901.5187 | 0.020104 | 17 | Commercial_2029_Technical_million_m3_Before Competition Groups_17 | High Efficiency Condensing Furnace AFUE 95% from 80% code | 2.01% | 0 | 38.2274 | Commercial_2029_Technical_million_m3_Before Competition Groups_High Efficiency Condensing Furnace AFUE 95% from 80% code
Commercial | Com ¦ Condensing Unit Heaters or other Efficient Unit Heating System | 2029 | Economic | million_m3 | Before Competition Groups | 32.5957 | 0 | 0 | 1735.6212 | 0.01878 | 16 | Commercial_2029_Economic_million_m3_Before Competition Groups_16 | Condensing Unit Heaters or other Efficient Unit Heating System | 1.878% | 0 | 32.5957 | Commercial_2029_Economic_million_m3_Before Competition Groups_Condensing Unit Heaters or other Efficient Unit Heating System
Commercial | Com ¦ Energy Efficient Laboratory Fume Hood | 2029 | Achievable | million_m3 | Before Competition Groups | 11.0809 | 0 | 0 | 592.7333 | 0.018695 | 17 | Commercial_2029_Achievable_million_m3_Before Competition Groups_17 | Energy Efficient Laboratory Fume Hood | 1.869% | 0 | 11.0809 | Commercial_2029_Achievable_million_m3_Before Competition Groups_Energy Efficient Laboratory Fume Hood
Commercial | Com ¦ Condensing Unit Heaters or other Efficient Unit Heating System | 2029 | Achievable | million_m3 | Before Competition Groups | 10.6443 | 0 | 0 | 592.7333 | 0.017958 | 18 | Commercial_2029_Achievable_million_m3_Before Competition Groups_18 | Condensing Unit Heaters or other Efficient Unit Heating System | 1.796% | 0 | 10.6443 | Commercial_2029_Achievable_million_m3_Before Competition Groups_Condensing Unit Heaters or other Efficient Unit Heating System
Commercial | Com ¦ Condensing Unit Heaters or other Efficient Unit Heating System | 2029 | Technical | million_m3 | Before Competition Groups | 32.5957 | 0 | 0 | 1901.5187 | 0.017142 | 18 | Commercial_2029_Technical_million_m3_Before Competition Groups_18 | Condensing Unit Heaters or other Efficient Unit Heating System | 1.714% | 0 | 32.5957 | Commercial_2029_Technical_million_m3_Before Competition Groups_Condensing Unit Heaters or other Efficient Unit Heating System
Commercial | Com ¦ Wall Insulation | 2029 | Economic | million_m3 | Before Competition Groups | 29.02 | 0 | 0 | 1735.6212 | 0.01672 | 17 | Commercial_2029_Economic_million_m3_Before Competition Groups_17 | Wall Insulation | 1.672% | 0 | 29.02 | Commercial_2029_Economic_million_m3_Before Competition Groups_Wall Insulation
Commercial | Com ¦ Heat Recovery Ventilator | 2029 | Technical | million_m3 | Before Competition Groups | 30.9497 | 0 | 0 | 1901.5187 | 0.016276 | 19 | Commercial_2029_Technical_million_m3_Before Competition Groups_19 | Heat Recovery Ventilator | 1.628% | 0 | 30.9497 | Commercial_2029_Technical_million_m3_Before Competition Groups_Heat Recovery Ventilator
Commercial | Com ¦ Wall Insulation | 2029 | Technical | million_m3 | Before Competition Groups | 29.02 | 0 | 0 | 1901.5187 | 0.015261 | 20 | Commercial_2029_Technical_million_m3_Before Competition Groups_20 | Wall Insulation | 1.526% | 0 | 29.02 | Commercial_2029_Technical_million_m3_Before Competition Groups_Wall Insulation
Commercial | Com ¦ Demand controlled Circulating Systems | 2029 | Achievable | million_m3 | Before Competition Groups | 8.2223 | 0 | 0 | 592.7333 | 0.013872 | 19 | Commercial_2029_Achievable_million_m3_Before Competition Groups_19 | Demand controlled Circulating Systems | 1.387% | 0 | 8.2223 | Commercial_2029_Achievable_million_m3_Before Competition Groups_Demand controlled Circulating Systems
Commercial | Com ¦ Energy Efficient Laboratory Fume Hood | 2029 | Economic | million_m3 | Before Competition Groups | 20.6229 | 0 | 0 | 1735.6212 | 0.011882 | 18 | Commercial_2029_Economic_million_m3_Before Competition Groups_18 | Energy Efficient Laboratory Fume Hood | 1.188% | 0 | 20.6229 | Commercial_2029_Economic_million_m3_Before Competition Groups_Energy Efficient Laboratory Fume Hood
Commercial | Com ¦ Duct Insulation, R8 | 2029 | Achievable | million_m3 | Before Competition Groups | 6.4447 | 0 | 0 | 592.7333 | 0.010873 | 20 | Commercial_2029_Achievable_million_m3_Before Competition Groups_20 | Duct Insulation, R8 | 1.087% | 0 | 6.4447 | Commercial_2029_Achievable_million_m3_Before Competition Groups_Duct Insulation, R8
Commercial | Com ¦ Energy Efficient Laboratory Fume Hood | 2029 | Technical | million_m3 | Before Competition Groups | 20.6229 | 0 | 0 | 1901.5187 | 0.010845 | 21 | Commercial_2029_Technical_million_m3_Before Competition Groups_21 | Energy Efficient Laboratory Fume Hood | 1.085% | 0 | 20.6229 | Commercial_2029_Technical_million_m3_Before Competition Groups_Energy Efficient Laboratory Fume Hood
Commercial | Com ¦ Demand controlled Circulating Systems | 2029 | Economic | million_m3 | Before Competition Groups | 15.2176 | 0 | 0 | 1735.6212 | 0.0087678 | 19 | Commercial_2029_Economic_million_m3_Before Competition Groups_19 | Demand controlled Circulating Systems | 0.8768% | 0 | 15.2176 | Commercial_2029_Economic_million_m3_Before Competition Groups_Demand controlled Circulating Systems
Commercial | Com ¦ Demand controlled Circulating Systems | 2029 | Technical | million_m3 | Before Competition Groups | 15.2176 | 0 | 0 | 1901.5187 | 0.0080028 | 22 | Commercial_2029_Technical_million_m3_Before Competition Groups_22 | Demand controlled Circulating Systems | 0.8003% | 0 | 15.2176 | Commercial_2029_Technical_million_m3_Before Competition Groups_Demand controlled Circulating Systems
Commercial | Com ¦ Boiler Measures | 2029 | Technical | million_m3 | Before Competition Groups | 14.2422 | 0 | 0 | 1901.5187 | 0.0074899 | 23 | Commercial_2029_Technical_million_m3_Before Competition Groups_23 | Boiler Measures | 0.749% | 0 | 14.2422 | Commercial_2029_Technical_million_m3_Before Competition Groups_Boiler Measures
Commercial | Com ¦ Super-High Efficiency Furnaces (Emerging Tech) | 2029 | Technical | million_m3 | Before Competition Groups | 13.9218 | 0 | 0 | 1901.5187 | 0.0073214 | 24 | Commercial_2029_Technical_million_m3_Before Competition Groups_24 | Super-High Efficiency Furnaces (Emerging Tech) | 0.7321% | 0 | 13.9218 | Commercial_2029_Technical_million_m3_Before Competition Groups_Super-High Efficiency Furnaces (Emerging Tech)
Commercial | Com ¦ Duct Insulation, R8 | 2029 | Economic | million_m3 | Before Competition Groups | 12.0112 | 0 | 0 | 1735.6212 | 0.0069204 | 20 | Commercial_2029_Economic_million_m3_Before Competition Groups_20 | Duct Insulation, R8 | 0.692% | 0 | 12.0112 | Commercial_2029_Economic_million_m3_Before Competition Groups_Duct Insulation, R8
Commercial | Com ¦ Duct Insulation, R8 | 2029 | Technical | million_m3 | Before Competition Groups | 12.0112 | 0 | 0 | 1901.5187 | 0.0063166 | 25 | Commercial_2029_Technical_million_m3_Before Competition Groups_25 | Duct Insulation, R8 | 0.6317% | 0 | 12.0112 | Commercial_2029_Technical_million_m3_Before Competition Groups_Duct Insulation, R8
Commercial | Com ¦ Ozone Laundry Treatment | 2029 | Achievable | million_m3 | Before Competition Groups | 3.7396 | 0 | 0 | 592.7333 | 0.0063091 | 21 | Commercial_2029_Achievable_million_m3_Before Competition Groups_21 | Ozone Laundry Treatment | 0.6309% | 0 | 3.7396 | Commercial_2029_Achievable_million_m3_Before Competition Groups_Ozone Laundry Treatment
Commercial | Com ¦ ENERGY STAR Fryer (84% eff) | 2029 | Achievable | million_m3 | Before Competition Groups | 2.8558 | 0 | 0 | 592.7333 | 0.004818 | 22 | Commercial_2029_Achievable_million_m3_Before Competition Groups_22 | ENERGY STAR Fryer (84% eff) | 0.4818% | 0 | 2.8558 | Commercial_2029_Achievable_million_m3_Before Competition Groups_ENERGY STAR Fryer (84% eff)
Commercial | Com ¦ Roof Insulation/Ceiling Insulation (R25 Code to R35) | 2029 | Technical | million_m3 | Before Competition Groups | 8.6353 | 0 | 0 | 1901.5187 | 0.0045413 | 26 | Commercial_2029_Technical_million_m3_Before Competition Groups_26 | Roof Insulation/Ceiling Insulation (R25 Code to R35) | 0.4541% | 0 | 8.6353 | Commercial_2029_Technical_million_m3_Before Competition Groups_Roof Insulation/Ceiling Insulation (R25 Code to R35)
Commercial | Com ¦ Ozone Laundry Treatment | 2029 | Economic | million_m3 | Before Competition Groups | 7.4665 | 0 | 0 | 1735.6212 | 0.0043019 | 21 | Commercial_2029_Economic_million_m3_Before Competition Groups_21 | Ozone Laundry Treatment | 0.4302% | 0 | 7.4665 | Commercial_2029_Economic_million_m3_Before Competition Groups_Ozone Laundry Treatment
Commercial | Com ¦ High Efficiency Underfired Broilers | 2029 | Achievable | million_m3 | Before Competition Groups | 2.4993 | 0 | 0 | 592.7333 | 0.0042166 | 23 | Commercial_2029_Achievable_million_m3_Before Competition Groups_23 | High Efficiency Underfired Broilers | 0.4217% | 0 | 2.4993 | Commercial_2029_Achievable_million_m3_Before Competition Groups_High Efficiency Underfired Broilers
Commercial | Com ¦ Heat Recovery Ventilator | 2029 | Economic | million_m3 | Before Competition Groups | 6.834 | 0 | 0 | 1735.6212 | 0.0039375 | 22 | Commercial_2029_Economic_million_m3_Before Competition Groups_22 | Heat Recovery Ventilator | 0.3937% | 0 | 6.834 | Commercial_2029_Economic_million_m3_Before Competition Groups_Heat Recovery Ventilator
Commercial | Com ¦ Ozone Laundry Treatment | 2029 | Technical | million_m3 | Before Competition Groups | 7.4665 | 0 | 0 | 1901.5187 | 0.0039266 | 27 | Commercial_2029_Technical_million_m3_Before Competition Groups_27 | Ozone Laundry Treatment | 0.3927% | 0 | 7.4665 | Commercial_2029_Technical_million_m3_Before Competition Groups_Ozone Laundry Treatment
Commercial | Com ¦ Energy Recovery Ventilation and Ventilation (Enhanced) | 2029 | Economic | million_m3 | Before Competition Groups | 6.6341 | 0 | 0 | 1735.6212 | 0.0038223 | 23 | Commercial_2029_Economic_million_m3_Before Competition Groups_23 | Energy Recovery Ventilation and Ventilation (Enhanced) | 0.3822% | 0 | 6.6341 | Commercial_2029_Economic_million_m3_Before Competition Groups_Energy Recovery Ventilation and Ventilation (Enhanced)
Commercial | Com ¦ ENERGY STAR Griddle (74% eff) | 2029 | Achievable | million_m3 | Before Competition Groups | 1.897 | 0 | 0 | 592.7333 | 0.0032005 | 24 | Commercial_2029_Achievable_million_m3_Before Competition Groups_24 | ENERGY STAR Griddle (74% eff) | 0.32% | 0 | 1.897 | Commercial_2029_Achievable_million_m3_Before Competition Groups_ENERGY STAR Griddle (74% eff)
Commercial | Com ¦ ENERGY STAR Fryer (84% eff) | 2029 | Economic | million_m3 | Before Competition Groups | 5.1855 | 0 | 0 | 1735.6212 | 0.0029877 | 24 | Commercial_2029_Economic_million_m3_Before Competition Groups_24 | ENERGY STAR Fryer (84% eff) | 0.2988% | 0 | 5.1855 | Commercial_2029_Economic_million_m3_Before Competition Groups_ENERGY STAR Fryer (84% eff)
Commercial | Com ¦ Infrared Heaters | 2029 | Economic | million_m3 | Before Competition Groups | 4.8737 | 0 | 0 | 1735.6212 | 0.002808 | 25 | Commercial_2029_Economic_million_m3_Before Competition Groups_25 | Infrared Heaters | 0.2808% | 0 | 4.8737 | Commercial_2029_Economic_million_m3_Before Competition Groups_Infrared Heaters
Commercial | Com ¦ ENERGY STAR Fryer (84% eff) | 2029 | Technical | million_m3 | Before Competition Groups | 5.1855 | 0 | 0 | 1901.5187 | 0.002727 | 28 | Commercial_2029_Technical_million_m3_Before Competition Groups_28 | ENERGY STAR Fryer (84% eff) | 0.2727% | 0 | 5.1855 | Commercial_2029_Technical_million_m3_Before Competition Groups_ENERGY STAR Fryer (84% eff)
Commercial | Com ¦ Infrared Heaters | 2029 | Technical | million_m3 | Before Competition Groups | 4.8737 | 0 | 0 | 1901.5187 | 0.002563 | 29 | Commercial_2029_Technical_million_m3_Before Competition Groups_29 | Infrared Heaters | 0.2563% | 0 | 4.8737 | Commercial_2029_Technical_million_m3_Before Competition Groups_Infrared Heaters
Commercial | Com ¦ High Efficiency Underfired Broilers | 2029 | Economic | million_m3 | Before Competition Groups | 4.401 | 0 | 0 | 1735.6212 | 0.0025357 | 26 | Commercial_2029_Economic_million_m3_Before Competition Groups_26 | High Efficiency Underfired Broilers | 0.2536% | 0 | 4.401 | Commercial_2029_Economic_million_m3_Before Competition Groups_High Efficiency Underfired Broilers
Commercial | Com ¦ High Efficiency Underfired Broilers | 2029 | Technical | million_m3 | Before Competition Groups | 4.401 | 0 | 0 | 1901.5187 | 0.0023145 | 30 | Commercial_2029_Technical_million_m3_Before Competition Groups_30 | High Efficiency Underfired Broilers | 0.2314% | 0 | 4.401 | Commercial_2029_Technical_million_m3_Before Competition Groups_High Efficiency Underfired Broilers
Commercial | Com ¦ Condensing Storage Water Heater | 2029 | Technical | million_m3 | Before Competition Groups | 4.3482 | 0 | 0 | 1901.5187 | 0.0022867 | 31 | Commercial_2029_Technical_million_m3_Before Competition Groups_31 | Condensing Storage Water Heater | 0.2287% | 0 | 4.3482 | Commercial_2029_Technical_million_m3_Before Competition Groups_Condensing Storage Water Heater
Commercial | Com ¦ Infrared Heaters | 2029 | Achievable | million_m3 | Before Competition Groups | 1.2741 | 0 | 0 | 592.7333 | 0.0021495 | 25 | Commercial_2029_Achievable_million_m3_Before Competition Groups_25 | Infrared Heaters | 0.215% | 0 | 1.2741 | Commercial_2029_Achievable_million_m3_Before Competition Groups_Infrared Heaters
Commercial | Com ¦ Ice Rink Heat Recovery | 2029 | Technical | million_m3 | Before Competition Groups | 3.8608 | 0 | 0 | 1901.5187 | 0.0020304 | 32 | Commercial_2029_Technical_million_m3_Before Competition Groups_32 | Ice Rink Heat Recovery | 0.203% | 0 | 3.8608 | Commercial_2029_Technical_million_m3_Before Competition Groups_Ice Rink Heat Recovery
Commercial | Com ¦ HOTEL OCCUPANCY CONTROLS (HVAC + LIGHTING) | 2029 | Technical | million_m3 | Before Competition Groups | 3.7485 | 0 | 0 | 1901.5187 | 0.0019713 | 33 | Commercial_2029_Technical_million_m3_Before Competition Groups_33 | HOTEL OCCUPANCY CONTROLS (HVAC + LIGHTING) | 0.1971% | 0 | 3.7485 | Commercial_2029_Technical_million_m3_Before Competition Groups_HOTEL OCCUPANCY CONTROLS (HVAC + LIGHTING)
Commercial | Com ¦ ENERGY STAR Griddle (74% eff) | 2029 | Economic | million_m3 | Before Competition Groups | 3.4039 | 0 | 0 | 1735.6212 | 0.0019612 | 27 | Commercial_2029_Economic_million_m3_Before Competition Groups_27 | ENERGY STAR Griddle (74% eff) | 0.1961% | 0 | 3.4039 | Commercial_2029_Economic_million_m3_Before Competition Groups_ENERGY STAR Griddle (74% eff)
Commercial | Com ¦ ENERGY STAR Dishwasher | 2029 | Economic | million_m3 | Before Competition Groups | 3.2606 | 0 | 0 | 1735.6212 | 0.0018786 | 28 | Commercial_2029_Economic_million_m3_Before Competition Groups_28 | ENERGY STAR Dishwasher | 0.1879% | 0 | 3.2606 | Commercial_2029_Economic_million_m3_Before Competition Groups_ENERGY STAR Dishwasher
Commercial | Com ¦ ENERGY STAR Griddle (74% eff) | 2029 | Technical | million_m3 | Before Competition Groups | 3.4039 | 0 | 0 | 1901.5187 | 0.0017901 | 34 | Commercial_2029_Technical_million_m3_Before Competition Groups_34 | ENERGY STAR Griddle (74% eff) | 0.179% | 0 | 3.4039 | Commercial_2029_Technical_million_m3_Before Competition Groups_ENERGY STAR Griddle (74% eff)
Commercial | Com ¦ ENERGY STAR Dishwasher | 2029 | Technical | million_m3 | Before Competition Groups | 3.2606 | 0 | 0 | 1901.5187 | 0.0017147 | 35 | Commercial_2029_Technical_million_m3_Before Competition Groups_35 | ENERGY STAR Dishwasher | 0.1715% | 0 | 3.2606 | Commercial_2029_Technical_million_m3_Before Competition Groups_ENERGY STAR Dishwasher
Commercial | Com ¦ ENERGY STAR Dishwasher | 2029 | Achievable | million_m3 | Before Competition Groups | 0.87945 | 0 | 0 | 592.7333 | 0.0014837 | 26 | Commercial_2029_Achievable_million_m3_Before Competition Groups_26 | ENERGY STAR Dishwasher | 0.1484% | 0 | 0.87945 | Commercial_2029_Achievable_million_m3_Before Competition Groups_ENERGY STAR Dishwasher
Commercial | Com ¦ Condensing Storage Water Heater | 2029 | Economic | million_m3 | Before Competition Groups | 2.5115 | 0 | 0 | 1735.6212 | 0.0014471 | 29 | Commercial_2029_Economic_million_m3_Before Competition Groups_29 | Condensing Storage Water Heater | 0.1447% | 0 | 2.5115 | Commercial_2029_Economic_million_m3_Before Competition Groups_Condensing Storage Water Heater
Commercial | Com ¦ Condensing Tankless Water Heater | 2029 | Technical | million_m3 | Before Competition Groups | 2.5246 | 0 | 0 | 1901.5187 | 0.0013277 | 36 | Commercial_2029_Technical_million_m3_Before Competition Groups_36 | Condensing Tankless Water Heater | 0.1328% | 0 | 2.5246 | Commercial_2029_Technical_million_m3_Before Competition Groups_Condensing Tankless Water Heater
Commercial | Com ¦ Drain Water Heat Recovery (DWHR) ¦ Retro | 2029 | Achievable | million_m3 | Before Competition Groups | 0.70363 | 0 | 0 | 592.7333 | 0.0011871 | 27 | Commercial_2029_Achievable_million_m3_Before Competition Groups_27 | Drain Water Heat Recovery (DWHR) ¦ Retro | 0.1187% | 0 | 0.70363 | Commercial_2029_Achievable_million_m3_Before Competition Groups_Drain Water Heat Recovery (DWHR) ¦ Retro
Commercial | Com ¦ Energy Recovery Ventilation and Ventilation (Enhanced) | 2029 | Achievable | million_m3 | Before Competition Groups | 0.68429 | 0 | 0 | 592.7333 | 0.0011545 | 28 | Commercial_2029_Achievable_million_m3_Before Competition Groups_28 | Energy Recovery Ventilation and Ventilation (Enhanced) | 0.1154% | 0 | 0.68429 | Commercial_2029_Achievable_million_m3_Before Competition Groups_Energy Recovery Ventilation and Ventilation (Enhanced)
Commercial | Com ¦ Gas Heat Pump Water Heater | 2029 | Technical | million_m3 | Before Competition Groups | 2.1673 | 0 | 0 | 1901.5187 | 0.0011398 | 37 | Commercial_2029_Technical_million_m3_Before Competition Groups_37 | Gas Heat Pump Water Heater | 0.114% | 0 | 2.1673 | Commercial_2029_Technical_million_m3_Before Competition Groups_Gas Heat Pump Water Heater
Commercial | Com ¦ CEE Tier 2/Energy Star Clothes Washers | 2029 | Achievable | million_m3 | Before Competition Groups | 0.52611 | 0 | 0 | 592.7333 | 0.0008876 | 29 | Commercial_2029_Achievable_million_m3_Before Competition Groups_29 | CEE Tier 2/Energy Star Clothes Washers | 0.08876% | 0 | 0.52611 | Commercial_2029_Achievable_million_m3_Before Competition Groups_CEE Tier 2/Energy Star Clothes Washers
Commercial | Com ¦ Dock Door Seals | 2029 | Technical | million_m3 | Before Competition Groups | 1.5692 | 0 | 0 | 1901.5187 | 0.00082522 | 38 | Commercial_2029_Technical_million_m3_Before Competition Groups_38 | Dock Door Seals | 0.08252% | 0 | 1.5692 | Commercial_2029_Technical_million_m3_Before Competition Groups_Dock Door Seals
Commercial | Com ¦ Drain Water Heat Recovery (DWHR) ¦ Retro | 2029 | Economic | million_m3 | Before Competition Groups | 1.2569 | 0 | 0 | 1735.6212 | 0.00072416 | 30 | Commercial_2029_Economic_million_m3_Before Competition Groups_30 | Drain Water Heat Recovery (DWHR) ¦ Retro | 0.07242% | 0 | 1.2569 | Commercial_2029_Economic_million_m3_Before Competition Groups_Drain Water Heat Recovery (DWHR) ¦ Retro
Commercial | Com ¦ Condensing Tankless Water Heater | 2029 | Economic | million_m3 | Before Competition Groups | 1.1946 | 0 | 0 | 1735.6212 | 0.0006883 | 31 | Commercial_2029_Economic_million_m3_Before Competition Groups_31 | Condensing Tankless Water Heater | 0.06883% | 0 | 1.1946 | Commercial_2029_Economic_million_m3_Before Competition Groups_Condensing Tankless Water Heater
Commercial | Com ¦ Drain Water Heat Recovery (DWHR) ¦ Retro | 2029 | Technical | million_m3 | Before Competition Groups | 1.2569 | 0 | 0 | 1901.5187 | 0.00066098 | 39 | Commercial_2029_Technical_million_m3_Before Competition Groups_39 | Drain Water Heat Recovery (DWHR) ¦ Retro | 0.0661% | 0 | 1.2569 | Commercial_2029_Technical_million_m3_Before Competition Groups_Drain Water Heat Recovery (DWHR) ¦ Retro
Commercial | Com ¦ Gas Heat Pump Water Heater | 2029 | Economic | million_m3 | Before Competition Groups | 1.1312 | 0 | 0 | 1735.6212 | 0.00065175 | 32 | Commercial_2029_Economic_million_m3_Before Competition Groups_32 | Gas Heat Pump Water Heater | 0.06518% | 0 | 1.1312 | Commercial_2029_Economic_million_m3_Before Competition Groups_Gas Heat Pump Water Heater
Commercial | Com ¦ Heat Recovery Ventilator | 2029 | Achievable | million_m3 | Before Competition Groups | 0.31272 | 0 | 0 | 592.7333 | 0.00052759 | 30 | Commercial_2029_Achievable_million_m3_Before Competition Groups_30 | Heat Recovery Ventilator | 0.05276% | 0 | 0.31272 | Commercial_2029_Achievable_million_m3_Before Competition Groups_Heat Recovery Ventilator
Commercial | Com ¦ CEE Tier 2/Energy Star Clothes Washers | 2029 | Economic | million_m3 | Before Competition Groups | 0.88845 | 0 | 0 | 1735.6212 | 0.00051189 | 33 | Commercial_2029_Economic_million_m3_Before Competition Groups_33 | CEE Tier 2/Energy Star Clothes Washers | 0.05119% | 0 | 0.88845 | Commercial_2029_Economic_million_m3_Before Competition Groups_CEE Tier 2/Energy Star Clothes Washers
Commercial | Com ¦ Low Flow Pre-Rinse Spray Nozzle | 2029 | Achievable | million_m3 | Before Competition Groups | 0.30313 | 0 | 0 | 592.7333 | 0.00051141 | 31 | Commercial_2029_Achievable_million_m3_Before Competition Groups_31 | Low Flow Pre-Rinse Spray Nozzle | 0.05114% | 0 | 0.30313 | Commercial_2029_Achievable_million_m3_Before Competition Groups_Low Flow Pre-Rinse Spray Nozzle
Commercial | Com ¦ CEE Tier 2/Energy Star Clothes Washers | 2029 | Technical | million_m3 | Before Competition Groups | 0.88845 | 0 | 0 | 1901.5187 | 0.00046723 | 40 | Commercial_2029_Technical_million_m3_Before Competition Groups_40 | CEE Tier 2/Energy Star Clothes Washers | 0.04672% | 0 | 0.88845 | Commercial_2029_Technical_million_m3_Before Competition Groups_CEE Tier 2/Energy Star Clothes Washers
Commercial | Com ¦ Low Flow Pre-Rinse Spray Nozzle | 2029 | Economic | million_m3 | Before Competition Groups | 0.60507 | 0 | 0 | 1735.6212 | 0.00034862 | 34 | Commercial_2029_Economic_million_m3_Before Competition Groups_34 | Low Flow Pre-Rinse Spray Nozzle | 0.03486% | 0 | 0.60507 | Commercial_2029_Economic_million_m3_Before Competition Groups_Low Flow Pre-Rinse Spray Nozzle
Commercial | Com ¦ ENERGY STAR Steam Cooker | 2029 | Achievable | million_m3 | Before Competition Groups | 0.20438 | 0 | 0 | 592.7333 | 0.00034482 | 32 | Commercial_2029_Achievable_million_m3_Before Competition Groups_32 | ENERGY STAR Steam Cooker | 0.03448% | 0 | 0.20438 | Commercial_2029_Achievable_million_m3_Before Competition Groups_ENERGY STAR Steam Cooker
Commercial | Com ¦ Low Flow Pre-Rinse Spray Nozzle | 2029 | Technical | million_m3 | Before Competition Groups | 0.60507 | 0 | 0 | 1901.5187 | 0.0003182 | 41 | Commercial_2029_Technical_million_m3_Before Competition Groups_41 | Low Flow Pre-Rinse Spray Nozzle | 0.03182% | 0 | 0.60507 | Commercial_2029_Technical_million_m3_Before Competition Groups_Low Flow Pre-Rinse Spray Nozzle
Commercial | Com ¦ Condensing Storage Water Heater | 2029 | Achievable | million_m3 | Before Competition Groups | 0.17523 | 0 | 0 | 592.7333 | 0.00029563 | 33 | Commercial_2029_Achievable_million_m3_Before Competition Groups_33 | Condensing Storage Water Heater | 0.02956% | 0 | 0.17523 | Commercial_2029_Achievable_million_m3_Before Competition Groups_Condensing Storage Water Heater
Commercial | Com ¦ ENERGY STAR Steam Cooker | 2029 | Economic | million_m3 | Before Competition Groups | 0.37105 | 0 | 0 | 1735.6212 | 0.00021378 | 35 | Commercial_2029_Economic_million_m3_Before Competition Groups_35 | ENERGY STAR Steam Cooker | 0.02138% | 0 | 0.37105 | Commercial_2029_Economic_million_m3_Before Competition Groups_ENERGY STAR Steam Cooker
Commercial | Com ¦ ENERGY STAR Steam Cooker | 2029 | Technical | million_m3 | Before Competition Groups | 0.37105 | 0 | 0 | 1901.5187 | 0.00019513 | 42 | Commercial_2029_Technical_million_m3_Before Competition Groups_42 | ENERGY STAR Steam Cooker | 0.01951% | 0 | 0.37105 | Commercial_2029_Technical_million_m3_Before Competition Groups_ENERGY STAR Steam Cooker
Commercial | Com ¦ Drain Water Heat Recovery (DWHR) ¦New | 2029 | Economic | million_m3 | Before Competition Groups | 0.27953 | 0 | 0 | 1735.6212 | 0.00016105 | 36 | Commercial_2029_Economic_million_m3_Before Competition Groups_36 | Drain Water Heat Recovery (DWHR) ¦New | 0.01611% | 0 | 0.27953 | Commercial_2029_Economic_million_m3_Before Competition Groups_Drain Water Heat Recovery (DWHR) ¦New
Commercial | Com ¦ Drain Water Heat Recovery (DWHR) ¦New | 2029 | Technical | million_m3 | Before Competition Groups | 0.27953 | 0 | 0 | 1901.5187 | 0.000147 | 43 | Commercial_2029_Technical_million_m3_Before Competition Groups_43 | Drain Water Heat Recovery (DWHR) ¦New | 0.0147% | 0 | 0.27953 | Commercial_2029_Technical_million_m3_Before Competition Groups_Drain Water Heat Recovery (DWHR) ¦New
Commercial | Com ¦ Gas Heat Pump Water Heater | 2029 | Achievable | million_m3 | Before Competition Groups | 0.085544 | 0 | 0 | 592.7333 | 0.00014432 | 34 | Commercial_2029_Achievable_million_m3_Before Competition Groups_34 | Gas Heat Pump Water Heater | 0.01443% | 0 | 0.085544 | Commercial_2029_Achievable_million_m3_Before Competition Groups_Gas Heat Pump Water Heater
Commercial | Com ¦ Drain Water Heat Recovery (DWHR) ¦New | 2029 | Achievable | million_m3 | Before Competition Groups | 0.078607 | 0 | 0 | 592.7333 | 0.00013262 | 35 | Commercial_2029_Achievable_million_m3_Before Competition Groups_35 | Drain Water Heat Recovery (DWHR) ¦New | 0.01326% | 0 | 0.078607 | Commercial_2029_Achievable_million_m3_Before Competition Groups_Drain Water Heat Recovery (DWHR) ¦New
Commercial | Com ¦ Air Curtains | 2029 | Achievable | million_m3 | Before Competition Groups | 0.072355 | 0 | 0 | 592.7333 | 0.00012207 | 36 | Commercial_2029_Achievable_million_m3_Before Competition Groups_36 | Air Curtains | 0.01221% | 0 | 0.072355 | Commercial_2029_Achievable_million_m3_Before Competition Groups_Air Curtains
Commercial | Com ¦ Solar Water Preheat (Pools/DHW) | 2029 | Economic | million_m3 | Before Competition Groups | 0.17088 | 0 | 0 | 1735.6212 | 9.8453e-05 | 37 | Commercial_2029_Economic_million_m3_Before Competition Groups_37 | Solar Water Preheat (Pools/DHW) | 0.009845% | 0 | 0.17088 | Commercial_2029_Economic_million_m3_Before Competition Groups_Solar Water Preheat (Pools/DHW)
Commercial | Com ¦ Solar Water Preheat (Pools/DHW) | 2029 | Technical | million_m3 | Before Competition Groups | 0.17396 | 0 | 0 | 1901.5187 | 9.1487e-05 | 44 | Commercial_2029_Technical_million_m3_Before Competition Groups_44 | Solar Water Preheat (Pools/DHW) | 0.009149% | 0 | 0.17396 | Commercial_2029_Technical_million_m3_Before Competition Groups_Solar Water Preheat (Pools/DHW)
Commercial | Com ¦ Air Curtains | 2029 | Economic | million_m3 | Before Competition Groups | 0.14098 | 0 | 0 | 1735.6212 | 8.1226e-05 | 38 | Commercial_2029_Economic_million_m3_Before Competition Groups_38 | Air Curtains | 0.008123% | 0 | 0.14098 | Commercial_2029_Economic_million_m3_Before Competition Groups_Air Curtains
Commercial | Com ¦ Air Curtains | 2029 | Technical | million_m3 | Before Competition Groups | 0.14098 | 0 | 0 | 1901.5187 | 7.414e-05 | 45 | Commercial_2029_Technical_million_m3_Before Competition Groups_45 | Air Curtains | 0.007414% | 0 | 0.14098 | Commercial_2029_Technical_million_m3_Before Competition Groups_Air Curtains
Commercial | Com ¦ Condensing Tankless Water Heater | 2029 | Achievable | million_m3 | Before Competition Groups | 0.039381 | 0 | 0 | 592.7333 | 6.644e-05 | 37 | Commercial_2029_Achievable_million_m3_Before Competition Groups_37 | Condensing Tankless Water Heater | 0.006644% | 0 | 0.039381 | Commercial_2029_Achievable_million_m3_Before Competition Groups_Condensing Tankless Water Heater
Commercial | Com ¦ Super High Perf Glazing ¦RET | 2029 | Achievable | million_m3 | Before Competition Groups | 0.033575 | 0 | 0 | 592.7333 | 5.6645e-05 | 38 | Commercial_2029_Achievable_million_m3_Before Competition Groups_38 | Super High Perf Glazing ¦RET | 0.005664% | 0 | 0.033575 | Commercial_2029_Achievable_million_m3_Before Competition Groups_Super High Perf Glazing ¦RET
Commercial | Com ¦ Solar Water Preheat (Pools/DHW) | 2029 | Achievable | million_m3 | Before Competition Groups | 0.033059 | 0 | 0 | 592.7333 | 5.5774e-05 | 39 | Commercial_2029_Achievable_million_m3_Before Competition Groups_39 | Solar Water Preheat (Pools/DHW) | 0.005577% | 0 | 0.033059 | Commercial_2029_Achievable_million_m3_Before Competition Groups_Solar Water Preheat (Pools/DHW)
Commercial | Com ¦ Gas Convection Oven | 2029 | Technical | million_m3 | Before Competition Groups | 0.08782 | 0 | 0 | 1901.5187 | 4.6184e-05 | 46 | Commercial_2029_Technical_million_m3_Before Competition Groups_46 | Gas Convection Oven | 0.004618% | 0 | 0.08782 | Commercial_2029_Technical_million_m3_Before Competition Groups_Gas Convection Oven
Commercial | Com ¦ Solar Preheat Make up Air | 2029 | Technical | million_m3 | Before Competition Groups | 0.069039 | 0 | 0 | 1901.5187 | 3.6307e-05 | 47 | Commercial_2029_Technical_million_m3_Before Competition Groups_47 | Solar Preheat Make up Air | 0.003631% | 0 | 0.069039 | Commercial_2029_Technical_million_m3_Before Competition Groups_Solar Preheat Make up Air
Commercial | Com ¦ Super High Perf Glazing ¦RET | 2029 | Economic | million_m3 | Before Competition Groups | 0.062687 | 0 | 0 | 1735.6212 | 3.6118e-05 | 39 | Commercial_2029_Economic_million_m3_Before Competition Groups_39 | Super High Perf Glazing ¦RET | 0.003612% | 0 | 0.062687 | Commercial_2029_Economic_million_m3_Before Competition Groups_Super High Perf Glazing ¦RET
Commercial | Com ¦ Super High Perf Glazing ¦RET | 2029 | Technical | million_m3 | Before Competition Groups | 0.062687 | 0 | 0 | 1901.5187 | 3.2967e-05 | 48 | Commercial_2029_Technical_million_m3_Before Competition Groups_48 | Super High Perf Glazing ¦RET | 0.003297% | 0 | 0.062687 | Commercial_2029_Technical_million_m3_Before Competition Groups_Super High Perf Glazing ¦RET
Commercial | Com ¦ Super High Perf Glazing ¦New | 2029 | Achievable | million_m3 | Before Competition Groups | 0.0071085 | 0 | 0 | 592.7333 | 1.1993e-05 | 40 | Commercial_2029_Achievable_million_m3_Before Competition Groups_40 | Super High Perf Glazing ¦New | 0.001199% | 0 | 0.0071085 | Commercial_2029_Achievable_million_m3_Before Competition Groups_Super High Perf Glazing ¦New
Commercial | Com ¦ Super High Perf Glazing ¦New | 2029 | Economic | million_m3 | Before Competition Groups | 0.013883 | 0 | 0 | 1735.6212 | 7.999e-06 | 40 | Commercial_2029_Economic_million_m3_Before Competition Groups_40 | Super High Perf Glazing ¦New | 0.0007999% | 0 | 0.013883 | Commercial_2029_Economic_million_m3_Before Competition Groups_Super High Perf Glazing ¦New
Commercial | Com ¦ Super High Perf Glazing ¦New | 2029 | Technical | million_m3 | Before Competition Groups | 0.013883 | 0 | 0 | 1901.5187 | 7.3011e-06 | 49 | Commercial_2029_Technical_million_m3_Before Competition Groups_49 | Super High Perf Glazing ¦New | 0.0007301% | 0 | 0.013883 | Commercial_2029_Technical_million_m3_Before Competition Groups_Super High Perf Glazing ¦New
Commercial | Com ¦ Building Recommissioning, Operations and Maintenance (O&M) Improvements | 2030 | Economic | million_m3 | Before Competition Groups | 271.2726 | 0 | 0 | 1785.7069 | 0.15191 | 1 | Commercial_2030_Economic_million_m3_Before Competition Groups_1 | Building Recommissioning, Operations and Maintenance (O&M) Improvements | 15.19% | 0 | 271.2726 | Commercial_2030_Economic_million_m3_Before Competition Groups_Building Recommissioning, Operations and Maintenance (O&M) Improvements
Commercial | Com ¦ Building Recommissioning, Operations and Maintenance (O&M) Improvements | 2030 | Technical | million_m3 | Before Competition Groups | 271.2726 | 0 | 0 | 1952.4893 | 0.13894 | 1 | Commercial_2030_Technical_million_m3_Before Competition Groups_1 | Building Recommissioning, Operations and Maintenance (O&M) Improvements | 13.89% | 0 | 271.2726 | Commercial_2030_Technical_million_m3_Before Competition Groups_Building Recommissioning, Operations and Maintenance (O&M) Improvements
Commercial | Com ¦ Adaptive Thermostats | 2030 | Achievable | million_m3 | Before Competition Groups | 85.4701 | 0 | 0 | 708.0541 | 0.12071 | 1 | Commercial_2030_Achievable_million_m3_Before Competition Groups_1 | Adaptive Thermostats | 12.07% | 0 | 85.4701 | Commercial_2030_Achievable_million_m3_Before Competition Groups_Adaptive Thermostats
Commercial | Com ¦ Demand Control Ventilation | 2030 | Achievable | million_m3 | Before Competition Groups | 76.369 | 0 | 0 | 708.0541 | 0.10786 | 2 | Commercial_2030_Achievable_million_m3_Before Competition Groups_2 | Demand Control Ventilation | 10.79% | 0 | 76.369 | Commercial_2030_Achievable_million_m3_Before Competition Groups_Demand Control Ventilation
Commercial | Com ¦ Demand Control Ventilation | 2030 | Economic | million_m3 | Before Competition Groups | 175.4958 | 0 | 0 | 1785.7069 | 0.098278 | 2 | Commercial_2030_Economic_million_m3_Before Competition Groups_2 | Demand Control Ventilation | 9.828% | 0 | 175.4958 | Commercial_2030_Economic_million_m3_Before Competition Groups_Demand Control Ventilation
Commercial | Com ¦ Condensing Boiler ¦ Std | 2030 | Economic | million_m3 | Before Competition Groups | 169.0633 | 0 | 0 | 1785.7069 | 0.094676 | 3 | Commercial_2030_Economic_million_m3_Before Competition Groups_3 | Condensing Boiler ¦ Std | 9.468% | 0 | 169.0633 | Commercial_2030_Economic_million_m3_Before Competition Groups_Condensing Boiler ¦ Std
Commercial | Com ¦ Demand Control Ventilation | 2030 | Technical | million_m3 | Before Competition Groups | 181.8801 | 0 | 0 | 1952.4893 | 0.093153 | 2 | Commercial_2030_Technical_million_m3_Before Competition Groups_2 | Demand Control Ventilation | 9.315% | 0 | 181.8801 | Commercial_2030_Technical_million_m3_Before Competition Groups_Demand Control Ventilation
Commercial | Com ¦ Condensing Boiler ¦ Std | 2030 | Technical | million_m3 | Before Competition Groups | 169.0633 | 0 | 0 | 1952.4893 | 0.086589 | 3 | Commercial_2030_Technical_million_m3_Before Competition Groups_3 | Condensing Boiler ¦ Std | 8.659% | 0 | 169.0633 | Commercial_2030_Technical_million_m3_Before Competition Groups_Condensing Boiler ¦ Std
Commercial | Com ¦ Condensing Boiler ¦ Std | 2030 | Achievable | million_m3 | Before Competition Groups | 60.8199 | 0 | 0 | 708.0541 | 0.085897 | 3 | Commercial_2030_Achievable_million_m3_Before Competition Groups_3 | Condensing Boiler ¦ Std | 8.59% | 0 | 60.8199 | Commercial_2030_Achievable_million_m3_Before Competition Groups_Condensing Boiler ¦ Std
Commercial | Com ¦ Boilers - Advanced Controls (Steam Systems) | 2030 | Economic | million_m3 | Before Competition Groups | 142.6456 | 0 | 0 | 1785.7069 | 0.079882 | 4 | Commercial_2030_Economic_million_m3_Before Competition Groups_4 | Boilers - Advanced Controls (Steam Systems) | 7.988% | 0 | 142.6456 | Commercial_2030_Economic_million_m3_Before Competition Groups_Boilers - Advanced Controls (Steam Systems)
Commercial | Com ¦ Adaptive Thermostats | 2030 | Economic | million_m3 | Before Competition Groups | 137.3326 | 0 | 0 | 1785.7069 | 0.076907 | 5 | Commercial_2030_Economic_million_m3_Before Competition Groups_5 | Adaptive Thermostats | 7.691% | 0 | 137.3326 | Commercial_2030_Economic_million_m3_Before Competition Groups_Adaptive Thermostats
Commercial | Com ¦ Boilers - Advanced Controls (Steam Systems) | 2030 | Technical | million_m3 | Before Competition Groups | 142.6456 | 0 | 0 | 1952.4893 | 0.073058 | 4 | Commercial_2030_Technical_million_m3_Before Competition Groups_4 | Boilers - Advanced Controls (Steam Systems) | 7.306% | 0 | 142.6456 | Commercial_2030_Technical_million_m3_Before Competition Groups_Boilers - Advanced Controls (Steam Systems)
Commercial | Com ¦ Gas Fired Rooftop Units | 2030 | Economic | million_m3 | Before Competition Groups | 127.6677 | 0 | 0 | 1785.7069 | 0.071494 | 6 | Commercial_2030_Economic_million_m3_Before Competition Groups_6 | Gas Fired Rooftop Units | 7.149% | 0 | 127.6677 | Commercial_2030_Economic_million_m3_Before Competition Groups_Gas Fired Rooftop Units
Commercial | Com ¦ Adaptive Thermostats | 2030 | Technical | million_m3 | Before Competition Groups | 137.3326 | 0 | 0 | 1952.4893 | 0.070337 | 5 | Commercial_2030_Technical_million_m3_Before Competition Groups_5 | Adaptive Thermostats | 7.034% | 0 | 137.3326 | Commercial_2030_Technical_million_m3_Before Competition Groups_Adaptive Thermostats
Commercial | Com ¦ Gas Fired Rooftop Units | 2030 | Technical | million_m3 | Before Competition Groups | 127.6677 | 0 | 0 | 1952.4893 | 0.065387 | 6 | Commercial_2030_Technical_million_m3_Before Competition Groups_6 | Gas Fired Rooftop Units | 6.539% | 0 | 127.6677 | Commercial_2030_Technical_million_m3_Before Competition Groups_Gas Fired Rooftop Units
Commercial | Com ¦ Building Recommissioning, Operations and Maintenance (O&M) Improvements | 2030 | Achievable | million_m3 | Before Competition Groups | 46.03 | 0 | 0 | 708.0541 | 0.065009 | 4 | Commercial_2030_Achievable_million_m3_Before Competition Groups_4 | Building Recommissioning, Operations and Maintenance (O&M) Improvements | 6.501% | 0 | 46.03 | Commercial_2030_Achievable_million_m3_Before Competition Groups_Building Recommissioning, Operations and Maintenance (O&M) Improvements
Commercial | Com ¦ Air Handler with Dedicated Outdoor Air Systems | 2030 | Achievable | million_m3 | Before Competition Groups | 45.7019 | 0 | 0 | 708.0541 | 0.064546 | 5 | Commercial_2030_Achievable_million_m3_Before Competition Groups_5 | Air Handler with Dedicated Outdoor Air Systems | 6.455% | 0 | 45.7019 | Commercial_2030_Achievable_million_m3_Before Competition Groups_Air Handler with Dedicated Outdoor Air Systems
Commercial | Com ¦ Education and Capacity Building/Energy Behavior | 2030 | Achievable | million_m3 | Before Competition Groups | 43.4635 | 0 | 0 | 708.0541 | 0.061384 | 6 | Commercial_2030_Achievable_million_m3_Before Competition Groups_6 | Education and Capacity Building/Energy Behavior | 6.138% | 0 | 43.4635 | Commercial_2030_Achievable_million_m3_Before Competition Groups_Education and Capacity Building/Energy Behavior
Commercial | Com ¦ Air Handler with Dedicated Outdoor Air Systems | 2030 | Economic | million_m3 | Before Competition Groups | 100.1696 | 0 | 0 | 1785.7069 | 0.056095 | 7 | Commercial_2030_Economic_million_m3_Before Competition Groups_7 | Air Handler with Dedicated Outdoor Air Systems | 5.61% | 0 | 100.1696 | Commercial_2030_Economic_million_m3_Before Competition Groups_Air Handler with Dedicated Outdoor Air Systems
Commercial | Com ¦ Boilers - Advanced Controls (Steam Systems) | 2030 | Achievable | million_m3 | Before Competition Groups | 36.5987 | 0 | 0 | 708.0541 | 0.051689 | 7 | Commercial_2030_Achievable_million_m3_Before Competition Groups_7 | Boilers - Advanced Controls (Steam Systems) | 5.169% | 0 | 36.5987 | Commercial_2030_Achievable_million_m3_Before Competition Groups_Boilers - Advanced Controls (Steam Systems)
Commercial | Com ¦ Air Handler with Dedicated Outdoor Air Systems | 2030 | Technical | million_m3 | Before Competition Groups | 100.1696 | 0 | 0 | 1952.4893 | 0.051304 | 7 | Commercial_2030_Technical_million_m3_Before Competition Groups_7 | Air Handler with Dedicated Outdoor Air Systems | 5.13% | 0 | 100.1696 | Commercial_2030_Technical_million_m3_Before Competition Groups_Air Handler with Dedicated Outdoor Air Systems
Commercial | Com ¦ Steam System Optimization | 2030 | Achievable | million_m3 | Before Competition Groups | 34.9282 | 0 | 0 | 708.0541 | 0.04933 | 8 | Commercial_2030_Achievable_million_m3_Before Competition Groups_8 | Steam System Optimization | 4.933% | 0 | 34.9282 | Commercial_2030_Achievable_million_m3_Before Competition Groups_Steam System Optimization
Commercial | Com ¦ Education and Capacity Building/Energy Behavior | 2030 | Economic | million_m3 | Before Competition Groups | 85.9585 | 0 | 0 | 1785.7069 | 0.048137 | 8 | Commercial_2030_Economic_million_m3_Before Competition Groups_8 | Education and Capacity Building/Energy Behavior | 4.814% | 0 | 85.9585 | Commercial_2030_Economic_million_m3_Before Competition Groups_Education and Capacity Building/Energy Behavior
Commercial | Com ¦ Destratification | 2030 | Achievable | million_m3 | Before Competition Groups | 33.2889 | 0 | 0 | 708.0541 | 0.047015 | 9 | Commercial_2030_Achievable_million_m3_Before Competition Groups_9 | Destratification | 4.701% | 0 | 33.2889 | Commercial_2030_Achievable_million_m3_Before Competition Groups_Destratification
Commercial | Com ¦ Gas Fired Rooftop Units | 2030 | Achievable | million_m3 | Before Competition Groups | 33.034 | 0 | 0 | 708.0541 | 0.046655 | 10 | Commercial_2030_Achievable_million_m3_Before Competition Groups_10 | Gas Fired Rooftop Units | 4.665% | 0 | 33.034 | Commercial_2030_Achievable_million_m3_Before Competition Groups_Gas Fired Rooftop Units
Commercial | Com ¦ Furnace Tune-Up | 2030 | Achievable | million_m3 | Before Competition Groups | 31.9595 | 0 | 0 | 708.0541 | 0.045137 | 11 | Commercial_2030_Achievable_million_m3_Before Competition Groups_11 | Furnace Tune-Up | 4.514% | 0 | 31.9595 | Commercial_2030_Achievable_million_m3_Before Competition Groups_Furnace Tune-Up
Commercial | Com ¦ Education and Capacity Building/Energy Behavior | 2030 | Technical | million_m3 | Before Competition Groups | 85.9585 | 0 | 0 | 1952.4893 | 0.044025 | 8 | Commercial_2030_Technical_million_m3_Before Competition Groups_8 | Education and Capacity Building/Energy Behavior | 4.403% | 0 | 85.9585 | Commercial_2030_Technical_million_m3_Before Competition Groups_Education and Capacity Building/Energy Behavior
Commercial | Com ¦ Demand Control Kitchen Ventilation | 2030 | Achievable | million_m3 | Before Competition Groups | 29.7453 | 0 | 0 | 708.0541 | 0.04201 | 12 | Commercial_2030_Achievable_million_m3_Before Competition Groups_12 | Demand Control Kitchen Ventilation | 4.201% | 0 | 29.7453 | Commercial_2030_Achievable_million_m3_Before Competition Groups_Demand Control Kitchen Ventilation
Commercial | Com ¦ Advanced BAS/Controllers | 2030 | Economic | million_m3 | Before Competition Groups | 73.7037 | 0 | 0 | 1785.7069 | 0.041274 | 9 | Commercial_2030_Economic_million_m3_Before Competition Groups_9 | Advanced BAS/Controllers | 4.127% | 0 | 73.7037 | Commercial_2030_Economic_million_m3_Before Competition Groups_Advanced BAS/Controllers
Commercial | Com ¦ Advanced BAS/Controllers | 2030 | Technical | million_m3 | Before Competition Groups | 73.7037 | 0 | 0 | 1952.4893 | 0.037749 | 9 | Commercial_2030_Technical_million_m3_Before Competition Groups_9 | Advanced BAS/Controllers | 3.775% | 0 | 73.7037 | Commercial_2030_Technical_million_m3_Before Competition Groups_Advanced BAS/Controllers
Commercial | Com ¦ Condensing Make Up Air Unit | 2030 | Achievable | million_m3 | Before Competition Groups | 26.0403 | 0 | 0 | 708.0541 | 0.036777 | 13 | Commercial_2030_Achievable_million_m3_Before Competition Groups_13 | Condensing Make Up Air Unit | 3.678% | 0 | 26.0403 | Commercial_2030_Achievable_million_m3_Before Competition Groups_Condensing Make Up Air Unit
Commercial | Com ¦ Gas Fired Heat Pump | 2030 | Achievable | million_m3 | Before Competition Groups | 24.4192 | 0 | 0 | 708.0541 | 0.034488 | 14 | Commercial_2030_Achievable_million_m3_Before Competition Groups_14 | Gas Fired Heat Pump | 3.449% | 0 | 24.4192 | Commercial_2030_Achievable_million_m3_Before Competition Groups_Gas Fired Heat Pump
Commercial | Com ¦ Demand Control Kitchen Ventilation | 2030 | Economic | million_m3 | Before Competition Groups | 61.4187 | 0 | 0 | 1785.7069 | 0.034395 | 10 | Commercial_2030_Economic_million_m3_Before Competition Groups_10 | Demand Control Kitchen Ventilation | 3.439% | 0 | 61.4187 | Commercial_2030_Economic_million_m3_Before Competition Groups_Demand Control Kitchen Ventilation
Commercial | Com ¦ Condensing Make Up Air Unit | 2030 | Economic | million_m3 | Before Competition Groups | 61.4158 | 0 | 0 | 1785.7069 | 0.034393 | 11 | Commercial_2030_Economic_million_m3_Before Competition Groups_11 | Condensing Make Up Air Unit | 3.439% | 0 | 61.4158 | Commercial_2030_Economic_million_m3_Before Competition Groups_Condensing Make Up Air Unit
Commercial | Com ¦ Demand Control Kitchen Ventilation | 2030 | Technical | million_m3 | Before Competition Groups | 61.4187 | 0 | 0 | 1952.4893 | 0.031457 | 10 | Commercial_2030_Technical_million_m3_Before Competition Groups_10 | Demand Control Kitchen Ventilation | 3.146% | 0 | 61.4187 | Commercial_2030_Technical_million_m3_Before Competition Groups_Demand Control Kitchen Ventilation
Commercial | Com ¦ Condensing Make Up Air Unit | 2030 | Technical | million_m3 | Before Competition Groups | 61.4158 | 0 | 0 | 1952.4893 | 0.031455 | 11 | Commercial_2030_Technical_million_m3_Before Competition Groups_11 | Condensing Make Up Air Unit | 3.146% | 0 | 61.4158 | Commercial_2030_Technical_million_m3_Before Competition Groups_Condensing Make Up Air Unit
Commercial | Com ¦ Steam System Optimization | 2030 | Economic | million_m3 | Before Competition Groups | 55.1079 | 0 | 0 | 1785.7069 | 0.030861 | 12 | Commercial_2030_Economic_million_m3_Before Competition Groups_12 | Steam System Optimization | 3.086% | 0 | 55.1079 | Commercial_2030_Economic_million_m3_Before Competition Groups_Steam System Optimization
Commercial | Com ¦ Destratification | 2030 | Economic | million_m3 | Before Competition Groups | 52.9563 | 0 | 0 | 1785.7069 | 0.029656 | 13 | Commercial_2030_Economic_million_m3_Before Competition Groups_13 | Destratification | 2.966% | 0 | 52.9563 | Commercial_2030_Economic_million_m3_Before Competition Groups_Destratification
Commercial | Com ¦ Gas Fired Heat Pump | 2030 | Economic | million_m3 | Before Competition Groups | 51.7233 | 0 | 0 | 1785.7069 | 0.028965 | 14 | Commercial_2030_Economic_million_m3_Before Competition Groups_14 | Gas Fired Heat Pump | 2.897% | 0 | 51.7233 | Commercial_2030_Economic_million_m3_Before Competition Groups_Gas Fired Heat Pump
Commercial | Com ¦ Furnace Tune-Up | 2030 | Economic | million_m3 | Before Competition Groups | 50.9534 | 0 | 0 | 1785.7069 | 0.028534 | 15 | Commercial_2030_Economic_million_m3_Before Competition Groups_15 | Furnace Tune-Up | 2.853% | 0 | 50.9534 | Commercial_2030_Economic_million_m3_Before Competition Groups_Furnace Tune-Up
Commercial | Com ¦ Energy Recovery Ventilation and Ventilation (Enhanced) | 2030 | Technical | million_m3 | Before Competition Groups | 55.5334 | 0 | 0 | 1952.4893 | 0.028442 | 12 | Commercial_2030_Technical_million_m3_Before Competition Groups_12 | Energy Recovery Ventilation and Ventilation (Enhanced) | 2.844% | 0 | 55.5334 | Commercial_2030_Technical_million_m3_Before Competition Groups_Energy Recovery Ventilation and Ventilation (Enhanced)
Commercial | Com ¦ Steam System Optimization | 2030 | Technical | million_m3 | Before Competition Groups | 55.1079 | 0 | 0 | 1952.4893 | 0.028224 | 13 | Commercial_2030_Technical_million_m3_Before Competition Groups_13 | Steam System Optimization | 2.822% | 0 | 55.1079 | Commercial_2030_Technical_million_m3_Before Competition Groups_Steam System Optimization
Commercial | Com ¦ Advanced BAS/Controllers | 2030 | Achievable | million_m3 | Before Competition Groups | 19.6436 | 0 | 0 | 708.0541 | 0.027743 | 15 | Commercial_2030_Achievable_million_m3_Before Competition Groups_15 | Advanced BAS/Controllers | 2.774% | 0 | 19.6436 | Commercial_2030_Achievable_million_m3_Before Competition Groups_Advanced BAS/Controllers
Commercial | Com ¦ Destratification | 2030 | Technical | million_m3 | Before Competition Groups | 52.9563 | 0 | 0 | 1952.4893 | 0.027122 | 14 | Commercial_2030_Technical_million_m3_Before Competition Groups_14 | Destratification | 2.712% | 0 | 52.9563 | Commercial_2030_Technical_million_m3_Before Competition Groups_Destratification
Commercial | Com ¦ Gas Fired Heat Pump | 2030 | Technical | million_m3 | Before Competition Groups | 51.7233 | 0 | 0 | 1952.4893 | 0.026491 | 15 | Commercial_2030_Technical_million_m3_Before Competition Groups_15 | Gas Fired Heat Pump | 2.649% | 0 | 51.7233 | Commercial_2030_Technical_million_m3_Before Competition Groups_Gas Fired Heat Pump
Commercial | Com ¦ Furnace Tune-Up | 2030 | Technical | million_m3 | Before Competition Groups | 50.9534 | 0 | 0 | 1952.4893 | 0.026097 | 16 | Commercial_2030_Technical_million_m3_Before Competition Groups_16 | Furnace Tune-Up | 2.61% | 0 | 50.9534 | Commercial_2030_Technical_million_m3_Before Competition Groups_Furnace Tune-Up
Commercial | Com ¦ Wall Insulation | 2030 | Achievable | million_m3 | Before Competition Groups | 18.0491 | 0 | 0 | 708.0541 | 0.025491 | 16 | Commercial_2030_Achievable_million_m3_Before Competition Groups_16 | Wall Insulation | 2.549% | 0 | 18.0491 | Commercial_2030_Achievable_million_m3_Before Competition Groups_Wall Insulation
Commercial | Com ¦ Condensing Unit Heaters or other Efficient Unit Heating System | 2030 | Economic | million_m3 | Before Competition Groups | 36.5594 | 0 | 0 | 1785.7069 | 0.020473 | 16 | Commercial_2030_Economic_million_m3_Before Competition Groups_16 | Condensing Unit Heaters or other Efficient Unit Heating System | 2.047% | 0 | 36.5594 | Commercial_2030_Economic_million_m3_Before Competition Groups_Condensing Unit Heaters or other Efficient Unit Heating System
Commercial | Com ¦ High Efficiency Condensing Furnace AFUE 95% from 80% code | 2030 | Technical | million_m3 | Before Competition Groups | 37.4591 | 0 | 0 | 1952.4893 | 0.019185 | 17 | Commercial_2030_Technical_million_m3_Before Competition Groups_17 | High Efficiency Condensing Furnace AFUE 95% from 80% code | 1.919% | 0 | 37.4591 | Commercial_2030_Technical_million_m3_Before Competition Groups_High Efficiency Condensing Furnace AFUE 95% from 80% code
Commercial | Com ¦ Condensing Unit Heaters or other Efficient Unit Heating System | 2030 | Achievable | million_m3 | Before Competition Groups | 13.5641 | 0 | 0 | 708.0541 | 0.019157 | 17 | Commercial_2030_Achievable_million_m3_Before Competition Groups_17 | Condensing Unit Heaters or other Efficient Unit Heating System | 1.916% | 0 | 13.5641 | Commercial_2030_Achievable_million_m3_Before Competition Groups_Condensing Unit Heaters or other Efficient Unit Heating System
Commercial | Com ¦ Condensing Unit Heaters or other Efficient Unit Heating System | 2030 | Technical | million_m3 | Before Competition Groups | 36.5594 | 0 | 0 | 1952.4893 | 0.018725 | 18 | Commercial_2030_Technical_million_m3_Before Competition Groups_18 | Condensing Unit Heaters or other Efficient Unit Heating System | 1.872% | 0 | 36.5594 | Commercial_2030_Technical_million_m3_Before Competition Groups_Condensing Unit Heaters or other Efficient Unit Heating System
Commercial | Com ¦ Energy Efficient Laboratory Fume Hood | 2030 | Achievable | million_m3 | Before Competition Groups | 12.76 | 0 | 0 | 708.0541 | 0.018021 | 18 | Commercial_2030_Achievable_million_m3_Before Competition Groups_18 | Energy Efficient Laboratory Fume Hood | 1.802% | 0 | 12.76 | Commercial_2030_Achievable_million_m3_Before Competition Groups_Energy Efficient Laboratory Fume Hood
Commercial | Com ¦ Wall Insulation | 2030 | Economic | million_m3 | Before Competition Groups | 28.4366 | 0 | 0 | 1785.7069 | 0.015925 | 17 | Commercial_2030_Economic_million_m3_Before Competition Groups_17 | Wall Insulation | 1.592% | 0 | 28.4366 | Commercial_2030_Economic_million_m3_Before Competition Groups_Wall Insulation
Commercial | Com ¦ Heat Recovery Ventilator | 2030 | Technical | million_m3 | Before Competition Groups | 30.957 | 0 | 0 | 1952.4893 | 0.015855 | 19 | Commercial_2030_Technical_million_m3_Before Competition Groups_19 | Heat Recovery Ventilator | 1.586% | 0 | 30.957 | Commercial_2030_Technical_million_m3_Before Competition Groups_Heat Recovery Ventilator
Commercial | Com ¦ Wall Insulation | 2030 | Technical | million_m3 | Before Competition Groups | 28.4366 | 0 | 0 | 1952.4893 | 0.014564 | 20 | Commercial_2030_Technical_million_m3_Before Competition Groups_20 | Wall Insulation | 1.456% | 0 | 28.4366 | Commercial_2030_Technical_million_m3_Before Competition Groups_Wall Insulation
Commercial | Com ¦ Demand controlled Circulating Systems | 2030 | Achievable | million_m3 | Before Competition Groups | 9.4646 | 0 | 0 | 708.0541 | 0.013367 | 19 | Commercial_2030_Achievable_million_m3_Before Competition Groups_19 | Demand controlled Circulating Systems | 1.337% | 0 | 9.4646 | Commercial_2030_Achievable_million_m3_Before Competition Groups_Demand controlled Circulating Systems
Commercial | Com ¦ Energy Efficient Laboratory Fume Hood | 2030 | Economic | million_m3 | Before Competition Groups | 20.2084 | 0 | 0 | 1785.7069 | 0.011317 | 18 | Commercial_2030_Economic_million_m3_Before Competition Groups_18 | Energy Efficient Laboratory Fume Hood | 1.132% | 0 | 20.2084 | Commercial_2030_Economic_million_m3_Before Competition Groups_Energy Efficient Laboratory Fume Hood
Commercial | Com ¦ Duct Insulation, R8 | 2030 | Achievable | million_m3 | Before Competition Groups | 7.422 | 0 | 0 | 708.0541 | 0.010482 | 20 | Commercial_2030_Achievable_million_m3_Before Competition Groups_20 | Duct Insulation, R8 | 1.048% | 0 | 7.422 | Commercial_2030_Achievable_million_m3_Before Competition Groups_Duct Insulation, R8
Commercial | Com ¦ Energy Efficient Laboratory Fume Hood | 2030 | Technical | million_m3 | Before Competition Groups | 20.2084 | 0 | 0 | 1952.4893 | 0.01035 | 21 | Commercial_2030_Technical_million_m3_Before Competition Groups_21 | Energy Efficient Laboratory Fume Hood | 1.035% | 0 | 20.2084 | Commercial_2030_Technical_million_m3_Before Competition Groups_Energy Efficient Laboratory Fume Hood
Commercial | Com ¦ Demand controlled Circulating Systems | 2030 | Economic | million_m3 | Before Competition Groups | 14.9117 | 0 | 0 | 1785.7069 | 0.0083506 | 19 | Commercial_2030_Economic_million_m3_Before Competition Groups_19 | Demand controlled Circulating Systems | 0.8351% | 0 | 14.9117 | Commercial_2030_Economic_million_m3_Before Competition Groups_Demand controlled Circulating Systems
Commercial | Com ¦ Super-High Efficiency Furnaces (Emerging Tech) | 2030 | Technical | million_m3 | Before Competition Groups | 15.6012 | 0 | 0 | 1952.4893 | 0.0079904 | 22 | Commercial_2030_Technical_million_m3_Before Competition Groups_22 | Super-High Efficiency Furnaces (Emerging Tech) | 0.799% | 0 | 15.6012 | Commercial_2030_Technical_million_m3_Before Competition Groups_Super-High Efficiency Furnaces (Emerging Tech)
Commercial | Com ¦ Demand controlled Circulating Systems | 2030 | Technical | million_m3 | Before Competition Groups | 14.9117 | 0 | 0 | 1952.4893 | 0.0076373 | 23 | Commercial_2030_Technical_million_m3_Before Competition Groups_23 | Demand controlled Circulating Systems | 0.7637% | 0 | 14.9117 | Commercial_2030_Technical_million_m3_Before Competition Groups_Demand controlled Circulating Systems
Commercial | Com ¦ Boiler Measures | 2030 | Technical | million_m3 | Before Competition Groups | 14.8278 | 0 | 0 | 1952.4893 | 0.0075943 | 24 | Commercial_2030_Technical_million_m3_Before Competition Groups_24 | Boiler Measures | 0.7594% | 0 | 14.8278 | Commercial_2030_Technical_million_m3_Before Competition Groups_Boiler Measures
Commercial | Com ¦ Duct Insulation, R8 | 2030 | Economic | million_m3 | Before Competition Groups | 11.7698 | 0 | 0 | 1785.7069 | 0.0065911 | 20 | Commercial_2030_Economic_million_m3_Before Competition Groups_20 | Duct Insulation, R8 | 0.6591% | 0 | 11.7698 | Commercial_2030_Economic_million_m3_Before Competition Groups_Duct Insulation, R8
Commercial | Com ¦ Ozone Laundry Treatment | 2030 | Achievable | million_m3 | Before Competition Groups | 4.3514 | 0 | 0 | 708.0541 | 0.0061455 | 21 | Commercial_2030_Achievable_million_m3_Before Competition Groups_21 | Ozone Laundry Treatment | 0.6146% | 0 | 4.3514 | Commercial_2030_Achievable_million_m3_Before Competition Groups_Ozone Laundry Treatment
Commercial | Com ¦ Duct Insulation, R8 | 2030 | Technical | million_m3 | Before Competition Groups | 11.7698 | 0 | 0 | 1952.4893 | 0.0060281 | 25 | Commercial_2030_Technical_million_m3_Before Competition Groups_25 | Duct Insulation, R8 | 0.6028% | 0 | 11.7698 | Commercial_2030_Technical_million_m3_Before Competition Groups_Duct Insulation, R8
Commercial | Com ¦ Energy Recovery Ventilation and Ventilation (Enhanced) | 2030 | Economic | million_m3 | Before Competition Groups | 9.7786 | 0 | 0 | 1785.7069 | 0.005476 | 21 | Commercial_2030_Economic_million_m3_Before Competition Groups_21 | Energy Recovery Ventilation and Ventilation (Enhanced) | 0.5476% | 0 | 9.7786 | Commercial_2030_Economic_million_m3_Before Competition Groups_Energy Recovery Ventilation and Ventilation (Enhanced)
Commercial | Com ¦ ENERGY STAR Fryer (84% eff) | 2030 | Achievable | million_m3 | Before Competition Groups | 3.2575 | 0 | 0 | 708.0541 | 0.0046007 | 22 | Commercial_2030_Achievable_million_m3_Before Competition Groups_22 | ENERGY STAR Fryer (84% eff) | 0.4601% | 0 | 3.2575 | Commercial_2030_Achievable_million_m3_Before Competition Groups_ENERGY STAR Fryer (84% eff)
Commercial | Com ¦ Roof Insulation/Ceiling Insulation (R25 Code to R35) | 2030 | Technical | million_m3 | Before Competition Groups | 8.7081 | 0 | 0 | 1952.4893 | 0.00446 | 26 | Commercial_2030_Technical_million_m3_Before Competition Groups_26 | Roof Insulation/Ceiling Insulation (R25 Code to R35) | 0.446% | 0 | 8.7081 | Commercial_2030_Technical_million_m3_Before Competition Groups_Roof Insulation/Ceiling Insulation (R25 Code to R35)
Commercial | Com ¦ Ozone Laundry Treatment | 2030 | Economic | million_m3 | Before Competition Groups | 7.5072 | 0 | 0 | 1785.7069 | 0.0042041 | 22 | Commercial_2030_Economic_million_m3_Before Competition Groups_22 | Ozone Laundry Treatment | 0.4204% | 0 | 7.5072 | Commercial_2030_Economic_million_m3_Before Competition Groups_Ozone Laundry Treatment
Commercial | Com ¦ High Efficiency Underfired Broilers | 2030 | Achievable | million_m3 | Before Competition Groups | 2.9283 | 0 | 0 | 708.0541 | 0.0041356 | 23 | Commercial_2030_Achievable_million_m3_Before Competition Groups_23 | High Efficiency Underfired Broilers | 0.4136% | 0 | 2.9283 | Commercial_2030_Achievable_million_m3_Before Competition Groups_High Efficiency Underfired Broilers
Commercial | Com ¦ Heat Recovery Ventilator | 2030 | Economic | million_m3 | Before Competition Groups | 6.9211 | 0 | 0 | 1785.7069 | 0.0038758 | 23 | Commercial_2030_Economic_million_m3_Before Competition Groups_23 | Heat Recovery Ventilator | 0.3876% | 0 | 6.9211 | Commercial_2030_Economic_million_m3_Before Competition Groups_Heat Recovery Ventilator
Commercial | Com ¦ Ozone Laundry Treatment | 2030 | Technical | million_m3 | Before Competition Groups | 7.5072 | 0 | 0 | 1952.4893 | 0.003845 | 27 | Commercial_2030_Technical_million_m3_Before Competition Groups_27 | Ozone Laundry Treatment | 0.3845% | 0 | 7.5072 | Commercial_2030_Technical_million_m3_Before Competition Groups_Ozone Laundry Treatment
Commercial | Com ¦ ENERGY STAR Fryer (84% eff) | 2030 | Economic | million_m3 | Before Competition Groups | 5.7506 | 0 | 0 | 1785.7069 | 0.0032204 | 24 | Commercial_2030_Economic_million_m3_Before Competition Groups_24 | ENERGY STAR Fryer (84% eff) | 0.322% | 0 | 5.7506 | Commercial_2030_Economic_million_m3_Before Competition Groups_ENERGY STAR Fryer (84% eff)
Commercial | Com ¦ ENERGY STAR Griddle (74% eff) | 2030 | Achievable | million_m3 | Before Competition Groups | 2.1647 | 0 | 0 | 708.0541 | 0.0030573 | 24 | Commercial_2030_Achievable_million_m3_Before Competition Groups_24 | ENERGY STAR Griddle (74% eff) | 0.3057% | 0 | 2.1647 | Commercial_2030_Achievable_million_m3_Before Competition Groups_ENERGY STAR Griddle (74% eff)
Commercial | Com ¦ Infrared Heaters | 2030 | Economic | million_m3 | Before Competition Groups | 5.4515 | 0 | 0 | 1785.7069 | 0.0030529 | 25 | Commercial_2030_Economic_million_m3_Before Competition Groups_25 | Infrared Heaters | 0.3053% | 0 | 5.4515 | Commercial_2030_Economic_million_m3_Before Competition Groups_Infrared Heaters
Commercial | Com ¦ ENERGY STAR Fryer (84% eff) | 2030 | Technical | million_m3 | Before Competition Groups | 5.7506 | 0 | 0 | 1952.4893 | 0.0029453 | 28 | Commercial_2030_Technical_million_m3_Before Competition Groups_28 | ENERGY STAR Fryer (84% eff) | 0.2945% | 0 | 5.7506 | Commercial_2030_Technical_million_m3_Before Competition Groups_ENERGY STAR Fryer (84% eff)
Commercial | Com ¦ Infrared Heaters | 2030 | Technical | million_m3 | Before Competition Groups | 5.4515 | 0 | 0 | 1952.4893 | 0.0027921 | 29 | Commercial_2030_Technical_million_m3_Before Competition Groups_29 | Infrared Heaters | 0.2792% | 0 | 5.4515 | Commercial_2030_Technical_million_m3_Before Competition Groups_Infrared Heaters
Commercial | Com ¦ High Efficiency Underfired Broilers | 2030 | Economic | million_m3 | Before Competition Groups | 4.8808 | 0 | 0 | 1785.7069 | 0.0027333 | 26 | Commercial_2030_Economic_million_m3_Before Competition Groups_26 | High Efficiency Underfired Broilers | 0.2733% | 0 | 4.8808 | Commercial_2030_Economic_million_m3_Before Competition Groups_High Efficiency Underfired Broilers
Commercial | Com ¦ High Efficiency Underfired Broilers | 2030 | Technical | million_m3 | Before Competition Groups | 4.8808 | 0 | 0 | 1952.4893 | 0.0024998 | 30 | Commercial_2030_Technical_million_m3_Before Competition Groups_30 | High Efficiency Underfired Broilers | 0.25% | 0 | 4.8808 | Commercial_2030_Technical_million_m3_Before Competition Groups_High Efficiency Underfired Broilers
Commercial | Com ¦ Condensing Storage Water Heater | 2030 | Technical | million_m3 | Before Competition Groups | 4.8552 | 0 | 0 | 1952.4893 | 0.0024867 | 31 | Commercial_2030_Technical_million_m3_Before Competition Groups_31 | Condensing Storage Water Heater | 0.2487% | 0 | 4.8552 | Commercial_2030_Technical_million_m3_Before Competition Groups_Condensing Storage Water Heater
Commercial | Com ¦ Infrared Heaters | 2030 | Achievable | million_m3 | Before Competition Groups | 1.6671 | 0 | 0 | 708.0541 | 0.0023545 | 25 | Commercial_2030_Achievable_million_m3_Before Competition Groups_25 | Infrared Heaters | 0.2354% | 0 | 1.6671 | Commercial_2030_Achievable_million_m3_Before Competition Groups_Infrared Heaters
Commercial | Com ¦ ENERGY STAR Griddle (74% eff) | 2030 | Economic | million_m3 | Before Competition Groups | 3.7763 | 0 | 0 | 1785.7069 | 0.0021148 | 27 | Commercial_2030_Economic_million_m3_Before Competition Groups_27 | ENERGY STAR Griddle (74% eff) | 0.2115% | 0 | 3.7763 | Commercial_2030_Economic_million_m3_Before Competition Groups_ENERGY STAR Griddle (74% eff)
Commercial | Com ¦ Ice Rink Heat Recovery | 2030 | Technical | million_m3 | Before Competition Groups | 3.7832 | 0 | 0 | 1952.4893 | 0.0019376 | 32 | Commercial_2030_Technical_million_m3_Before Competition Groups_32 | Ice Rink Heat Recovery | 0.1938% | 0 | 3.7832 | Commercial_2030_Technical_million_m3_Before Competition Groups_Ice Rink Heat Recovery
Commercial | Com ¦ ENERGY STAR Griddle (74% eff) | 2030 | Technical | million_m3 | Before Competition Groups | 3.7763 | 0 | 0 | 1952.4893 | 0.0019341 | 33 | Commercial_2030_Technical_million_m3_Before Competition Groups_33 | ENERGY STAR Griddle (74% eff) | 0.1934% | 0 | 3.7763 | Commercial_2030_Technical_million_m3_Before Competition Groups_ENERGY STAR Griddle (74% eff)
Commercial | Com ¦ HOTEL OCCUPANCY CONTROLS (HVAC + LIGHTING) | 2030 | Technical | million_m3 | Before Competition Groups | 3.7638 | 0 | 0 | 1952.4893 | 0.0019277 | 34 | Commercial_2030_Technical_million_m3_Before Competition Groups_34 | HOTEL OCCUPANCY CONTROLS (HVAC + LIGHTING) | 0.1928% | 0 | 3.7638 | Commercial_2030_Technical_million_m3_Before Competition Groups_HOTEL OCCUPANCY CONTROLS (HVAC + LIGHTING)
Commercial | Com ¦ ENERGY STAR Dishwasher | 2030 | Economic | million_m3 | Before Competition Groups | 3.3691 | 0 | 0 | 1785.7069 | 0.0018867 | 28 | Commercial_2030_Economic_million_m3_Before Competition Groups_28 | ENERGY STAR Dishwasher | 0.1887% | 0 | 3.3691 | Commercial_2030_Economic_million_m3_Before Competition Groups_ENERGY STAR Dishwasher
Commercial | Com ¦ ENERGY STAR Dishwasher | 2030 | Technical | million_m3 | Before Competition Groups | 3.3691 | 0 | 0 | 1952.4893 | 0.0017256 | 35 | Commercial_2030_Technical_million_m3_Before Competition Groups_35 | ENERGY STAR Dishwasher | 0.1726% | 0 | 3.3691 | Commercial_2030_Technical_million_m3_Before Competition Groups_ENERGY STAR Dishwasher
Commercial | Com ¦ Condensing Storage Water Heater | 2030 | Economic | million_m3 | Before Competition Groups | 2.8639 | 0 | 0 | 1785.7069 | 0.0016038 | 29 | Commercial_2030_Economic_million_m3_Before Competition Groups_29 | Condensing Storage Water Heater | 0.1604% | 0 | 2.8639 | Commercial_2030_Economic_million_m3_Before Competition Groups_Condensing Storage Water Heater
Commercial | Com ¦ Condensing Tankless Water Heater | 2030 | Technical | million_m3 | Before Competition Groups | 2.819 | 0 | 0 | 1952.4893 | 0.0014438 | 36 | Commercial_2030_Technical_million_m3_Before Competition Groups_36 | Condensing Tankless Water Heater | 0.1444% | 0 | 2.819 | Commercial_2030_Technical_million_m3_Before Competition Groups_Condensing Tankless Water Heater
Commercial | Com ¦ ENERGY STAR Dishwasher | 2030 | Achievable | million_m3 | Before Competition Groups | 1.0173 | 0 | 0 | 708.0541 | 0.0014368 | 26 | Commercial_2030_Achievable_million_m3_Before Competition Groups_26 | ENERGY STAR Dishwasher | 0.1437% | 0 | 1.0173 | Commercial_2030_Achievable_million_m3_Before Competition Groups_ENERGY STAR Dishwasher
Commercial | Com ¦ Gas Heat Pump Water Heater | 2030 | Technical | million_m3 | Before Competition Groups | 2.4204 | 0 | 0 | 1952.4893 | 0.0012396 | 37 | Commercial_2030_Technical_million_m3_Before Competition Groups_37 | Gas Heat Pump Water Heater | 0.124% | 0 | 2.4204 | Commercial_2030_Technical_million_m3_Before Competition Groups_Gas Heat Pump Water Heater
Commercial | Com ¦ Energy Recovery Ventilation and Ventilation (Enhanced) | 2030 | Achievable | million_m3 | Before Competition Groups | 0.85345 | 0 | 0 | 708.0541 | 0.0012053 | 27 | Commercial_2030_Achievable_million_m3_Before Competition Groups_27 | Energy Recovery Ventilation and Ventilation (Enhanced) | 0.1205% | 0 | 0.85345 | Commercial_2030_Achievable_million_m3_Before Competition Groups_Energy Recovery Ventilation and Ventilation (Enhanced)
Commercial | Com ¦ Drain Water Heat Recovery (DWHR) ¦ Retro | 2030 | Achievable | million_m3 | Before Competition Groups | 0.80804 | 0 | 0 | 708.0541 | 0.0011412 | 28 | Commercial_2030_Achievable_million_m3_Before Competition Groups_28 | Drain Water Heat Recovery (DWHR) ¦ Retro | 0.1141% | 0 | 0.80804 | Commercial_2030_Achievable_million_m3_Before Competition Groups_Drain Water Heat Recovery (DWHR) ¦ Retro
Commercial | Com ¦ Dock Door Seals | 2030 | Technical | million_m3 | Before Competition Groups | 1.7287 | 0 | 0 | 1952.4893 | 0.00088541 | 38 | Commercial_2030_Technical_million_m3_Before Competition Groups_38 | Dock Door Seals | 0.08854% | 0 | 1.7287 | Commercial_2030_Technical_million_m3_Before Competition Groups_Dock Door Seals
Commercial | Com ¦ CEE Tier 2/Energy Star Clothes Washers | 2030 | Achievable | million_m3 | Before Competition Groups | 0.60791 | 0 | 0 | 708.0541 | 0.00085856 | 29 | Commercial_2030_Achievable_million_m3_Before Competition Groups_29 | CEE Tier 2/Energy Star Clothes Washers | 0.08586% | 0 | 0.60791 | Commercial_2030_Achievable_million_m3_Before Competition Groups_CEE Tier 2/Energy Star Clothes Washers
Commercial | Com ¦ Condensing Tankless Water Heater | 2030 | Economic | million_m3 | Before Competition Groups | 1.3992 | 0 | 0 | 1785.7069 | 0.00078355 | 30 | Commercial_2030_Economic_million_m3_Before Competition Groups_30 | Condensing Tankless Water Heater | 0.07835% | 0 | 1.3992 | Commercial_2030_Economic_million_m3_Before Competition Groups_Condensing Tankless Water Heater
Commercial | Com ¦ Gas Heat Pump Water Heater | 2030 | Economic | million_m3 | Before Competition Groups | 1.2645 | 0 | 0 | 1785.7069 | 0.0007081 | 31 | Commercial_2030_Economic_million_m3_Before Competition Groups_31 | Gas Heat Pump Water Heater | 0.07081% | 0 | 1.2645 | Commercial_2030_Economic_million_m3_Before Competition Groups_Gas Heat Pump Water Heater
Commercial | Com ¦ Drain Water Heat Recovery (DWHR) ¦ Retro | 2030 | Economic | million_m3 | Before Competition Groups | 1.2316 | 0 | 0 | 1785.7069 | 0.0006897 | 32 | Commercial_2030_Economic_million_m3_Before Competition Groups_32 | Drain Water Heat Recovery (DWHR) ¦ Retro | 0.06897% | 0 | 1.2316 | Commercial_2030_Economic_million_m3_Before Competition Groups_Drain Water Heat Recovery (DWHR) ¦ Retro
Commercial | Com ¦ Drain Water Heat Recovery (DWHR) ¦ Retro | 2030 | Technical | million_m3 | Before Competition Groups | 1.2316 | 0 | 0 | 1952.4893 | 0.00063078 | 39 | Commercial_2030_Technical_million_m3_Before Competition Groups_39 | Drain Water Heat Recovery (DWHR) ¦ Retro | 0.06308% | 0 | 1.2316 | Commercial_2030_Technical_million_m3_Before Competition Groups_Drain Water Heat Recovery (DWHR) ¦ Retro
Commercial | Com ¦ CEE Tier 2/Energy Star Clothes Washers | 2030 | Economic | million_m3 | Before Competition Groups | 0.96614 | 0 | 0 | 1785.7069 | 0.00054104 | 33 | Commercial_2030_Economic_million_m3_Before Competition Groups_33 | CEE Tier 2/Energy Star Clothes Washers | 0.0541% | 0 | 0.96614 | Commercial_2030_Economic_million_m3_Before Competition Groups_CEE Tier 2/Energy Star Clothes Washers
Commercial | Com ¦ Heat Recovery Ventilator | 2030 | Achievable | million_m3 | Before Competition Groups | 0.36493 | 0 | 0 | 708.0541 | 0.0005154 | 30 | Commercial_2030_Achievable_million_m3_Before Competition Groups_30 | Heat Recovery Ventilator | 0.05154% | 0 | 0.36493 | Commercial_2030_Achievable_million_m3_Before Competition Groups_Heat Recovery Ventilator
Commercial | Com ¦ CEE Tier 2/Energy Star Clothes Washers | 2030 | Technical | million_m3 | Before Competition Groups | 0.96614 | 0 | 0 | 1952.4893 | 0.00049482 | 40 | Commercial_2030_Technical_million_m3_Before Competition Groups_40 | CEE Tier 2/Energy Star Clothes Washers | 0.04948% | 0 | 0.96614 | Commercial_2030_Technical_million_m3_Before Competition Groups_CEE Tier 2/Energy Star Clothes Washers
Commercial | Com ¦ Low Flow Pre-Rinse Spray Nozzle | 2030 | Achievable | million_m3 | Before Competition Groups | 0.34662 | 0 | 0 | 708.0541 | 0.00048954 | 31 | Commercial_2030_Achievable_million_m3_Before Competition Groups_31 | Low Flow Pre-Rinse Spray Nozzle | 0.04895% | 0 | 0.34662 | Commercial_2030_Achievable_million_m3_Before Competition Groups_Low Flow Pre-Rinse Spray Nozzle
Commercial | Com ¦ Low Flow Pre-Rinse Spray Nozzle | 2030 | Economic | million_m3 | Before Competition Groups | 0.63718 | 0 | 0 | 1785.7069 | 0.00035682 | 34 | Commercial_2030_Economic_million_m3_Before Competition Groups_34 | Low Flow Pre-Rinse Spray Nozzle | 0.03568% | 0 | 0.63718 | Commercial_2030_Economic_million_m3_Before Competition Groups_Low Flow Pre-Rinse Spray Nozzle
Commercial | Com ¦ ENERGY STAR Steam Cooker | 2030 | Achievable | million_m3 | Before Competition Groups | 0.23314 | 0 | 0 | 708.0541 | 0.00032926 | 32 | Commercial_2030_Achievable_million_m3_Before Competition Groups_32 | ENERGY STAR Steam Cooker | 0.03293% | 0 | 0.23314 | Commercial_2030_Achievable_million_m3_Before Competition Groups_ENERGY STAR Steam Cooker
Commercial | Com ¦ Low Flow Pre-Rinse Spray Nozzle | 2030 | Technical | million_m3 | Before Competition Groups | 0.63718 | 0 | 0 | 1952.4893 | 0.00032634 | 41 | Commercial_2030_Technical_million_m3_Before Competition Groups_41 | Low Flow Pre-Rinse Spray Nozzle | 0.03263% | 0 | 0.63718 | Commercial_2030_Technical_million_m3_Before Competition Groups_Low Flow Pre-Rinse Spray Nozzle
Commercial | Com ¦ Condensing Storage Water Heater | 2030 | Achievable | million_m3 | Before Competition Groups | 0.23009 | 0 | 0 | 708.0541 | 0.00032496 | 33 | Commercial_2030_Achievable_million_m3_Before Competition Groups_33 | Condensing Storage Water Heater | 0.0325% | 0 | 0.23009 | Commercial_2030_Achievable_million_m3_Before Competition Groups_Condensing Storage Water Heater
Commercial | Com ¦ ENERGY STAR Steam Cooker | 2030 | Economic | million_m3 | Before Competition Groups | 0.41149 | 0 | 0 | 1785.7069 | 0.00023044 | 35 | Commercial_2030_Economic_million_m3_Before Competition Groups_35 | ENERGY STAR Steam Cooker | 0.02304% | 0 | 0.41149 | Commercial_2030_Economic_million_m3_Before Competition Groups_ENERGY STAR Steam Cooker
Commercial | Com ¦ ENERGY STAR Steam Cooker | 2030 | Technical | million_m3 | Before Competition Groups | 0.41149 | 0 | 0 | 1952.4893 | 0.00021075 | 42 | Commercial_2030_Technical_million_m3_Before Competition Groups_42 | ENERGY STAR Steam Cooker | 0.02108% | 0 | 0.41149 | Commercial_2030_Technical_million_m3_Before Competition Groups_ENERGY STAR Steam Cooker
Commercial | Com ¦ Drain Water Heat Recovery (DWHR) ¦New | 2030 | Economic | million_m3 | Before Competition Groups | 0.31734 | 0 | 0 | 1785.7069 | 0.00017771 | 36 | Commercial_2030_Economic_million_m3_Before Competition Groups_36 | Drain Water Heat Recovery (DWHR) ¦New | 0.01777% | 0 | 0.31734 | Commercial_2030_Economic_million_m3_Before Competition Groups_Drain Water Heat Recovery (DWHR) ¦New
Commercial | Com ¦ Drain Water Heat Recovery (DWHR) ¦New | 2030 | Technical | million_m3 | Before Competition Groups | 0.31734 | 0 | 0 | 1952.4893 | 0.00016253 | 43 | Commercial_2030_Technical_million_m3_Before Competition Groups_43 | Drain Water Heat Recovery (DWHR) ¦New | 0.01625% | 0 | 0.31734 | Commercial_2030_Technical_million_m3_Before Competition Groups_Drain Water Heat Recovery (DWHR) ¦New
Commercial | Com ¦ Gas Heat Pump Water Heater | 2030 | Achievable | million_m3 | Before Competition Groups | 0.11332 | 0 | 0 | 708.0541 | 0.00016004 | 34 | Commercial_2030_Achievable_million_m3_Before Competition Groups_34 | Gas Heat Pump Water Heater | 0.016% | 0 | 0.11332 | Commercial_2030_Achievable_million_m3_Before Competition Groups_Gas Heat Pump Water Heater
Commercial | Com ¦ Drain Water Heat Recovery (DWHR) ¦New | 2030 | Achievable | million_m3 | Before Competition Groups | 0.10223 | 0 | 0 | 708.0541 | 0.00014438 | 35 | Commercial_2030_Achievable_million_m3_Before Competition Groups_35 | Drain Water Heat Recovery (DWHR) ¦New | 0.01444% | 0 | 0.10223 | Commercial_2030_Achievable_million_m3_Before Competition Groups_Drain Water Heat Recovery (DWHR) ¦New
Commercial | Com ¦ Air Curtains | 2030 | Achievable | million_m3 | Before Competition Groups | 0.084175 | 0 | 0 | 708.0541 | 0.00011888 | 36 | Commercial_2030_Achievable_million_m3_Before Competition Groups_36 | Air Curtains | 0.01189% | 0 | 0.084175 | Commercial_2030_Achievable_million_m3_Before Competition Groups_Air Curtains
Commercial | Com ¦ Solar Water Preheat (Pools/DHW) | 2030 | Economic | million_m3 | Before Competition Groups | 0.19061 | 0 | 0 | 1785.7069 | 0.00010674 | 37 | Commercial_2030_Economic_million_m3_Before Competition Groups_37 | Solar Water Preheat (Pools/DHW) | 0.01067% | 0 | 0.19061 | Commercial_2030_Economic_million_m3_Before Competition Groups_Solar Water Preheat (Pools/DHW)
Commercial | Com ¦ Solar Water Preheat (Pools/DHW) | 2030 | Technical | million_m3 | Before Competition Groups | 0.19407 | 0 | 0 | 1952.4893 | 9.9395e-05 | 44 | Commercial_2030_Technical_million_m3_Before Competition Groups_44 | Solar Water Preheat (Pools/DHW) | 0.009939% | 0 | 0.19407 | Commercial_2030_Technical_million_m3_Before Competition Groups_Solar Water Preheat (Pools/DHW)
Commercial | Com ¦ Condensing Tankless Water Heater | 2030 | Achievable | million_m3 | Before Competition Groups | 0.059669 | 0 | 0 | 708.0541 | 8.4271e-05 | 37 | Commercial_2030_Achievable_million_m3_Before Competition Groups_37 | Condensing Tankless Water Heater | 0.008427% | 0 | 0.059669 | Commercial_2030_Achievable_million_m3_Before Competition Groups_Condensing Tankless Water Heater
Commercial | Com ¦ Air Curtains | 2030 | Economic | million_m3 | Before Competition Groups | 0.14195 | 0 | 0 | 1785.7069 | 7.9491e-05 | 38 | Commercial_2030_Economic_million_m3_Before Competition Groups_38 | Air Curtains | 0.007949% | 0 | 0.14195 | Commercial_2030_Economic_million_m3_Before Competition Groups_Air Curtains
Commercial | Com ¦ Air Curtains | 2030 | Technical | million_m3 | Before Competition Groups | 0.14195 | 0 | 0 | 1952.4893 | 7.2701e-05 | 45 | Commercial_2030_Technical_million_m3_Before Competition Groups_45 | Air Curtains | 0.00727% | 0 | 0.14195 | Commercial_2030_Technical_million_m3_Before Competition Groups_Air Curtains
Commercial | Com ¦ Solar Water Preheat (Pools/DHW) | 2030 | Achievable | million_m3 | Before Competition Groups | 0.045192 | 0 | 0 | 708.0541 | 6.3826e-05 | 38 | Commercial_2030_Achievable_million_m3_Before Competition Groups_38 | Solar Water Preheat (Pools/DHW) | 0.006383% | 0 | 0.045192 | Commercial_2030_Achievable_million_m3_Before Competition Groups_Solar Water Preheat (Pools/DHW)
Commercial | Com ¦ Super High Perf Glazing ¦RET | 2030 | Achievable | million_m3 | Before Competition Groups | 0.038671 | 0 | 0 | 708.0541 | 5.4616e-05 | 39 | Commercial_2030_Achievable_million_m3_Before Competition Groups_39 | Super High Perf Glazing ¦RET | 0.005462% | 0 | 0.038671 | Commercial_2030_Achievable_million_m3_Before Competition Groups_Super High Perf Glazing ¦RET
Commercial | Com ¦ Gas Convection Oven | 2030 | Technical | million_m3 | Before Competition Groups | 0.097407 | 0 | 0 | 1952.4893 | 4.9889e-05 | 46 | Commercial_2030_Technical_million_m3_Before Competition Groups_46 | Gas Convection Oven | 0.004989% | 0 | 0.097407 | Commercial_2030_Technical_million_m3_Before Competition Groups_Gas Convection Oven
Commercial | Com ¦ Solar Preheat Make up Air | 2030 | Technical | million_m3 | Before Competition Groups | 0.067651 | 0 | 0 | 1952.4893 | 3.4649e-05 | 47 | Commercial_2030_Technical_million_m3_Before Competition Groups_47 | Solar Preheat Make up Air | 0.003465% | 0 | 0.067651 | Commercial_2030_Technical_million_m3_Before Competition Groups_Solar Preheat Make up Air
Commercial | Com ¦ Super High Perf Glazing ¦RET | 2030 | Economic | million_m3 | Before Competition Groups | 0.061427 | 0 | 0 | 1785.7069 | 3.4399e-05 | 39 | Commercial_2030_Economic_million_m3_Before Competition Groups_39 | Super High Perf Glazing ¦RET | 0.00344% | 0 | 0.061427 | Commercial_2030_Economic_million_m3_Before Competition Groups_Super High Perf Glazing ¦RET
Commercial | Com ¦ Super High Perf Glazing ¦RET | 2030 | Technical | million_m3 | Before Competition Groups | 0.061427 | 0 | 0 | 1952.4893 | 3.1461e-05 | 48 | Commercial_2030_Technical_million_m3_Before Competition Groups_48 | Super High Perf Glazing ¦RET | 0.003146% | 0 | 0.061427 | Commercial_2030_Technical_million_m3_Before Competition Groups_Super High Perf Glazing ¦RET
Commercial | Com ¦ Super High Perf Glazing ¦New | 2030 | Achievable | million_m3 | Before Competition Groups | 0.0085768 | 0 | 0 | 708.0541 | 1.2113e-05 | 40 | Commercial_2030_Achievable_million_m3_Before Competition Groups_40 | Super High Perf Glazing ¦New | 0.001211% | 0 | 0.0085768 | Commercial_2030_Achievable_million_m3_Before Competition Groups_Super High Perf Glazing ¦New
Commercial | Com ¦ Super High Perf Glazing ¦New | 2030 | Economic | million_m3 | Before Competition Groups | 0.015737 | 0 | 0 | 1785.7069 | 8.8129e-06 | 40 | Commercial_2030_Economic_million_m3_Before Competition Groups_40 | Super High Perf Glazing ¦New | 0.0008813% | 0 | 0.015737 | Commercial_2030_Economic_million_m3_Before Competition Groups_Super High Perf Glazing ¦New
Commercial | Com ¦ Super High Perf Glazing ¦New | 2030 | Technical | million_m3 | Before Competition Groups | 0.015737 | 0 | 0 | 1952.4893 | 8.0601e-06 | 49 | Commercial_2030_Technical_million_m3_Before Competition Groups_49 | Super High Perf Glazing ¦New | 0.000806% | 0 | 0.015737 | Commercial_2030_Technical_million_m3_Before Competition Groups_Super High Perf Glazing ¦New
Commercial | Com ¦ Building Recommissioning, Operations and Maintenance (O&M) Improvements | 2031 | Economic | million_m3 | Before Competition Groups | 265.82 | 0 | 0 | 1832.8217 | 0.14503 | 1 | Commercial_2031_Economic_million_m3_Before Competition Groups_1 | Building Recommissioning, Operations and Maintenance (O&M) Improvements | 14.5% | 0 | 265.82 | Commercial_2031_Economic_million_m3_Before Competition Groups_Building Recommissioning, Operations and Maintenance (O&M) Improvements
Commercial | Com ¦ Building Recommissioning, Operations and Maintenance (O&M) Improvements | 2031 | Technical | million_m3 | Before Competition Groups | 265.82 | 0 | 0 | 2001.2622 | 0.13283 | 1 | Commercial_2031_Technical_million_m3_Before Competition Groups_1 | Building Recommissioning, Operations and Maintenance (O&M) Improvements | 13.28% | 0 | 265.82 | Commercial_2031_Technical_million_m3_Before Competition Groups_Building Recommissioning, Operations and Maintenance (O&M) Improvements
Commercial | Com ¦ Adaptive Thermostats | 2031 | Achievable | million_m3 | Before Competition Groups | 96.1918 | 0 | 0 | 824.9407 | 0.1166 | 1 | Commercial_2031_Achievable_million_m3_Before Competition Groups_1 | Adaptive Thermostats | 11.66% | 0 | 96.1918 | Commercial_2031_Achievable_million_m3_Before Competition Groups_Adaptive Thermostats
Commercial | Com ¦ Demand Control Ventilation | 2031 | Achievable | million_m3 | Before Competition Groups | 88.7155 | 0 | 0 | 824.9407 | 0.10754 | 2 | Commercial_2031_Achievable_million_m3_Before Competition Groups_2 | Demand Control Ventilation | 10.75% | 0 | 88.7155 | Commercial_2031_Achievable_million_m3_Before Competition Groups_Demand Control Ventilation
Commercial | Com ¦ Condensing Boiler ¦ Std | 2031 | Economic | million_m3 | Before Competition Groups | 187.5153 | 0 | 0 | 1832.8217 | 0.10231 | 2 | Commercial_2031_Economic_million_m3_Before Competition Groups_2 | Condensing Boiler ¦ Std | 10.23% | 0 | 187.5153 | Commercial_2031_Economic_million_m3_Before Competition Groups_Condensing Boiler ¦ Std
Commercial | Com ¦ Demand Control Ventilation | 2031 | Economic | million_m3 | Before Competition Groups | 180.9403 | 0 | 0 | 1832.8217 | 0.098722 | 3 | Commercial_2031_Economic_million_m3_Before Competition Groups_3 | Demand Control Ventilation | 9.872% | 0 | 180.9403 | Commercial_2031_Economic_million_m3_Before Competition Groups_Demand Control Ventilation
Commercial | Com ¦ Demand Control Ventilation | 2031 | Technical | million_m3 | Before Competition Groups | 187.5167 | 0 | 0 | 2001.2622 | 0.093699 | 2 | Commercial_2031_Technical_million_m3_Before Competition Groups_2 | Demand Control Ventilation | 9.37% | 0 | 187.5167 | Commercial_2031_Technical_million_m3_Before Competition Groups_Demand Control Ventilation
Commercial | Com ¦ Condensing Boiler ¦ Std | 2031 | Technical | million_m3 | Before Competition Groups | 187.5153 | 0 | 0 | 2001.2622 | 0.093699 | 3 | Commercial_2031_Technical_million_m3_Before Competition Groups_3 | Condensing Boiler ¦ Std | 9.37% | 0 | 187.5153 | Commercial_2031_Technical_million_m3_Before Competition Groups_Condensing Boiler ¦ Std
Commercial | Com ¦ Condensing Boiler ¦ Std | 2031 | Achievable | million_m3 | Before Competition Groups | 75.0183 | 0 | 0 | 824.9407 | 0.090938 | 3 | Commercial_2031_Achievable_million_m3_Before Competition Groups_3 | Condensing Boiler ¦ Std | 9.094% | 0 | 75.0183 | Commercial_2031_Achievable_million_m3_Before Competition Groups_Condensing Boiler ¦ Std
Commercial | Com ¦ Boilers - Advanced Controls (Steam Systems) | 2031 | Economic | million_m3 | Before Competition Groups | 143.7567 | 0 | 0 | 1832.8217 | 0.078435 | 4 | Commercial_2031_Economic_million_m3_Before Competition Groups_4 | Boilers - Advanced Controls (Steam Systems) | 7.843% | 0 | 143.7567 | Commercial_2031_Economic_million_m3_Before Competition Groups_Boilers - Advanced Controls (Steam Systems)
Commercial | Com ¦ Gas Fired Rooftop Units | 2031 | Economic | million_m3 | Before Competition Groups | 140.3614 | 0 | 0 | 1832.8217 | 0.076582 | 5 | Commercial_2031_Economic_million_m3_Before Competition Groups_5 | Gas Fired Rooftop Units | 7.658% | 0 | 140.3614 | Commercial_2031_Economic_million_m3_Before Competition Groups_Gas Fired Rooftop Units
Commercial | Com ¦ Adaptive Thermostats | 2031 | Economic | million_m3 | Before Competition Groups | 137.4502 | 0 | 0 | 1832.8217 | 0.074994 | 6 | Commercial_2031_Economic_million_m3_Before Competition Groups_6 | Adaptive Thermostats | 7.499% | 0 | 137.4502 | Commercial_2031_Economic_million_m3_Before Competition Groups_Adaptive Thermostats
Commercial | Com ¦ Boilers - Advanced Controls (Steam Systems) | 2031 | Technical | million_m3 | Before Competition Groups | 143.7567 | 0 | 0 | 2001.2622 | 0.071833 | 4 | Commercial_2031_Technical_million_m3_Before Competition Groups_4 | Boilers - Advanced Controls (Steam Systems) | 7.183% | 0 | 143.7567 | Commercial_2031_Technical_million_m3_Before Competition Groups_Boilers - Advanced Controls (Steam Systems)
Commercial | Com ¦ Gas Fired Rooftop Units | 2031 | Technical | million_m3 | Before Competition Groups | 140.3614 | 0 | 0 | 2001.2622 | 0.070136 | 5 | Commercial_2031_Technical_million_m3_Before Competition Groups_5 | Gas Fired Rooftop Units | 7.014% | 0 | 140.3614 | Commercial_2031_Technical_million_m3_Before Competition Groups_Gas Fired Rooftop Units
Commercial | Com ¦ Building Recommissioning, Operations and Maintenance (O&M) Improvements | 2031 | Achievable | million_m3 | Before Competition Groups | 56.773 | 0 | 0 | 824.9407 | 0.068821 | 4 | Commercial_2031_Achievable_million_m3_Before Competition Groups_4 | Building Recommissioning, Operations and Maintenance (O&M) Improvements | 6.882% | 0 | 56.773 | Commercial_2031_Achievable_million_m3_Before Competition Groups_Building Recommissioning, Operations and Maintenance (O&M) Improvements
Commercial | Com ¦ Adaptive Thermostats | 2031 | Technical | million_m3 | Before Competition Groups | 137.4502 | 0 | 0 | 2001.2622 | 0.068682 | 6 | Commercial_2031_Technical_million_m3_Before Competition Groups_6 | Adaptive Thermostats | 6.868% | 0 | 137.4502 | Commercial_2031_Technical_million_m3_Before Competition Groups_Adaptive Thermostats
Commercial | Com ¦ Air Handler with Dedicated Outdoor Air Systems | 2031 | Achievable | million_m3 | Before Competition Groups | 51.9043 | 0 | 0 | 824.9407 | 0.062919 | 5 | Commercial_2031_Achievable_million_m3_Before Competition Groups_5 | Air Handler with Dedicated Outdoor Air Systems | 6.292% | 0 | 51.9043 | Commercial_2031_Achievable_million_m3_Before Competition Groups_Air Handler with Dedicated Outdoor Air Systems
Commercial | Com ¦ Education and Capacity Building/Energy Behavior | 2031 | Achievable | million_m3 | Before Competition Groups | 49.0777 | 0 | 0 | 824.9407 | 0.059492 | 6 | Commercial_2031_Achievable_million_m3_Before Competition Groups_6 | Education and Capacity Building/Energy Behavior | 5.949% | 0 | 49.0777 | Commercial_2031_Achievable_million_m3_Before Competition Groups_Education and Capacity Building/Energy Behavior
Commercial | Com ¦ Air Handler with Dedicated Outdoor Air Systems | 2031 | Economic | million_m3 | Before Competition Groups | 98.1562 | 0 | 0 | 1832.8217 | 0.053555 | 7 | Commercial_2031_Economic_million_m3_Before Competition Groups_7 | Air Handler with Dedicated Outdoor Air Systems | 5.355% | 0 | 98.1562 | Commercial_2031_Economic_million_m3_Before Competition Groups_Air Handler with Dedicated Outdoor Air Systems
Commercial | Com ¦ Gas Fired Rooftop Units | 2031 | Achievable | million_m3 | Before Competition Groups | 42.6872 | 0 | 0 | 824.9407 | 0.051746 | 7 | Commercial_2031_Achievable_million_m3_Before Competition Groups_7 | Gas Fired Rooftop Units | 5.175% | 0 | 42.6872 | Commercial_2031_Achievable_million_m3_Before Competition Groups_Gas Fired Rooftop Units
Commercial | Com ¦ Boilers - Advanced Controls (Steam Systems) | 2031 | Achievable | million_m3 | Before Competition Groups | 41.7083 | 0 | 0 | 824.9407 | 0.050559 | 8 | Commercial_2031_Achievable_million_m3_Before Competition Groups_8 | Boilers - Advanced Controls (Steam Systems) | 5.056% | 0 | 41.7083 | Commercial_2031_Achievable_million_m3_Before Competition Groups_Boilers - Advanced Controls (Steam Systems)
Commercial | Com ¦ Air Handler with Dedicated Outdoor Air Systems | 2031 | Technical | million_m3 | Before Competition Groups | 98.1562 | 0 | 0 | 2001.2622 | 0.049047 | 7 | Commercial_2031_Technical_million_m3_Before Competition Groups_7 | Air Handler with Dedicated Outdoor Air Systems | 4.905% | 0 | 98.1562 | Commercial_2031_Technical_million_m3_Before Competition Groups_Air Handler with Dedicated Outdoor Air Systems
Commercial | Com ¦ Steam System Optimization | 2031 | Achievable | million_m3 | Before Competition Groups | 39.0527 | 0 | 0 | 824.9407 | 0.04734 | 9 | Commercial_2031_Achievable_million_m3_Before Competition Groups_9 | Steam System Optimization | 4.734% | 0 | 39.0527 | Commercial_2031_Achievable_million_m3_Before Competition Groups_Steam System Optimization
Commercial | Com ¦ Education and Capacity Building/Energy Behavior | 2031 | Economic | million_m3 | Before Competition Groups | 84.2307 | 0 | 0 | 1832.8217 | 0.045957 | 8 | Commercial_2031_Economic_million_m3_Before Competition Groups_8 | Education and Capacity Building/Energy Behavior | 4.596% | 0 | 84.2307 | Commercial_2031_Economic_million_m3_Before Competition Groups_Education and Capacity Building/Energy Behavior
Commercial | Com ¦ Destratification | 2031 | Achievable | million_m3 | Before Competition Groups | 37.278 | 0 | 0 | 824.9407 | 0.045189 | 10 | Commercial_2031_Achievable_million_m3_Before Competition Groups_10 | Destratification | 4.519% | 0 | 37.278 | Commercial_2031_Achievable_million_m3_Before Competition Groups_Destratification
Commercial | Com ¦ Furnace Tune-Up | 2031 | Achievable | million_m3 | Before Competition Groups | 35.7682 | 0 | 0 | 824.9407 | 0.043358 | 11 | Commercial_2031_Achievable_million_m3_Before Competition Groups_11 | Furnace Tune-Up | 4.336% | 0 | 35.7682 | Commercial_2031_Achievable_million_m3_Before Competition Groups_Furnace Tune-Up
Commercial | Com ¦ Education and Capacity Building/Energy Behavior | 2031 | Technical | million_m3 | Before Competition Groups | 84.2307 | 0 | 0 | 2001.2622 | 0.042089 | 8 | Commercial_2031_Technical_million_m3_Before Competition Groups_8 | Education and Capacity Building/Energy Behavior | 4.209% | 0 | 84.2307 | Commercial_2031_Technical_million_m3_Before Competition Groups_Education and Capacity Building/Energy Behavior
Commercial | Com ¦ Demand Control Kitchen Ventilation | 2031 | Achievable | million_m3 | Before Competition Groups | 34.4719 | 0 | 0 | 824.9407 | 0.041787 | 12 | Commercial_2031_Achievable_million_m3_Before Competition Groups_12 | Demand Control Kitchen Ventilation | 4.179% | 0 | 34.4719 | Commercial_2031_Achievable_million_m3_Before Competition Groups_Demand Control Kitchen Ventilation
Commercial | Com ¦ Advanced BAS/Controllers | 2031 | Economic | million_m3 | Before Competition Groups | 74.2736 | 0 | 0 | 1832.8217 | 0.040524 | 9 | Commercial_2031_Economic_million_m3_Before Competition Groups_9 | Advanced BAS/Controllers | 4.052% | 0 | 74.2736 | Commercial_2031_Economic_million_m3_Before Competition Groups_Advanced BAS/Controllers
Commercial | Com ¦ Condensing Make Up Air Unit | 2031 | Achievable | million_m3 | Before Competition Groups | 31.4866 | 0 | 0 | 824.9407 | 0.038168 | 13 | Commercial_2031_Achievable_million_m3_Before Competition Groups_13 | Condensing Make Up Air Unit | 3.817% | 0 | 31.4866 | Commercial_2031_Achievable_million_m3_Before Competition Groups_Condensing Make Up Air Unit
Commercial | Com ¦ Advanced BAS/Controllers | 2031 | Technical | million_m3 | Before Competition Groups | 74.2736 | 0 | 0 | 2001.2622 | 0.037113 | 9 | Commercial_2031_Technical_million_m3_Before Competition Groups_9 | Advanced BAS/Controllers | 3.711% | 0 | 74.2736 | Commercial_2031_Technical_million_m3_Before Competition Groups_Advanced BAS/Controllers
Commercial | Com ¦ Condensing Make Up Air Unit | 2031 | Economic | million_m3 | Before Competition Groups | 67.966 | 0 | 0 | 1832.8217 | 0.037083 | 10 | Commercial_2031_Economic_million_m3_Before Competition Groups_10 | Condensing Make Up Air Unit | 3.708% | 0 | 67.966 | Commercial_2031_Economic_million_m3_Before Competition Groups_Condensing Make Up Air Unit
Commercial | Com ¦ Gas Fired Heat Pump | 2031 | Achievable | million_m3 | Before Competition Groups | 29.0767 | 0 | 0 | 824.9407 | 0.035247 | 14 | Commercial_2031_Achievable_million_m3_Before Competition Groups_14 | Gas Fired Heat Pump | 3.525% | 0 | 29.0767 | Commercial_2031_Achievable_million_m3_Before Competition Groups_Gas Fired Heat Pump
Commercial | Com ¦ Demand Control Kitchen Ventilation | 2031 | Economic | million_m3 | Before Competition Groups | 63.3712 | 0 | 0 | 1832.8217 | 0.034576 | 11 | Commercial_2031_Economic_million_m3_Before Competition Groups_11 | Demand Control Kitchen Ventilation | 3.458% | 0 | 63.3712 | Commercial_2031_Economic_million_m3_Before Competition Groups_Demand Control Kitchen Ventilation
Commercial | Com ¦ Condensing Make Up Air Unit | 2031 | Technical | million_m3 | Before Competition Groups | 67.966 | 0 | 0 | 2001.2622 | 0.033962 | 10 | Commercial_2031_Technical_million_m3_Before Competition Groups_10 | Condensing Make Up Air Unit | 3.396% | 0 | 67.966 | Commercial_2031_Technical_million_m3_Before Competition Groups_Condensing Make Up Air Unit
Commercial | Com ¦ Demand Control Kitchen Ventilation | 2031 | Technical | million_m3 | Before Competition Groups | 63.3712 | 0 | 0 | 2001.2622 | 0.031666 | 11 | Commercial_2031_Technical_million_m3_Before Competition Groups_11 | Demand Control Kitchen Ventilation | 3.167% | 0 | 63.3712 | Commercial_2031_Technical_million_m3_Before Competition Groups_Demand Control Kitchen Ventilation
Commercial | Com ¦ Gas Fired Heat Pump | 2031 | Economic | million_m3 | Before Competition Groups | 57.109 | 0 | 0 | 1832.8217 | 0.031159 | 12 | Commercial_2031_Economic_million_m3_Before Competition Groups_12 | Gas Fired Heat Pump | 3.116% | 0 | 57.109 | Commercial_2031_Economic_million_m3_Before Competition Groups_Gas Fired Heat Pump
Commercial | Com ¦ Steam System Optimization | 2031 | Economic | million_m3 | Before Competition Groups | 54.0002 | 0 | 0 | 1832.8217 | 0.029463 | 13 | Commercial_2031_Economic_million_m3_Before Competition Groups_13 | Steam System Optimization | 2.946% | 0 | 54.0002 | Commercial_2031_Economic_million_m3_Before Competition Groups_Steam System Optimization
Commercial | Com ¦ Energy Recovery Ventilation and Ventilation (Enhanced) | 2031 | Technical | million_m3 | Before Competition Groups | 57.2938 | 0 | 0 | 2001.2622 | 0.028629 | 12 | Commercial_2031_Technical_million_m3_Before Competition Groups_12 | Energy Recovery Ventilation and Ventilation (Enhanced) | 2.863% | 0 | 57.2938 | Commercial_2031_Technical_million_m3_Before Competition Groups_Energy Recovery Ventilation and Ventilation (Enhanced)
Commercial | Com ¦ Gas Fired Heat Pump | 2031 | Technical | million_m3 | Before Competition Groups | 57.109 | 0 | 0 | 2001.2622 | 0.028536 | 13 | Commercial_2031_Technical_million_m3_Before Competition Groups_13 | Gas Fired Heat Pump | 2.854% | 0 | 57.109 | Commercial_2031_Technical_million_m3_Before Competition Groups_Gas Fired Heat Pump
Commercial | Com ¦ Advanced BAS/Controllers | 2031 | Achievable | million_m3 | Before Competition Groups | 23.5309 | 0 | 0 | 824.9407 | 0.028524 | 15 | Commercial_2031_Achievable_million_m3_Before Competition Groups_15 | Advanced BAS/Controllers | 2.852% | 0 | 23.5309 | Commercial_2031_Achievable_million_m3_Before Competition Groups_Advanced BAS/Controllers
Commercial | Com ¦ Destratification | 2031 | Economic | million_m3 | Before Competition Groups | 51.7822 | 0 | 0 | 1832.8217 | 0.028253 | 14 | Commercial_2031_Economic_million_m3_Before Competition Groups_14 | Destratification | 2.825% | 0 | 51.7822 | Commercial_2031_Economic_million_m3_Before Competition Groups_Destratification
Commercial | Com ¦ Furnace Tune-Up | 2031 | Economic | million_m3 | Before Competition Groups | 49.9292 | 0 | 0 | 1832.8217 | 0.027242 | 15 | Commercial_2031_Economic_million_m3_Before Competition Groups_15 | Furnace Tune-Up | 2.724% | 0 | 49.9292 | Commercial_2031_Economic_million_m3_Before Competition Groups_Furnace Tune-Up
Commercial | Com ¦ Steam System Optimization | 2031 | Technical | million_m3 | Before Competition Groups | 54.0002 | 0 | 0 | 2001.2622 | 0.026983 | 14 | Commercial_2031_Technical_million_m3_Before Competition Groups_14 | Steam System Optimization | 2.698% | 0 | 54.0002 | Commercial_2031_Technical_million_m3_Before Competition Groups_Steam System Optimization
Commercial | Com ¦ Destratification | 2031 | Technical | million_m3 | Before Competition Groups | 51.7822 | 0 | 0 | 2001.2622 | 0.025875 | 15 | Commercial_2031_Technical_million_m3_Before Competition Groups_15 | Destratification | 2.587% | 0 | 51.7822 | Commercial_2031_Technical_million_m3_Before Competition Groups_Destratification
Commercial | Com ¦ Furnace Tune-Up | 2031 | Technical | million_m3 | Before Competition Groups | 49.9292 | 0 | 0 | 2001.2622 | 0.024949 | 16 | Commercial_2031_Technical_million_m3_Before Competition Groups_16 | Furnace Tune-Up | 2.495% | 0 | 49.9292 | Commercial_2031_Technical_million_m3_Before Competition Groups_Furnace Tune-Up
Commercial | Com ¦ Wall Insulation | 2031 | Achievable | million_m3 | Before Competition Groups | 20.1778 | 0 | 0 | 824.9407 | 0.02446 | 16 | Commercial_2031_Achievable_million_m3_Before Competition Groups_16 | Wall Insulation | 2.446% | 0 | 20.1778 | Commercial_2031_Achievable_million_m3_Before Competition Groups_Wall Insulation
Commercial | Com ¦ Condensing Unit Heaters or other Efficient Unit Heating System | 2031 | Economic | million_m3 | Before Competition Groups | 40.3806 | 0 | 0 | 1832.8217 | 0.022032 | 16 | Commercial_2031_Economic_million_m3_Before Competition Groups_16 | Condensing Unit Heaters or other Efficient Unit Heating System | 2.203% | 0 | 40.3806 | Commercial_2031_Economic_million_m3_Before Competition Groups_Condensing Unit Heaters or other Efficient Unit Heating System
Commercial | Com ¦ Condensing Unit Heaters or other Efficient Unit Heating System | 2031 | Achievable | million_m3 | Before Competition Groups | 16.709 | 0 | 0 | 824.9407 | 0.020255 | 17 | Commercial_2031_Achievable_million_m3_Before Competition Groups_17 | Condensing Unit Heaters or other Efficient Unit Heating System | 2.025% | 0 | 16.709 | Commercial_2031_Achievable_million_m3_Before Competition Groups_Condensing Unit Heaters or other Efficient Unit Heating System
Commercial | Com ¦ Condensing Unit Heaters or other Efficient Unit Heating System | 2031 | Technical | million_m3 | Before Competition Groups | 40.3806 | 0 | 0 | 2001.2622 | 0.020178 | 17 | Commercial_2031_Technical_million_m3_Before Competition Groups_17 | Condensing Unit Heaters or other Efficient Unit Heating System | 2.018% | 0 | 40.3806 | Commercial_2031_Technical_million_m3_Before Competition Groups_Condensing Unit Heaters or other Efficient Unit Heating System
Commercial | Com ¦ High Efficiency Condensing Furnace AFUE 95% from 80% code | 2031 | Technical | million_m3 | Before Competition Groups | 36.7061 | 0 | 0 | 2001.2622 | 0.018341 | 18 | Commercial_2031_Technical_million_m3_Before Competition Groups_18 | High Efficiency Condensing Furnace AFUE 95% from 80% code | 1.834% | 0 | 36.7061 | Commercial_2031_Technical_million_m3_Before Competition Groups_High Efficiency Condensing Furnace AFUE 95% from 80% code
Commercial | Com ¦ Energy Efficient Laboratory Fume Hood | 2031 | Achievable | million_m3 | Before Competition Groups | 14.2718 | 0 | 0 | 824.9407 | 0.0173 | 18 | Commercial_2031_Achievable_million_m3_Before Competition Groups_18 | Energy Efficient Laboratory Fume Hood | 1.73% | 0 | 14.2718 | Commercial_2031_Achievable_million_m3_Before Competition Groups_Energy Efficient Laboratory Fume Hood
Commercial | Com ¦ Heat Recovery Ventilator | 2031 | Technical | million_m3 | Before Competition Groups | 30.9495 | 0 | 0 | 2001.2622 | 0.015465 | 19 | Commercial_2031_Technical_million_m3_Before Competition Groups_19 | Heat Recovery Ventilator | 1.547% | 0 | 30.9495 | Commercial_2031_Technical_million_m3_Before Competition Groups_Heat Recovery Ventilator
Commercial | Com ¦ Wall Insulation | 2031 | Economic | million_m3 | Before Competition Groups | 27.8651 | 0 | 0 | 1832.8217 | 0.015203 | 17 | Commercial_2031_Economic_million_m3_Before Competition Groups_17 | Wall Insulation | 1.52% | 0 | 27.8651 | Commercial_2031_Economic_million_m3_Before Competition Groups_Wall Insulation
Commercial | Com ¦ Wall Insulation | 2031 | Technical | million_m3 | Before Competition Groups | 27.8651 | 0 | 0 | 2001.2622 | 0.013924 | 20 | Commercial_2031_Technical_million_m3_Before Competition Groups_20 | Wall Insulation | 1.392% | 0 | 27.8651 | Commercial_2031_Technical_million_m3_Before Competition Groups_Wall Insulation
Commercial | Com ¦ Demand controlled Circulating Systems | 2031 | Achievable | million_m3 | Before Competition Groups | 10.5809 | 0 | 0 | 824.9407 | 0.012826 | 19 | Commercial_2031_Achievable_million_m3_Before Competition Groups_19 | Demand controlled Circulating Systems | 1.283% | 0 | 10.5809 | Commercial_2031_Achievable_million_m3_Before Competition Groups_Demand controlled Circulating Systems
Commercial | Com ¦ Energy Efficient Laboratory Fume Hood | 2031 | Economic | million_m3 | Before Competition Groups | 19.8022 | 0 | 0 | 1832.8217 | 0.010804 | 18 | Commercial_2031_Economic_million_m3_Before Competition Groups_18 | Energy Efficient Laboratory Fume Hood | 1.08% | 0 | 19.8022 | Commercial_2031_Economic_million_m3_Before Competition Groups_Energy Efficient Laboratory Fume Hood
Commercial | Com ¦ Duct Insulation, R8 | 2031 | Achievable | million_m3 | Before Competition Groups | 8.3023 | 0 | 0 | 824.9407 | 0.010064 | 20 | Commercial_2031_Achievable_million_m3_Before Competition Groups_20 | Duct Insulation, R8 | 1.006% | 0 | 8.3023 | Commercial_2031_Achievable_million_m3_Before Competition Groups_Duct Insulation, R8
Commercial | Com ¦ Energy Efficient Laboratory Fume Hood | 2031 | Technical | million_m3 | Before Competition Groups | 19.8022 | 0 | 0 | 2001.2622 | 0.0098948 | 21 | Commercial_2031_Technical_million_m3_Before Competition Groups_21 | Energy Efficient Laboratory Fume Hood | 0.9895% | 0 | 19.8022 | Commercial_2031_Technical_million_m3_Before Competition Groups_Energy Efficient Laboratory Fume Hood
Commercial | Com ¦ Super-High Efficiency Furnaces (Emerging Tech) | 2031 | Technical | million_m3 | Before Competition Groups | 17.2181 | 0 | 0 | 2001.2622 | 0.0086036 | 22 | Commercial_2031_Technical_million_m3_Before Competition Groups_22 | Super-High Efficiency Furnaces (Emerging Tech) | 0.8604% | 0 | 17.2181 | Commercial_2031_Technical_million_m3_Before Competition Groups_Super-High Efficiency Furnaces (Emerging Tech)
Commercial | Com ¦ Demand controlled Circulating Systems | 2031 | Economic | million_m3 | Before Competition Groups | 14.612 | 0 | 0 | 1832.8217 | 0.0079724 | 19 | Commercial_2031_Economic_million_m3_Before Competition Groups_19 | Demand controlled Circulating Systems | 0.7972% | 0 | 14.612 | Commercial_2031_Economic_million_m3_Before Competition Groups_Demand controlled Circulating Systems
Commercial | Com ¦ Boiler Measures | 2031 | Technical | million_m3 | Before Competition Groups | 15.3293 | 0 | 0 | 2001.2622 | 0.0076598 | 23 | Commercial_2031_Technical_million_m3_Before Competition Groups_23 | Boiler Measures | 0.766% | 0 | 15.3293 | Commercial_2031_Technical_million_m3_Before Competition Groups_Boiler Measures
Commercial | Com ¦ Demand controlled Circulating Systems | 2031 | Technical | million_m3 | Before Competition Groups | 14.612 | 0 | 0 | 2001.2622 | 0.0073014 | 24 | Commercial_2031_Technical_million_m3_Before Competition Groups_24 | Demand controlled Circulating Systems | 0.7301% | 0 | 14.612 | Commercial_2031_Technical_million_m3_Before Competition Groups_Demand controlled Circulating Systems
Commercial | Com ¦ Energy Recovery Ventilation and Ventilation (Enhanced) | 2031 | Economic | million_m3 | Before Competition Groups | 11.868 | 0 | 0 | 1832.8217 | 0.0064753 | 20 | Commercial_2031_Economic_million_m3_Before Competition Groups_20 | Energy Recovery Ventilation and Ventilation (Enhanced) | 0.6475% | 0 | 11.868 | Commercial_2031_Economic_million_m3_Before Competition Groups_Energy Recovery Ventilation and Ventilation (Enhanced)
Commercial | Com ¦ Duct Insulation, R8 | 2031 | Economic | million_m3 | Before Competition Groups | 11.5332 | 0 | 0 | 1832.8217 | 0.0062926 | 21 | Commercial_2031_Economic_million_m3_Before Competition Groups_21 | Duct Insulation, R8 | 0.6293% | 0 | 11.5332 | Commercial_2031_Economic_million_m3_Before Competition Groups_Duct Insulation, R8
Commercial | Com ¦ Ozone Laundry Treatment | 2031 | Achievable | million_m3 | Before Competition Groups | 4.9202 | 0 | 0 | 824.9407 | 0.0059643 | 21 | Commercial_2031_Achievable_million_m3_Before Competition Groups_21 | Ozone Laundry Treatment | 0.5964% | 0 | 4.9202 | Commercial_2031_Achievable_million_m3_Before Competition Groups_Ozone Laundry Treatment
Commercial | Com ¦ Duct Insulation, R8 | 2031 | Technical | million_m3 | Before Competition Groups | 11.5332 | 0 | 0 | 2001.2622 | 0.005763 | 25 | Commercial_2031_Technical_million_m3_Before Competition Groups_25 | Duct Insulation, R8 | 0.5763% | 0 | 11.5332 | Commercial_2031_Technical_million_m3_Before Competition Groups_Duct Insulation, R8
Commercial | Com ¦ ENERGY STAR Fryer (84% eff) | 2031 | Achievable | million_m3 | Before Competition Groups | 3.6555 | 0 | 0 | 824.9407 | 0.0044312 | 22 | Commercial_2031_Achievable_million_m3_Before Competition Groups_22 | ENERGY STAR Fryer (84% eff) | 0.4431% | 0 | 3.6555 | Commercial_2031_Achievable_million_m3_Before Competition Groups_ENERGY STAR Fryer (84% eff)
Commercial | Com ¦ Roof Insulation/Ceiling Insulation (R25 Code to R35) | 2031 | Technical | million_m3 | Before Competition Groups | 8.7816 | 0 | 0 | 2001.2622 | 0.004388 | 26 | Commercial_2031_Technical_million_m3_Before Competition Groups_26 | Roof Insulation/Ceiling Insulation (R25 Code to R35) | 0.4388% | 0 | 8.7816 | Commercial_2031_Technical_million_m3_Before Competition Groups_Roof Insulation/Ceiling Insulation (R25 Code to R35)
Commercial | Com ¦ Ozone Laundry Treatment | 2031 | Economic | million_m3 | Before Competition Groups | 7.5483 | 0 | 0 | 1832.8217 | 0.0041184 | 22 | Commercial_2031_Economic_million_m3_Before Competition Groups_22 | Ozone Laundry Treatment | 0.4118% | 0 | 7.5483 | Commercial_2031_Economic_million_m3_Before Competition Groups_Ozone Laundry Treatment
Commercial | Com ¦ High Efficiency Underfired Broilers | 2031 | Achievable | million_m3 | Before Competition Groups | 3.3507 | 0 | 0 | 824.9407 | 0.0040618 | 23 | Commercial_2031_Achievable_million_m3_Before Competition Groups_23 | High Efficiency Underfired Broilers | 0.4062% | 0 | 3.3507 | Commercial_2031_Achievable_million_m3_Before Competition Groups_High Efficiency Underfired Broilers
Commercial | Com ¦ Heat Recovery Ventilator | 2031 | Economic | million_m3 | Before Competition Groups | 7.0008 | 0 | 0 | 1832.8217 | 0.0038197 | 23 | Commercial_2031_Economic_million_m3_Before Competition Groups_23 | Heat Recovery Ventilator | 0.382% | 0 | 7.0008 | Commercial_2031_Economic_million_m3_Before Competition Groups_Heat Recovery Ventilator
Commercial | Com ¦ Ozone Laundry Treatment | 2031 | Technical | million_m3 | Before Competition Groups | 7.5483 | 0 | 0 | 2001.2622 | 0.0037718 | 27 | Commercial_2031_Technical_million_m3_Before Competition Groups_27 | Ozone Laundry Treatment | 0.3772% | 0 | 7.5483 | Commercial_2031_Technical_million_m3_Before Competition Groups_Ozone Laundry Treatment
Commercial | Com ¦ ENERGY STAR Fryer (84% eff) | 2031 | Economic | million_m3 | Before Competition Groups | 6.2831 | 0 | 0 | 1832.8217 | 0.0034281 | 24 | Commercial_2031_Economic_million_m3_Before Competition Groups_24 | ENERGY STAR Fryer (84% eff) | 0.3428% | 0 | 6.2831 | Commercial_2031_Economic_million_m3_Before Competition Groups_ENERGY STAR Fryer (84% eff)
Commercial | Com ¦ Infrared Heaters | 2031 | Economic | million_m3 | Before Competition Groups | 6.0058 | 0 | 0 | 1832.8217 | 0.0032768 | 25 | Commercial_2031_Economic_million_m3_Before Competition Groups_25 | Infrared Heaters | 0.3277% | 0 | 6.0058 | Commercial_2031_Economic_million_m3_Before Competition Groups_Infrared Heaters
Commercial | Com ¦ ENERGY STAR Fryer (84% eff) | 2031 | Technical | million_m3 | Before Competition Groups | 6.2831 | 0 | 0 | 2001.2622 | 0.0031395 | 28 | Commercial_2031_Technical_million_m3_Before Competition Groups_28 | ENERGY STAR Fryer (84% eff) | 0.314% | 0 | 6.2831 | Commercial_2031_Technical_million_m3_Before Competition Groups_ENERGY STAR Fryer (84% eff)
Commercial | Com ¦ Infrared Heaters | 2031 | Technical | million_m3 | Before Competition Groups | 6.0058 | 0 | 0 | 2001.2622 | 0.003001 | 29 | Commercial_2031_Technical_million_m3_Before Competition Groups_29 | Infrared Heaters | 0.3001% | 0 | 6.0058 | Commercial_2031_Technical_million_m3_Before Competition Groups_Infrared Heaters
Commercial | Com ¦ ENERGY STAR Griddle (74% eff) | 2031 | Achievable | million_m3 | Before Competition Groups | 2.4301 | 0 | 0 | 824.9407 | 0.0029458 | 24 | Commercial_2031_Achievable_million_m3_Before Competition Groups_24 | ENERGY STAR Griddle (74% eff) | 0.2946% | 0 | 2.4301 | Commercial_2031_Achievable_million_m3_Before Competition Groups_ENERGY STAR Griddle (74% eff)
Commercial | Com ¦ High Efficiency Underfired Broilers | 2031 | Economic | million_m3 | Before Competition Groups | 5.3328 | 0 | 0 | 1832.8217 | 0.0029096 | 26 | Commercial_2031_Economic_million_m3_Before Competition Groups_26 | High Efficiency Underfired Broilers | 0.291% | 0 | 5.3328 | Commercial_2031_Economic_million_m3_Before Competition Groups_High Efficiency Underfired Broilers
Commercial | Com ¦ Condensing Storage Water Heater | 2031 | Technical | million_m3 | Before Competition Groups | 5.3397 | 0 | 0 | 2001.2622 | 0.0026681 | 30 | Commercial_2031_Technical_million_m3_Before Competition Groups_30 | Condensing Storage Water Heater | 0.2668% | 0 | 5.3397 | Commercial_2031_Technical_million_m3_Before Competition Groups_Condensing Storage Water Heater
Commercial | Com ¦ High Efficiency Underfired Broilers | 2031 | Technical | million_m3 | Before Competition Groups | 5.3328 | 0 | 0 | 2001.2622 | 0.0026647 | 31 | Commercial_2031_Technical_million_m3_Before Competition Groups_31 | High Efficiency Underfired Broilers | 0.2665% | 0 | 5.3328 | Commercial_2031_Technical_million_m3_Before Competition Groups_High Efficiency Underfired Broilers
Commercial | Com ¦ Infrared Heaters | 2031 | Achievable | million_m3 | Before Competition Groups | 2.0992 | 0 | 0 | 824.9407 | 0.0025447 | 25 | Commercial_2031_Achievable_million_m3_Before Competition Groups_25 | Infrared Heaters | 0.2545% | 0 | 2.0992 | Commercial_2031_Achievable_million_m3_Before Competition Groups_Infrared Heaters
Commercial | Com ¦ ENERGY STAR Griddle (74% eff) | 2031 | Economic | million_m3 | Before Competition Groups | 4.1274 | 0 | 0 | 1832.8217 | 0.0022519 | 27 | Commercial_2031_Economic_million_m3_Before Competition Groups_27 | ENERGY STAR Griddle (74% eff) | 0.2252% | 0 | 4.1274 | Commercial_2031_Economic_million_m3_Before Competition Groups_ENERGY STAR Griddle (74% eff)
Commercial | Com ¦ ENERGY STAR Griddle (74% eff) | 2031 | Technical | million_m3 | Before Competition Groups | 4.1274 | 0 | 0 | 2001.2622 | 0.0020624 | 32 | Commercial_2031_Technical_million_m3_Before Competition Groups_32 | ENERGY STAR Griddle (74% eff) | 0.2062% | 0 | 4.1274 | Commercial_2031_Technical_million_m3_Before Competition Groups_ENERGY STAR Griddle (74% eff)
Commercial | Com ¦ ENERGY STAR Dishwasher | 2031 | Economic | million_m3 | Before Competition Groups | 3.4722 | 0 | 0 | 1832.8217 | 0.0018945 | 28 | Commercial_2031_Economic_million_m3_Before Competition Groups_28 | ENERGY STAR Dishwasher | 0.1894% | 0 | 3.4722 | Commercial_2031_Economic_million_m3_Before Competition Groups_ENERGY STAR Dishwasher
Commercial | Com ¦ HOTEL OCCUPANCY CONTROLS (HVAC + LIGHTING) | 2031 | Technical | million_m3 | Before Competition Groups | 3.7792 | 0 | 0 | 2001.2622 | 0.0018884 | 33 | Commercial_2031_Technical_million_m3_Before Competition Groups_33 | HOTEL OCCUPANCY CONTROLS (HVAC + LIGHTING) | 0.1888% | 0 | 3.7792 | Commercial_2031_Technical_million_m3_Before Competition Groups_HOTEL OCCUPANCY CONTROLS (HVAC + LIGHTING)
Commercial | Com ¦ Ice Rink Heat Recovery | 2031 | Technical | million_m3 | Before Competition Groups | 3.7071 | 0 | 0 | 2001.2622 | 0.0018524 | 34 | Commercial_2031_Technical_million_m3_Before Competition Groups_34 | Ice Rink Heat Recovery | 0.1852% | 0 | 3.7071 | Commercial_2031_Technical_million_m3_Before Competition Groups_Ice Rink Heat Recovery
Commercial | Com ¦ Condensing Storage Water Heater | 2031 | Economic | million_m3 | Before Competition Groups | 3.2008 | 0 | 0 | 1832.8217 | 0.0017464 | 29 | Commercial_2031_Economic_million_m3_Before Competition Groups_29 | Condensing Storage Water Heater | 0.1746% | 0 | 3.2008 | Commercial_2031_Economic_million_m3_Before Competition Groups_Condensing Storage Water Heater
Commercial | Com ¦ ENERGY STAR Dishwasher | 2031 | Technical | million_m3 | Before Competition Groups | 3.4722 | 0 | 0 | 2001.2622 | 0.001735 | 35 | Commercial_2031_Technical_million_m3_Before Competition Groups_35 | ENERGY STAR Dishwasher | 0.1735% | 0 | 3.4722 | Commercial_2031_Technical_million_m3_Before Competition Groups_ENERGY STAR Dishwasher
Commercial | Com ¦ Condensing Tankless Water Heater | 2031 | Technical | million_m3 | Before Competition Groups | 3.1002 | 0 | 0 | 2001.2622 | 0.0015491 | 36 | Commercial_2031_Technical_million_m3_Before Competition Groups_36 | Condensing Tankless Water Heater | 0.1549% | 0 | 3.1002 | Commercial_2031_Technical_million_m3_Before Competition Groups_Condensing Tankless Water Heater
Commercial | Com ¦ ENERGY STAR Dishwasher | 2031 | Achievable | million_m3 | Before Competition Groups | 1.1576 | 0 | 0 | 824.9407 | 0.0014032 | 26 | Commercial_2031_Achievable_million_m3_Before Competition Groups_26 | ENERGY STAR Dishwasher | 0.1403% | 0 | 1.1576 | Commercial_2031_Achievable_million_m3_Before Competition Groups_ENERGY STAR Dishwasher
Commercial | Com ¦ Gas Heat Pump Water Heater | 2031 | Technical | million_m3 | Before Competition Groups | 2.6622 | 0 | 0 | 2001.2622 | 0.0013303 | 37 | Commercial_2031_Technical_million_m3_Before Competition Groups_37 | Gas Heat Pump Water Heater | 0.133% | 0 | 2.6622 | Commercial_2031_Technical_million_m3_Before Competition Groups_Gas Heat Pump Water Heater
Commercial | Com ¦ Energy Recovery Ventilation and Ventilation (Enhanced) | 2031 | Achievable | million_m3 | Before Competition Groups | 1.0377 | 0 | 0 | 824.9407 | 0.0012579 | 27 | Commercial_2031_Achievable_million_m3_Before Competition Groups_27 | Energy Recovery Ventilation and Ventilation (Enhanced) | 0.1258% | 0 | 1.0377 | Commercial_2031_Achievable_million_m3_Before Competition Groups_Energy Recovery Ventilation and Ventilation (Enhanced)
Commercial | Com ¦ Drain Water Heat Recovery (DWHR) ¦ Retro | 2031 | Achievable | million_m3 | Before Competition Groups | 0.90061 | 0 | 0 | 824.9407 | 0.0010917 | 28 | Commercial_2031_Achievable_million_m3_Before Competition Groups_28 | Drain Water Heat Recovery (DWHR) ¦ Retro | 0.1092% | 0 | 0.90061 | Commercial_2031_Achievable_million_m3_Before Competition Groups_Drain Water Heat Recovery (DWHR) ¦ Retro
Commercial | Com ¦ Dock Door Seals | 2031 | Technical | million_m3 | Before Competition Groups | 1.877 | 0 | 0 | 2001.2622 | 0.0009379 | 38 | Commercial_2031_Technical_million_m3_Before Competition Groups_38 | Dock Door Seals | 0.09379% | 0 | 1.877 | Commercial_2031_Technical_million_m3_Before Competition Groups_Dock Door Seals
Commercial | Com ¦ Condensing Tankless Water Heater | 2031 | Economic | million_m3 | Before Competition Groups | 1.5947 | 0 | 0 | 1832.8217 | 0.00087009 | 30 | Commercial_2031_Economic_million_m3_Before Competition Groups_30 | Condensing Tankless Water Heater | 0.08701% | 0 | 1.5947 | Commercial_2031_Economic_million_m3_Before Competition Groups_Condensing Tankless Water Heater
Commercial | Com ¦ CEE Tier 2/Energy Star Clothes Washers | 2031 | Achievable | million_m3 | Before Competition Groups | 0.68604 | 0 | 0 | 824.9407 | 0.00083162 | 29 | Commercial_2031_Achievable_million_m3_Before Competition Groups_29 | CEE Tier 2/Energy Star Clothes Washers | 0.08316% | 0 | 0.68604 | Commercial_2031_Achievable_million_m3_Before Competition Groups_CEE Tier 2/Energy Star Clothes Washers
Commercial | Com ¦ Gas Heat Pump Water Heater | 2031 | Economic | million_m3 | Before Competition Groups | 1.3921 | 0 | 0 | 1832.8217 | 0.00075951 | 31 | Commercial_2031_Economic_million_m3_Before Competition Groups_31 | Gas Heat Pump Water Heater | 0.07595% | 0 | 1.3921 | Commercial_2031_Economic_million_m3_Before Competition Groups_Gas Heat Pump Water Heater
Commercial | Com ¦ Drain Water Heat Recovery (DWHR) ¦ Retro | 2031 | Economic | million_m3 | Before Competition Groups | 1.2068 | 0 | 0 | 1832.8217 | 0.00065846 | 32 | Commercial_2031_Economic_million_m3_Before Competition Groups_32 | Drain Water Heat Recovery (DWHR) ¦ Retro | 0.06585% | 0 | 1.2068 | Commercial_2031_Economic_million_m3_Before Competition Groups_Drain Water Heat Recovery (DWHR) ¦ Retro
Commercial | Com ¦ Drain Water Heat Recovery (DWHR) ¦ Retro | 2031 | Technical | million_m3 | Before Competition Groups | 1.2068 | 0 | 0 | 2001.2622 | 0.00060304 | 39 | Commercial_2031_Technical_million_m3_Before Competition Groups_39 | Drain Water Heat Recovery (DWHR) ¦ Retro | 0.0603% | 0 | 1.2068 | Commercial_2031_Technical_million_m3_Before Competition Groups_Drain Water Heat Recovery (DWHR) ¦ Retro
Commercial | Com ¦ CEE Tier 2/Energy Star Clothes Washers | 2031 | Economic | million_m3 | Before Competition Groups | 1.0363 | 0 | 0 | 1832.8217 | 0.00056539 | 33 | Commercial_2031_Economic_million_m3_Before Competition Groups_33 | CEE Tier 2/Energy Star Clothes Washers | 0.05654% | 0 | 1.0363 | Commercial_2031_Economic_million_m3_Before Competition Groups_CEE Tier 2/Energy Star Clothes Washers
Commercial | Com ¦ CEE Tier 2/Energy Star Clothes Washers | 2031 | Technical | million_m3 | Before Competition Groups | 1.0363 | 0 | 0 | 2001.2622 | 0.0005178 | 40 | Commercial_2031_Technical_million_m3_Before Competition Groups_40 | CEE Tier 2/Energy Star Clothes Washers | 0.05178% | 0 | 1.0363 | Commercial_2031_Technical_million_m3_Before Competition Groups_CEE Tier 2/Energy Star Clothes Washers
Commercial | Com ¦ Heat Recovery Ventilator | 2031 | Achievable | million_m3 | Before Competition Groups | 0.41754 | 0 | 0 | 824.9407 | 0.00050615 | 30 | Commercial_2031_Achievable_million_m3_Before Competition Groups_30 | Heat Recovery Ventilator | 0.05061% | 0 | 0.41754 | Commercial_2031_Achievable_million_m3_Before Competition Groups_Heat Recovery Ventilator
Commercial | Com ¦ Low Flow Pre-Rinse Spray Nozzle | 2031 | Achievable | million_m3 | Before Competition Groups | 0.38626 | 0 | 0 | 824.9407 | 0.00046823 | 31 | Commercial_2031_Achievable_million_m3_Before Competition Groups_31 | Low Flow Pre-Rinse Spray Nozzle | 0.04682% | 0 | 0.38626 | Commercial_2031_Achievable_million_m3_Before Competition Groups_Low Flow Pre-Rinse Spray Nozzle
Commercial | Com ¦ Low Flow Pre-Rinse Spray Nozzle | 2031 | Economic | million_m3 | Before Competition Groups | 0.66287 | 0 | 0 | 1832.8217 | 0.00036167 | 34 | Commercial_2031_Economic_million_m3_Before Competition Groups_34 | Low Flow Pre-Rinse Spray Nozzle | 0.03617% | 0 | 0.66287 | Commercial_2031_Economic_million_m3_Before Competition Groups_Low Flow Pre-Rinse Spray Nozzle
Commercial | Com ¦ Condensing Storage Water Heater | 2031 | Achievable | million_m3 | Before Competition Groups | 0.29046 | 0 | 0 | 824.9407 | 0.0003521 | 32 | Commercial_2031_Achievable_million_m3_Before Competition Groups_32 | Condensing Storage Water Heater | 0.03521% | 0 | 0.29046 | Commercial_2031_Achievable_million_m3_Before Competition Groups_Condensing Storage Water Heater
Commercial | Com ¦ Low Flow Pre-Rinse Spray Nozzle | 2031 | Technical | million_m3 | Before Competition Groups | 0.66287 | 0 | 0 | 2001.2622 | 0.00033123 | 41 | Commercial_2031_Technical_million_m3_Before Competition Groups_41 | Low Flow Pre-Rinse Spray Nozzle | 0.03312% | 0 | 0.66287 | Commercial_2031_Technical_million_m3_Before Competition Groups_Low Flow Pre-Rinse Spray Nozzle
Commercial | Com ¦ ENERGY STAR Steam Cooker | 2031 | Achievable | million_m3 | Before Competition Groups | 0.26162 | 0 | 0 | 824.9407 | 0.00031714 | 33 | Commercial_2031_Achievable_million_m3_Before Competition Groups_33 | ENERGY STAR Steam Cooker | 0.03171% | 0 | 0.26162 | Commercial_2031_Achievable_million_m3_Before Competition Groups_ENERGY STAR Steam Cooker
Commercial | Com ¦ ENERGY STAR Steam Cooker | 2031 | Economic | million_m3 | Before Competition Groups | 0.44959 | 0 | 0 | 1832.8217 | 0.0002453 | 35 | Commercial_2031_Economic_million_m3_Before Competition Groups_35 | ENERGY STAR Steam Cooker | 0.02453% | 0 | 0.44959 | Commercial_2031_Economic_million_m3_Before Competition Groups_ENERGY STAR Steam Cooker
Commercial | Com ¦ ENERGY STAR Steam Cooker | 2031 | Technical | million_m3 | Before Competition Groups | 0.44959 | 0 | 0 | 2001.2622 | 0.00022465 | 42 | Commercial_2031_Technical_million_m3_Before Competition Groups_42 | ENERGY STAR Steam Cooker | 0.02247% | 0 | 0.44959 | Commercial_2031_Technical_million_m3_Before Competition Groups_ENERGY STAR Steam Cooker
Commercial | Com ¦ Drain Water Heat Recovery (DWHR) ¦New | 2031 | Economic | million_m3 | Before Competition Groups | 0.35477 | 0 | 0 | 1832.8217 | 0.00019356 | 36 | Commercial_2031_Economic_million_m3_Before Competition Groups_36 | Drain Water Heat Recovery (DWHR) ¦New | 0.01936% | 0 | 0.35477 | Commercial_2031_Economic_million_m3_Before Competition Groups_Drain Water Heat Recovery (DWHR) ¦New
Commercial | Com ¦ Drain Water Heat Recovery (DWHR) ¦New | 2031 | Technical | million_m3 | Before Competition Groups | 0.35477 | 0 | 0 | 2001.2622 | 0.00017727 | 43 | Commercial_2031_Technical_million_m3_Before Competition Groups_43 | Drain Water Heat Recovery (DWHR) ¦New | 0.01773% | 0 | 0.35477 | Commercial_2031_Technical_million_m3_Before Competition Groups_Drain Water Heat Recovery (DWHR) ¦New
Commercial | Com ¦ Gas Heat Pump Water Heater | 2031 | Achievable | million_m3 | Before Competition Groups | 0.14468 | 0 | 0 | 824.9407 | 0.00017538 | 34 | Commercial_2031_Achievable_million_m3_Before Competition Groups_34 | Gas Heat Pump Water Heater | 0.01754% | 0 | 0.14468 | Commercial_2031_Achievable_million_m3_Before Competition Groups_Gas Heat Pump Water Heater
Commercial | Com ¦ Drain Water Heat Recovery (DWHR) ¦New | 2031 | Achievable | million_m3 | Before Competition Groups | 0.12846 | 0 | 0 | 824.9407 | 0.00015571 | 35 | Commercial_2031_Achievable_million_m3_Before Competition Groups_35 | Drain Water Heat Recovery (DWHR) ¦New | 0.01557% | 0 | 0.12846 | Commercial_2031_Achievable_million_m3_Before Competition Groups_Drain Water Heat Recovery (DWHR) ¦New
Commercial | Com ¦ Air Curtains | 2031 | Achievable | million_m3 | Before Competition Groups | 0.09523 | 0 | 0 | 824.9407 | 0.00011544 | 36 | Commercial_2031_Achievable_million_m3_Before Competition Groups_36 | Air Curtains | 0.01154% | 0 | 0.09523 | Commercial_2031_Achievable_million_m3_Before Competition Groups_Air Curtains
Commercial | Com ¦ Solar Water Preheat (Pools/DHW) | 2031 | Economic | million_m3 | Before Competition Groups | 0.20939 | 0 | 0 | 1832.8217 | 0.00011425 | 37 | Commercial_2031_Economic_million_m3_Before Competition Groups_37 | Solar Water Preheat (Pools/DHW) | 0.01142% | 0 | 0.20939 | Commercial_2031_Economic_million_m3_Before Competition Groups_Solar Water Preheat (Pools/DHW)
Commercial | Com ¦ Solar Water Preheat (Pools/DHW) | 2031 | Technical | million_m3 | Before Competition Groups | 0.2132 | 0 | 0 | 2001.2622 | 0.00010653 | 44 | Commercial_2031_Technical_million_m3_Before Competition Groups_44 | Solar Water Preheat (Pools/DHW) | 0.01065% | 0 | 0.2132 | Commercial_2031_Technical_million_m3_Before Competition Groups_Solar Water Preheat (Pools/DHW)
Commercial | Com ¦ Condensing Tankless Water Heater | 2031 | Achievable | million_m3 | Before Competition Groups | 0.083748 | 0 | 0 | 824.9407 | 0.00010152 | 37 | Commercial_2031_Achievable_million_m3_Before Competition Groups_37 | Condensing Tankless Water Heater | 0.01015% | 0 | 0.083748 | Commercial_2031_Achievable_million_m3_Before Competition Groups_Condensing Tankless Water Heater
Commercial | Com ¦ Air Curtains | 2031 | Economic | million_m3 | Before Competition Groups | 0.14293 | 0 | 0 | 1832.8217 | 7.7983e-05 | 38 | Commercial_2031_Economic_million_m3_Before Competition Groups_38 | Air Curtains | 0.007798% | 0 | 0.14293 | Commercial_2031_Economic_million_m3_Before Competition Groups_Air Curtains
Commercial | Com ¦ Air Curtains | 2031 | Technical | million_m3 | Before Competition Groups | 0.14293 | 0 | 0 | 2001.2622 | 7.1419e-05 | 45 | Commercial_2031_Technical_million_m3_Before Competition Groups_45 | Air Curtains | 0.007142% | 0 | 0.14293 | Commercial_2031_Technical_million_m3_Before Competition Groups_Air Curtains
Commercial | Com ¦ Solar Water Preheat (Pools/DHW) | 2031 | Achievable | million_m3 | Before Competition Groups | 0.058908 | 0 | 0 | 824.9407 | 7.1409e-05 | 38 | Commercial_2031_Achievable_million_m3_Before Competition Groups_38 | Solar Water Preheat (Pools/DHW) | 0.007141% | 0 | 0.058908 | Commercial_2031_Achievable_million_m3_Before Competition Groups_Solar Water Preheat (Pools/DHW)
Commercial | Com ¦ Gas Convection Oven | 2031 | Technical | million_m3 | Before Competition Groups | 0.10643 | 0 | 0 | 2001.2622 | 5.3183e-05 | 46 | Commercial_2031_Technical_million_m3_Before Competition Groups_46 | Gas Convection Oven | 0.005318% | 0 | 0.10643 | Commercial_2031_Technical_million_m3_Before Competition Groups_Gas Convection Oven
Commercial | Com ¦ Super High Perf Glazing ¦RET | 2031 | Achievable | million_m3 | Before Competition Groups | 0.043265 | 0 | 0 | 824.9407 | 5.2446e-05 | 39 | Commercial_2031_Achievable_million_m3_Before Competition Groups_39 | Super High Perf Glazing ¦RET | 0.005245% | 0 | 0.043265 | Commercial_2031_Achievable_million_m3_Before Competition Groups_Super High Perf Glazing ¦RET
Commercial | Com ¦ Solar Preheat Make up Air | 2031 | Technical | million_m3 | Before Competition Groups | 0.066292 | 0 | 0 | 2001.2622 | 3.3125e-05 | 47 | Commercial_2031_Technical_million_m3_Before Competition Groups_47 | Solar Preheat Make up Air | 0.003312% | 0 | 0.066292 | Commercial_2031_Technical_million_m3_Before Competition Groups_Solar Preheat Make up Air
Commercial | Com ¦ Super High Perf Glazing ¦RET | 2031 | Economic | million_m3 | Before Competition Groups | 0.060193 | 0 | 0 | 1832.8217 | 3.2841e-05 | 39 | Commercial_2031_Economic_million_m3_Before Competition Groups_39 | Super High Perf Glazing ¦RET | 0.003284% | 0 | 0.060193 | Commercial_2031_Economic_million_m3_Before Competition Groups_Super High Perf Glazing ¦RET
Commercial | Com ¦ Super High Perf Glazing ¦RET | 2031 | Technical | million_m3 | Before Competition Groups | 0.060193 | 0 | 0 | 2001.2622 | 3.0077e-05 | 48 | Commercial_2031_Technical_million_m3_Before Competition Groups_48 | Super High Perf Glazing ¦RET | 0.003008% | 0 | 0.060193 | Commercial_2031_Technical_million_m3_Before Competition Groups_Super High Perf Glazing ¦RET
Commercial | Com ¦ Super High Perf Glazing ¦New | 2031 | Achievable | million_m3 | Before Competition Groups | 0.0101 | 0 | 0 | 824.9407 | 1.2243e-05 | 40 | Commercial_2031_Achievable_million_m3_Before Competition Groups_40 | Super High Perf Glazing ¦New | 0.001224% | 0 | 0.0101 | Commercial_2031_Achievable_million_m3_Before Competition Groups_Super High Perf Glazing ¦New
Commercial | Com ¦ Super High Perf Glazing ¦New | 2031 | Economic | million_m3 | Before Competition Groups | 0.017572 | 0 | 0 | 1832.8217 | 9.5875e-06 | 40 | Commercial_2031_Economic_million_m3_Before Competition Groups_40 | Super High Perf Glazing ¦New | 0.0009588% | 0 | 0.017572 | Commercial_2031_Economic_million_m3_Before Competition Groups_Super High Perf Glazing ¦New
Commercial | Com ¦ Super High Perf Glazing ¦New | 2031 | Technical | million_m3 | Before Competition Groups | 0.017572 | 0 | 0 | 2001.2622 | 8.7806e-06 | 49 | Commercial_2031_Technical_million_m3_Before Competition Groups_49 | Super High Perf Glazing ¦New | 0.0008781% | 0 | 0.017572 | Commercial_2031_Technical_million_m3_Before Competition Groups_Super High Perf Glazing ¦New
Commercial | Com ¦ Building Recommissioning, Operations and Maintenance (O&M) Improvements | 2032 | Economic | million_m3 | Before Competition Groups | 260.4771 | 0 | 0 | 1876.235 | 0.13883 | 1 | Commercial_2032_Economic_million_m3_Before Competition Groups_1 | Building Recommissioning, Operations and Maintenance (O&M) Improvements | 13.88% | 0 | 260.4771 | Commercial_2032_Economic_million_m3_Before Competition Groups_Building Recommissioning, Operations and Maintenance (O&M) Improvements
Commercial | Com ¦ Building Recommissioning, Operations and Maintenance (O&M) Improvements | 2032 | Technical | million_m3 | Before Competition Groups | 260.4771 | 0 | 0 | 2047.7296 | 0.1272 | 1 | Commercial_2032_Technical_million_m3_Before Competition Groups_1 | Building Recommissioning, Operations and Maintenance (O&M) Improvements | 12.72% | 0 | 260.4771 | Commercial_2032_Technical_million_m3_Before Competition Groups_Building Recommissioning, Operations and Maintenance (O&M) Improvements
Commercial | Com ¦ Adaptive Thermostats | 2032 | Achievable | million_m3 | Before Competition Groups | 105.7272 | 0 | 0 | 940.967 | 0.11236 | 1 | Commercial_2032_Achievable_million_m3_Before Competition Groups_1 | Adaptive Thermostats | 11.24% | 0 | 105.7272 | Commercial_2032_Achievable_million_m3_Before Competition Groups_Adaptive Thermostats
Commercial | Com ¦ Condensing Boiler ¦ Std | 2032 | Economic | million_m3 | Before Competition Groups | 205.4377 | 0 | 0 | 1876.235 | 0.10949 | 2 | Commercial_2032_Economic_million_m3_Before Competition Groups_2 | Condensing Boiler ¦ Std | 10.95% | 0 | 205.4377 | Commercial_2032_Economic_million_m3_Before Competition Groups_Condensing Boiler ¦ Std
Commercial | Com ¦ Demand Control Ventilation | 2032 | Achievable | million_m3 | Before Competition Groups | 100.7405 | 0 | 0 | 940.967 | 0.10706 | 2 | Commercial_2032_Achievable_million_m3_Before Competition Groups_2 | Demand Control Ventilation | 10.71% | 0 | 100.7405 | Commercial_2032_Achievable_million_m3_Before Competition Groups_Demand Control Ventilation
Commercial | Com ¦ Condensing Boiler ¦ Std | 2032 | Technical | million_m3 | Before Competition Groups | 205.4377 | 0 | 0 | 2047.7296 | 0.10032 | 2 | Commercial_2032_Technical_million_m3_Before Competition Groups_2 | Condensing Boiler ¦ Std | 10.03% | 0 | 205.4377 | Commercial_2032_Technical_million_m3_Before Competition Groups_Condensing Boiler ¦ Std
Commercial | Com ¦ Demand Control Ventilation | 2032 | Economic | million_m3 | Before Competition Groups | 186.0721 | 0 | 0 | 1876.235 | 0.099173 | 3 | Commercial_2032_Economic_million_m3_Before Competition Groups_3 | Demand Control Ventilation | 9.917% | 0 | 186.0721 | Commercial_2032_Economic_million_m3_Before Competition Groups_Demand Control Ventilation
Commercial | Com ¦ Condensing Boiler ¦ Std | 2032 | Achievable | million_m3 | Before Competition Groups | 89.9524 | 0 | 0 | 940.967 | 0.095596 | 3 | Commercial_2032_Achievable_million_m3_Before Competition Groups_3 | Condensing Boiler ¦ Std | 9.56% | 0 | 89.9524 | Commercial_2032_Achievable_million_m3_Before Competition Groups_Condensing Boiler ¦ Std
Commercial | Com ¦ Demand Control Ventilation | 2032 | Technical | million_m3 | Before Competition Groups | 192.8292 | 0 | 0 | 2047.7296 | 0.094167 | 3 | Commercial_2032_Technical_million_m3_Before Competition Groups_3 | Demand Control Ventilation | 9.417% | 0 | 192.8292 | Commercial_2032_Technical_million_m3_Before Competition Groups_Demand Control Ventilation
Commercial | Com ¦ Gas Fired Rooftop Units | 2032 | Economic | million_m3 | Before Competition Groups | 152.4931 | 0 | 0 | 1876.235 | 0.081276 | 4 | Commercial_2032_Economic_million_m3_Before Competition Groups_4 | Gas Fired Rooftop Units | 8.128% | 0 | 152.4931 | Commercial_2032_Economic_million_m3_Before Competition Groups_Gas Fired Rooftop Units
Commercial | Com ¦ Boilers - Advanced Controls (Steam Systems) | 2032 | Economic | million_m3 | Before Competition Groups | 144.8832 | 0 | 0 | 1876.235 | 0.07722 | 5 | Commercial_2032_Economic_million_m3_Before Competition Groups_5 | Boilers - Advanced Controls (Steam Systems) | 7.722% | 0 | 144.8832 | Commercial_2032_Economic_million_m3_Before Competition Groups_Boilers - Advanced Controls (Steam Systems)
Commercial | Com ¦ Gas Fired Rooftop Units | 2032 | Technical | million_m3 | Before Competition Groups | 152.4931 | 0 | 0 | 2047.7296 | 0.074469 | 4 | Commercial_2032_Technical_million_m3_Before Competition Groups_4 | Gas Fired Rooftop Units | 7.447% | 0 | 152.4931 | Commercial_2032_Technical_million_m3_Before Competition Groups_Gas Fired Rooftop Units
Commercial | Com ¦ Adaptive Thermostats | 2032 | Economic | million_m3 | Before Competition Groups | 137.5632 | 0 | 0 | 1876.235 | 0.073319 | 6 | Commercial_2032_Economic_million_m3_Before Competition Groups_6 | Adaptive Thermostats | 7.332% | 0 | 137.5632 | Commercial_2032_Economic_million_m3_Before Competition Groups_Adaptive Thermostats
Commercial | Com ¦ Building Recommissioning, Operations and Maintenance (O&M) Improvements | 2032 | Achievable | million_m3 | Before Competition Groups | 68.8133 | 0 | 0 | 940.967 | 0.07313 | 4 | Commercial_2032_Achievable_million_m3_Before Competition Groups_4 | Building Recommissioning, Operations and Maintenance (O&M) Improvements | 7.313% | 0 | 68.8133 | Commercial_2032_Achievable_million_m3_Before Competition Groups_Building Recommissioning, Operations and Maintenance (O&M) Improvements
Commercial | Com ¦ Boilers - Advanced Controls (Steam Systems) | 2032 | Technical | million_m3 | Before Competition Groups | 144.8832 | 0 | 0 | 2047.7296 | 0.070753 | 5 | Commercial_2032_Technical_million_m3_Before Competition Groups_5 | Boilers - Advanced Controls (Steam Systems) | 7.075% | 0 | 144.8832 | Commercial_2032_Technical_million_m3_Before Competition Groups_Boilers - Advanced Controls (Steam Systems)
Commercial | Com ¦ Adaptive Thermostats | 2032 | Technical | million_m3 | Before Competition Groups | 137.5632 | 0 | 0 | 2047.7296 | 0.067178 | 6 | Commercial_2032_Technical_million_m3_Before Competition Groups_6 | Adaptive Thermostats | 6.718% | 0 | 137.5632 | Commercial_2032_Technical_million_m3_Before Competition Groups_Adaptive Thermostats
Commercial | Com ¦ Air Handler with Dedicated Outdoor Air Systems | 2032 | Achievable | million_m3 | Before Competition Groups | 57.7643 | 0 | 0 | 940.967 | 0.061388 | 5 | Commercial_2032_Achievable_million_m3_Before Competition Groups_5 | Air Handler with Dedicated Outdoor Air Systems | 6.139% | 0 | 57.7643 | Commercial_2032_Achievable_million_m3_Before Competition Groups_Air Handler with Dedicated Outdoor Air Systems
Commercial | Com ¦ Education and Capacity Building/Energy Behavior | 2032 | Achievable | million_m3 | Before Competition Groups | 54.6919 | 0 | 0 | 940.967 | 0.058123 | 6 | Commercial_2032_Achievable_million_m3_Before Competition Groups_6 | Education and Capacity Building/Energy Behavior | 5.812% | 0 | 54.6919 | Commercial_2032_Achievable_million_m3_Before Competition Groups_Education and Capacity Building/Energy Behavior
Commercial | Com ¦ Gas Fired Rooftop Units | 2032 | Achievable | million_m3 | Before Competition Groups | 53.1707 | 0 | 0 | 940.967 | 0.056506 | 7 | Commercial_2032_Achievable_million_m3_Before Competition Groups_7 | Gas Fired Rooftop Units | 5.651% | 0 | 53.1707 | Commercial_2032_Achievable_million_m3_Before Competition Groups_Gas Fired Rooftop Units
Commercial | Com ¦ Air Handler with Dedicated Outdoor Air Systems | 2032 | Economic | million_m3 | Before Competition Groups | 96.1832 | 0 | 0 | 1876.235 | 0.051264 | 7 | Commercial_2032_Economic_million_m3_Before Competition Groups_7 | Air Handler with Dedicated Outdoor Air Systems | 5.126% | 0 | 96.1832 | Commercial_2032_Economic_million_m3_Before Competition Groups_Air Handler with Dedicated Outdoor Air Systems
Commercial | Com ¦ Boilers - Advanced Controls (Steam Systems) | 2032 | Achievable | million_m3 | Before Competition Groups | 46.9437 | 0 | 0 | 940.967 | 0.049889 | 8 | Commercial_2032_Achievable_million_m3_Before Competition Groups_8 | Boilers - Advanced Controls (Steam Systems) | 4.989% | 0 | 46.9437 | Commercial_2032_Achievable_million_m3_Before Competition Groups_Boilers - Advanced Controls (Steam Systems)
Commercial | Com ¦ Air Handler with Dedicated Outdoor Air Systems | 2032 | Technical | million_m3 | Before Competition Groups | 96.1832 | 0 | 0 | 2047.7296 | 0.046971 | 7 | Commercial_2032_Technical_million_m3_Before Competition Groups_7 | Air Handler with Dedicated Outdoor Air Systems | 4.697% | 0 | 96.1832 | Commercial_2032_Technical_million_m3_Before Competition Groups_Air Handler with Dedicated Outdoor Air Systems
Commercial | Com ¦ Steam System Optimization | 2032 | Achievable | million_m3 | Before Competition Groups | 42.6015 | 0 | 0 | 940.967 | 0.045274 | 9 | Commercial_2032_Achievable_million_m3_Before Competition Groups_9 | Steam System Optimization | 4.527% | 0 | 42.6015 | Commercial_2032_Achievable_million_m3_Before Competition Groups_Steam System Optimization
Commercial | Com ¦ Education and Capacity Building/Energy Behavior | 2032 | Economic | million_m3 | Before Competition Groups | 82.5377 | 0 | 0 | 1876.235 | 0.043991 | 8 | Commercial_2032_Economic_million_m3_Before Competition Groups_8 | Education and Capacity Building/Energy Behavior | 4.399% | 0 | 82.5377 | Commercial_2032_Economic_million_m3_Before Competition Groups_Education and Capacity Building/Energy Behavior
Commercial | Com ¦ Destratification | 2032 | Achievable | million_m3 | Before Competition Groups | 40.7372 | 0 | 0 | 940.967 | 0.043293 | 10 | Commercial_2032_Achievable_million_m3_Before Competition Groups_10 | Destratification | 4.329% | 0 | 40.7372 | Commercial_2032_Achievable_million_m3_Before Competition Groups_Destratification
Commercial | Com ¦ Furnace Tune-Up | 2032 | Achievable | million_m3 | Before Competition Groups | 39.0614 | 0 | 0 | 940.967 | 0.041512 | 11 | Commercial_2032_Achievable_million_m3_Before Competition Groups_11 | Furnace Tune-Up | 4.151% | 0 | 39.0614 | Commercial_2032_Achievable_million_m3_Before Competition Groups_Furnace Tune-Up
Commercial | Com ¦ Demand Control Kitchen Ventilation | 2032 | Achievable | million_m3 | Before Competition Groups | 39.0199 | 0 | 0 | 940.967 | 0.041468 | 12 | Commercial_2032_Achievable_million_m3_Before Competition Groups_12 | Demand Control Kitchen Ventilation | 4.147% | 0 | 39.0199 | Commercial_2032_Achievable_million_m3_Before Competition Groups_Demand Control Kitchen Ventilation
Commercial | Com ¦ Education and Capacity Building/Energy Behavior | 2032 | Technical | million_m3 | Before Competition Groups | 82.5377 | 0 | 0 | 2047.7296 | 0.040307 | 8 | Commercial_2032_Technical_million_m3_Before Competition Groups_8 | Education and Capacity Building/Energy Behavior | 4.031% | 0 | 82.5377 | Commercial_2032_Technical_million_m3_Before Competition Groups_Education and Capacity Building/Energy Behavior
Commercial | Com ¦ Advanced BAS/Controllers | 2032 | Economic | million_m3 | Before Competition Groups | 74.8238 | 0 | 0 | 1876.235 | 0.03988 | 9 | Commercial_2032_Economic_million_m3_Before Competition Groups_9 | Advanced BAS/Controllers | 3.988% | 0 | 74.8238 | Commercial_2032_Economic_million_m3_Before Competition Groups_Advanced BAS/Controllers
Commercial | Com ¦ Condensing Make Up Air Unit | 2032 | Economic | million_m3 | Before Competition Groups | 74.2502 | 0 | 0 | 1876.235 | 0.039574 | 10 | Commercial_2032_Economic_million_m3_Before Competition Groups_10 | Condensing Make Up Air Unit | 3.957% | 0 | 74.2502 | Commercial_2032_Economic_million_m3_Before Competition Groups_Condensing Make Up Air Unit
Commercial | Com ¦ Condensing Make Up Air Unit | 2032 | Achievable | million_m3 | Before Competition Groups | 37.0748 | 0 | 0 | 940.967 | 0.039401 | 13 | Commercial_2032_Achievable_million_m3_Before Competition Groups_13 | Condensing Make Up Air Unit | 3.94% | 0 | 37.0748 | Commercial_2032_Achievable_million_m3_Before Competition Groups_Condensing Make Up Air Unit
Commercial | Com ¦ Advanced BAS/Controllers | 2032 | Technical | million_m3 | Before Competition Groups | 74.8238 | 0 | 0 | 2047.7296 | 0.03654 | 9 | Commercial_2032_Technical_million_m3_Before Competition Groups_9 | Advanced BAS/Controllers | 3.654% | 0 | 74.8238 | Commercial_2032_Technical_million_m3_Before Competition Groups_Advanced BAS/Controllers
Commercial | Com ¦ Condensing Make Up Air Unit | 2032 | Technical | million_m3 | Before Competition Groups | 74.2502 | 0 | 0 | 2047.7296 | 0.03626 | 10 | Commercial_2032_Technical_million_m3_Before Competition Groups_10 | Condensing Make Up Air Unit | 3.626% | 0 | 74.2502 | Commercial_2032_Technical_million_m3_Before Competition Groups_Condensing Make Up Air Unit
Commercial | Com ¦ Gas Fired Heat Pump | 2032 | Achievable | million_m3 | Before Competition Groups | 33.7886 | 0 | 0 | 940.967 | 0.035908 | 14 | Commercial_2032_Achievable_million_m3_Before Competition Groups_14 | Gas Fired Heat Pump | 3.591% | 0 | 33.7886 | Commercial_2032_Achievable_million_m3_Before Competition Groups_Gas Fired Heat Pump
Commercial | Com ¦ Demand Control Kitchen Ventilation | 2032 | Economic | million_m3 | Before Competition Groups | 65.2162 | 0 | 0 | 1876.235 | 0.034759 | 11 | Commercial_2032_Economic_million_m3_Before Competition Groups_11 | Demand Control Kitchen Ventilation | 3.476% | 0 | 65.2162 | Commercial_2032_Economic_million_m3_Before Competition Groups_Demand Control Kitchen Ventilation
Commercial | Com ¦ Gas Fired Heat Pump | 2032 | Economic | million_m3 | Before Competition Groups | 62.269 | 0 | 0 | 1876.235 | 0.033188 | 12 | Commercial_2032_Economic_million_m3_Before Competition Groups_12 | Gas Fired Heat Pump | 3.319% | 0 | 62.269 | Commercial_2032_Economic_million_m3_Before Competition Groups_Gas Fired Heat Pump
Commercial | Com ¦ Demand Control Kitchen Ventilation | 2032 | Technical | million_m3 | Before Competition Groups | 65.2162 | 0 | 0 | 2047.7296 | 0.031848 | 11 | Commercial_2032_Technical_million_m3_Before Competition Groups_11 | Demand Control Kitchen Ventilation | 3.185% | 0 | 65.2162 | Commercial_2032_Technical_million_m3_Before Competition Groups_Demand Control Kitchen Ventilation
Commercial | Com ¦ Gas Fired Heat Pump | 2032 | Technical | million_m3 | Before Competition Groups | 62.269 | 0 | 0 | 2047.7296 | 0.030409 | 12 | Commercial_2032_Technical_million_m3_Before Competition Groups_12 | Gas Fired Heat Pump | 3.041% | 0 | 62.269 | Commercial_2032_Technical_million_m3_Before Competition Groups_Gas Fired Heat Pump
Commercial | Com ¦ Advanced BAS/Controllers | 2032 | Achievable | million_m3 | Before Competition Groups | 27.7179 | 0 | 0 | 940.967 | 0.029457 | 15 | Commercial_2032_Achievable_million_m3_Before Competition Groups_15 | Advanced BAS/Controllers | 2.946% | 0 | 27.7179 | Commercial_2032_Achievable_million_m3_Before Competition Groups_Advanced BAS/Controllers
Commercial | Com ¦ Energy Recovery Ventilation and Ventilation (Enhanced) | 2032 | Technical | million_m3 | Before Competition Groups | 58.9406 | 0 | 0 | 2047.7296 | 0.028783 | 13 | Commercial_2032_Technical_million_m3_Before Competition Groups_13 | Energy Recovery Ventilation and Ventilation (Enhanced) | 2.878% | 0 | 58.9406 | Commercial_2032_Technical_million_m3_Before Competition Groups_Energy Recovery Ventilation and Ventilation (Enhanced)
Commercial | Com ¦ Steam System Optimization | 2032 | Economic | million_m3 | Before Competition Groups | 52.9148 | 0 | 0 | 1876.235 | 0.028203 | 13 | Commercial_2032_Economic_million_m3_Before Competition Groups_13 | Steam System Optimization | 2.82% | 0 | 52.9148 | Commercial_2032_Economic_million_m3_Before Competition Groups_Steam System Optimization
Commercial | Com ¦ Destratification | 2032 | Economic | million_m3 | Before Competition Groups | 50.636 | 0 | 0 | 1876.235 | 0.026988 | 14 | Commercial_2032_Economic_million_m3_Before Competition Groups_14 | Destratification | 2.699% | 0 | 50.636 | Commercial_2032_Economic_million_m3_Before Competition Groups_Destratification
Commercial | Com ¦ Furnace Tune-Up | 2032 | Economic | million_m3 | Before Competition Groups | 48.9256 | 0 | 0 | 1876.235 | 0.026076 | 15 | Commercial_2032_Economic_million_m3_Before Competition Groups_15 | Furnace Tune-Up | 2.608% | 0 | 48.9256 | Commercial_2032_Economic_million_m3_Before Competition Groups_Furnace Tune-Up
Commercial | Com ¦ Steam System Optimization | 2032 | Technical | million_m3 | Before Competition Groups | 52.9148 | 0 | 0 | 2047.7296 | 0.025841 | 14 | Commercial_2032_Technical_million_m3_Before Competition Groups_14 | Steam System Optimization | 2.584% | 0 | 52.9148 | Commercial_2032_Technical_million_m3_Before Competition Groups_Steam System Optimization
Commercial | Com ¦ Destratification | 2032 | Technical | million_m3 | Before Competition Groups | 50.636 | 0 | 0 | 2047.7296 | 0.024728 | 15 | Commercial_2032_Technical_million_m3_Before Competition Groups_15 | Destratification | 2.473% | 0 | 50.636 | Commercial_2032_Technical_million_m3_Before Competition Groups_Destratification
Commercial | Com ¦ Furnace Tune-Up | 2032 | Technical | million_m3 | Before Competition Groups | 48.9256 | 0 | 0 | 2047.7296 | 0.023893 | 16 | Commercial_2032_Technical_million_m3_Before Competition Groups_16 | Furnace Tune-Up | 2.389% | 0 | 48.9256 | Commercial_2032_Technical_million_m3_Before Competition Groups_Furnace Tune-Up
Commercial | Com ¦ Condensing Unit Heaters or other Efficient Unit Heating System | 2032 | Economic | million_m3 | Before Competition Groups | 44.0416 | 0 | 0 | 1876.235 | 0.023473 | 16 | Commercial_2032_Economic_million_m3_Before Competition Groups_16 | Condensing Unit Heaters or other Efficient Unit Heating System | 2.347% | 0 | 44.0416 | Commercial_2032_Economic_million_m3_Before Competition Groups_Condensing Unit Heaters or other Efficient Unit Heating System
Commercial | Com ¦ Wall Insulation | 2032 | Achievable | million_m3 | Before Competition Groups | 22.0081 | 0 | 0 | 940.967 | 0.023389 | 16 | Commercial_2032_Achievable_million_m3_Before Competition Groups_16 | Wall Insulation | 2.339% | 0 | 22.0081 | Commercial_2032_Achievable_million_m3_Before Competition Groups_Wall Insulation
Commercial | Com ¦ Condensing Unit Heaters or other Efficient Unit Heating System | 2032 | Technical | million_m3 | Before Competition Groups | 44.0416 | 0 | 0 | 2047.7296 | 0.021508 | 17 | Commercial_2032_Technical_million_m3_Before Competition Groups_17 | Condensing Unit Heaters or other Efficient Unit Heating System | 2.151% | 0 | 44.0416 | Commercial_2032_Technical_million_m3_Before Competition Groups_Condensing Unit Heaters or other Efficient Unit Heating System
Commercial | Com ¦ Condensing Unit Heaters or other Efficient Unit Heating System | 2032 | Achievable | million_m3 | Before Competition Groups | 19.9872 | 0 | 0 | 940.967 | 0.021241 | 17 | Commercial_2032_Achievable_million_m3_Before Competition Groups_17 | Condensing Unit Heaters or other Efficient Unit Heating System | 2.124% | 0 | 19.9872 | Commercial_2032_Achievable_million_m3_Before Competition Groups_Condensing Unit Heaters or other Efficient Unit Heating System
Commercial | Com ¦ High Efficiency Condensing Furnace AFUE 95% from 80% code | 2032 | Technical | million_m3 | Before Competition Groups | 35.9683 | 0 | 0 | 2047.7296 | 0.017565 | 18 | Commercial_2032_Technical_million_m3_Before Competition Groups_18 | High Efficiency Condensing Furnace AFUE 95% from 80% code | 1.756% | 0 | 35.9683 | Commercial_2032_Technical_million_m3_Before Competition Groups_High Efficiency Condensing Furnace AFUE 95% from 80% code
Commercial | Com ¦ Energy Efficient Laboratory Fume Hood | 2032 | Achievable | million_m3 | Before Competition Groups | 15.5749 | 0 | 0 | 940.967 | 0.016552 | 18 | Commercial_2032_Achievable_million_m3_Before Competition Groups_18 | Energy Efficient Laboratory Fume Hood | 1.655% | 0 | 15.5749 | Commercial_2032_Achievable_million_m3_Before Competition Groups_Energy Efficient Laboratory Fume Hood
Commercial | Com ¦ Heat Recovery Ventilator | 2032 | Technical | million_m3 | Before Competition Groups | 30.9246 | 0 | 0 | 2047.7296 | 0.015102 | 19 | Commercial_2032_Technical_million_m3_Before Competition Groups_19 | Heat Recovery Ventilator | 1.51% | 0 | 30.9246 | Commercial_2032_Technical_million_m3_Before Competition Groups_Heat Recovery Ventilator
Commercial | Com ¦ Wall Insulation | 2032 | Economic | million_m3 | Before Competition Groups | 27.305 | 0 | 0 | 1876.235 | 0.014553 | 17 | Commercial_2032_Economic_million_m3_Before Competition Groups_17 | Wall Insulation | 1.455% | 0 | 27.305 | Commercial_2032_Economic_million_m3_Before Competition Groups_Wall Insulation
Commercial | Com ¦ Wall Insulation | 2032 | Technical | million_m3 | Before Competition Groups | 27.305 | 0 | 0 | 2047.7296 | 0.013334 | 20 | Commercial_2032_Technical_million_m3_Before Competition Groups_20 | Wall Insulation | 1.333% | 0 | 27.305 | Commercial_2032_Technical_million_m3_Before Competition Groups_Wall Insulation
Commercial | Com ¦ Demand controlled Circulating Systems | 2032 | Achievable | million_m3 | Before Competition Groups | 11.5407 | 0 | 0 | 940.967 | 0.012265 | 19 | Commercial_2032_Achievable_million_m3_Before Competition Groups_19 | Demand controlled Circulating Systems | 1.226% | 0 | 11.5407 | Commercial_2032_Achievable_million_m3_Before Competition Groups_Demand controlled Circulating Systems
Commercial | Com ¦ Energy Efficient Laboratory Fume Hood | 2032 | Economic | million_m3 | Before Competition Groups | 19.4042 | 0 | 0 | 1876.235 | 0.010342 | 18 | Commercial_2032_Economic_million_m3_Before Competition Groups_18 | Energy Efficient Laboratory Fume Hood | 1.034% | 0 | 19.4042 | Commercial_2032_Economic_million_m3_Before Competition Groups_Energy Efficient Laboratory Fume Hood
Commercial | Com ¦ Duct Insulation, R8 | 2032 | Achievable | million_m3 | Before Competition Groups | 9.0616 | 0 | 0 | 940.967 | 0.0096301 | 20 | Commercial_2032_Achievable_million_m3_Before Competition Groups_20 | Duct Insulation, R8 | 0.963% | 0 | 9.0616 | Commercial_2032_Achievable_million_m3_Before Competition Groups_Duct Insulation, R8
Commercial | Com ¦ Energy Efficient Laboratory Fume Hood | 2032 | Technical | million_m3 | Before Competition Groups | 19.4042 | 0 | 0 | 2047.7296 | 0.0094759 | 21 | Commercial_2032_Technical_million_m3_Before Competition Groups_21 | Energy Efficient Laboratory Fume Hood | 0.9476% | 0 | 19.4042 | Commercial_2032_Technical_million_m3_Before Competition Groups_Energy Efficient Laboratory Fume Hood
Commercial | Com ¦ Super-High Efficiency Furnaces (Emerging Tech) | 2032 | Technical | million_m3 | Before Competition Groups | 18.7739 | 0 | 0 | 2047.7296 | 0.0091682 | 22 | Commercial_2032_Technical_million_m3_Before Competition Groups_22 | Super-High Efficiency Furnaces (Emerging Tech) | 0.9168% | 0 | 18.7739 | Commercial_2032_Technical_million_m3_Before Competition Groups_Super-High Efficiency Furnaces (Emerging Tech)
Commercial | Com ¦ Boiler Measures | 2032 | Technical | million_m3 | Before Competition Groups | 15.7665 | 0 | 0 | 2047.7296 | 0.0076995 | 23 | Commercial_2032_Technical_million_m3_Before Competition Groups_23 | Boiler Measures | 0.7699% | 0 | 15.7665 | Commercial_2032_Technical_million_m3_Before Competition Groups_Boiler Measures
Commercial | Com ¦ Demand controlled Circulating Systems | 2032 | Economic | million_m3 | Before Competition Groups | 14.3183 | 0 | 0 | 1876.235 | 0.0076314 | 19 | Commercial_2032_Economic_million_m3_Before Competition Groups_19 | Demand controlled Circulating Systems | 0.7631% | 0 | 14.3183 | Commercial_2032_Economic_million_m3_Before Competition Groups_Demand controlled Circulating Systems
Commercial | Com ¦ Demand controlled Circulating Systems | 2032 | Technical | million_m3 | Before Competition Groups | 14.3183 | 0 | 0 | 2047.7296 | 0.0069923 | 24 | Commercial_2032_Technical_million_m3_Before Competition Groups_24 | Demand controlled Circulating Systems | 0.6992% | 0 | 14.3183 | Commercial_2032_Technical_million_m3_Before Competition Groups_Demand controlled Circulating Systems
Commercial | Com ¦ Energy Recovery Ventilation and Ventilation (Enhanced) | 2032 | Economic | million_m3 | Before Competition Groups | 12.2952 | 0 | 0 | 1876.235 | 0.0065531 | 20 | Commercial_2032_Economic_million_m3_Before Competition Groups_20 | Energy Recovery Ventilation and Ventilation (Enhanced) | 0.6553% | 0 | 12.2952 | Commercial_2032_Economic_million_m3_Before Competition Groups_Energy Recovery Ventilation and Ventilation (Enhanced)
Commercial | Com ¦ Duct Insulation, R8 | 2032 | Economic | million_m3 | Before Competition Groups | 11.3014 | 0 | 0 | 1876.235 | 0.0060234 | 21 | Commercial_2032_Economic_million_m3_Before Competition Groups_21 | Duct Insulation, R8 | 0.6023% | 0 | 11.3014 | Commercial_2032_Economic_million_m3_Before Competition Groups_Duct Insulation, R8
Commercial | Com ¦ Ozone Laundry Treatment | 2032 | Achievable | million_m3 | Before Competition Groups | 5.4311 | 0 | 0 | 940.967 | 0.0057719 | 21 | Commercial_2032_Achievable_million_m3_Before Competition Groups_21 | Ozone Laundry Treatment | 0.5772% | 0 | 5.4311 | Commercial_2032_Achievable_million_m3_Before Competition Groups_Ozone Laundry Treatment
Commercial | Com ¦ Duct Insulation, R8 | 2032 | Technical | million_m3 | Before Competition Groups | 11.3014 | 0 | 0 | 2047.7296 | 0.005519 | 25 | Commercial_2032_Technical_million_m3_Before Competition Groups_25 | Duct Insulation, R8 | 0.5519% | 0 | 11.3014 | Commercial_2032_Technical_million_m3_Before Competition Groups_Duct Insulation, R8
Commercial | Com ¦ Roof Insulation/Ceiling Insulation (R25 Code to R35) | 2032 | Technical | million_m3 | Before Competition Groups | 8.8561 | 0 | 0 | 2047.7296 | 0.0043248 | 26 | Commercial_2032_Technical_million_m3_Before Competition Groups_26 | Roof Insulation/Ceiling Insulation (R25 Code to R35) | 0.4325% | 0 | 8.8561 | Commercial_2032_Technical_million_m3_Before Competition Groups_Roof Insulation/Ceiling Insulation (R25 Code to R35)
Commercial | Com ¦ ENERGY STAR Fryer (84% eff) | 2032 | Achievable | million_m3 | Before Competition Groups | 4.0499 | 0 | 0 | 940.967 | 0.004304 | 22 | Commercial_2032_Achievable_million_m3_Before Competition Groups_22 | ENERGY STAR Fryer (84% eff) | 0.4304% | 0 | 4.0499 | Commercial_2032_Achievable_million_m3_Before Competition Groups_ENERGY STAR Fryer (84% eff)
Commercial | Com ¦ Ozone Laundry Treatment | 2032 | Economic | million_m3 | Before Competition Groups | 7.589 | 0 | 0 | 1876.235 | 0.0040448 | 22 | Commercial_2032_Economic_million_m3_Before Competition Groups_22 | Ozone Laundry Treatment | 0.4045% | 0 | 7.589 | Commercial_2032_Economic_million_m3_Before Competition Groups_Ozone Laundry Treatment
Commercial | Com ¦ High Efficiency Underfired Broilers | 2032 | Achievable | million_m3 | Before Competition Groups | 3.7629 | 0 | 0 | 940.967 | 0.003999 | 23 | Commercial_2032_Achievable_million_m3_Before Competition Groups_23 | High Efficiency Underfired Broilers | 0.3999% | 0 | 3.7629 | Commercial_2032_Achievable_million_m3_Before Competition Groups_High Efficiency Underfired Broilers
Commercial | Com ¦ Heat Recovery Ventilator | 2032 | Economic | million_m3 | Before Competition Groups | 7.0732 | 0 | 0 | 1876.235 | 0.0037699 | 23 | Commercial_2032_Economic_million_m3_Before Competition Groups_23 | Heat Recovery Ventilator | 0.377% | 0 | 7.0732 | Commercial_2032_Economic_million_m3_Before Competition Groups_Heat Recovery Ventilator
Commercial | Com ¦ Ozone Laundry Treatment | 2032 | Technical | million_m3 | Before Competition Groups | 7.589 | 0 | 0 | 2047.7296 | 0.003706 | 27 | Commercial_2032_Technical_million_m3_Before Competition Groups_27 | Ozone Laundry Treatment | 0.3706% | 0 | 7.589 | Commercial_2032_Technical_million_m3_Before Competition Groups_Ozone Laundry Treatment
Commercial | Com ¦ ENERGY STAR Fryer (84% eff) | 2032 | Economic | million_m3 | Before Competition Groups | 6.7872 | 0 | 0 | 1876.235 | 0.0036175 | 24 | Commercial_2032_Economic_million_m3_Before Competition Groups_24 | ENERGY STAR Fryer (84% eff) | 0.3617% | 0 | 6.7872 | Commercial_2032_Economic_million_m3_Before Competition Groups_ENERGY STAR Fryer (84% eff)
Commercial | Com ¦ Infrared Heaters | 2032 | Economic | million_m3 | Before Competition Groups | 6.5412 | 0 | 0 | 1876.235 | 0.0034863 | 25 | Commercial_2032_Economic_million_m3_Before Competition Groups_25 | Infrared Heaters | 0.3486% | 0 | 6.5412 | Commercial_2032_Economic_million_m3_Before Competition Groups_Infrared Heaters
Commercial | Com ¦ ENERGY STAR Fryer (84% eff) | 2032 | Technical | million_m3 | Before Competition Groups | 6.7872 | 0 | 0 | 2047.7296 | 0.0033145 | 28 | Commercial_2032_Technical_million_m3_Before Competition Groups_28 | ENERGY STAR Fryer (84% eff) | 0.3315% | 0 | 6.7872 | Commercial_2032_Technical_million_m3_Before Competition Groups_ENERGY STAR Fryer (84% eff)
Commercial | Com ¦ Infrared Heaters | 2032 | Technical | million_m3 | Before Competition Groups | 6.5412 | 0 | 0 | 2047.7296 | 0.0031944 | 29 | Commercial_2032_Technical_million_m3_Before Competition Groups_29 | Infrared Heaters | 0.3194% | 0 | 6.5412 | Commercial_2032_Technical_million_m3_Before Competition Groups_Infrared Heaters
Commercial | Com ¦ High Efficiency Underfired Broilers | 2032 | Economic | million_m3 | Before Competition Groups | 5.7608 | 0 | 0 | 1876.235 | 0.0030704 | 26 | Commercial_2032_Economic_million_m3_Before Competition Groups_26 | High Efficiency Underfired Broilers | 0.307% | 0 | 5.7608 | Commercial_2032_Economic_million_m3_Before Competition Groups_High Efficiency Underfired Broilers
Commercial | Com ¦ ENERGY STAR Griddle (74% eff) | 2032 | Achievable | million_m3 | Before Competition Groups | 2.6923 | 0 | 0 | 940.967 | 0.0028612 | 24 | Commercial_2032_Achievable_million_m3_Before Competition Groups_24 | ENERGY STAR Griddle (74% eff) | 0.2861% | 0 | 2.6923 | Commercial_2032_Achievable_million_m3_Before Competition Groups_ENERGY STAR Griddle (74% eff)
Commercial | Com ¦ Condensing Storage Water Heater | 2032 | Technical | million_m3 | Before Competition Groups | 5.8011 | 0 | 0 | 2047.7296 | 0.0028329 | 30 | Commercial_2032_Technical_million_m3_Before Competition Groups_30 | Condensing Storage Water Heater | 0.2833% | 0 | 5.8011 | Commercial_2032_Technical_million_m3_Before Competition Groups_Condensing Storage Water Heater
Commercial | Com ¦ High Efficiency Underfired Broilers | 2032 | Technical | million_m3 | Before Competition Groups | 5.7608 | 0 | 0 | 2047.7296 | 0.0028132 | 31 | Commercial_2032_Technical_million_m3_Before Competition Groups_31 | High Efficiency Underfired Broilers | 0.2813% | 0 | 5.7608 | Commercial_2032_Technical_million_m3_Before Competition Groups_High Efficiency Underfired Broilers
Commercial | Com ¦ Infrared Heaters | 2032 | Achievable | million_m3 | Before Competition Groups | 2.5622 | 0 | 0 | 940.967 | 0.0027229 | 25 | Commercial_2032_Achievable_million_m3_Before Competition Groups_25 | Infrared Heaters | 0.2723% | 0 | 2.5622 | Commercial_2032_Achievable_million_m3_Before Competition Groups_Infrared Heaters
Commercial | Com ¦ ENERGY STAR Griddle (74% eff) | 2032 | Economic | million_m3 | Before Competition Groups | 4.4588 | 0 | 0 | 1876.235 | 0.0023765 | 27 | Commercial_2032_Economic_million_m3_Before Competition Groups_27 | ENERGY STAR Griddle (74% eff) | 0.2376% | 0 | 4.4588 | Commercial_2032_Economic_million_m3_Before Competition Groups_ENERGY STAR Griddle (74% eff)
Commercial | Com ¦ ENERGY STAR Griddle (74% eff) | 2032 | Technical | million_m3 | Before Competition Groups | 4.4588 | 0 | 0 | 2047.7296 | 0.0021774 | 32 | Commercial_2032_Technical_million_m3_Before Competition Groups_32 | ENERGY STAR Griddle (74% eff) | 0.2177% | 0 | 4.4588 | Commercial_2032_Technical_million_m3_Before Competition Groups_ENERGY STAR Griddle (74% eff)
Commercial | Com ¦ ENERGY STAR Dishwasher | 2032 | Economic | million_m3 | Before Competition Groups | 3.5702 | 0 | 0 | 1876.235 | 0.0019029 | 28 | Commercial_2032_Economic_million_m3_Before Competition Groups_28 | ENERGY STAR Dishwasher | 0.1903% | 0 | 3.5702 | Commercial_2032_Economic_million_m3_Before Competition Groups_ENERGY STAR Dishwasher
Commercial | Com ¦ Condensing Storage Water Heater | 2032 | Economic | million_m3 | Before Competition Groups | 3.5207 | 0 | 0 | 1876.235 | 0.0018765 | 29 | Commercial_2032_Economic_million_m3_Before Competition Groups_29 | Condensing Storage Water Heater | 0.1876% | 0 | 3.5207 | Commercial_2032_Economic_million_m3_Before Competition Groups_Condensing Storage Water Heater
Commercial | Com ¦ HOTEL OCCUPANCY CONTROLS (HVAC + LIGHTING) | 2032 | Technical | million_m3 | Before Competition Groups | 3.7945 | 0 | 0 | 2047.7296 | 0.001853 | 33 | Commercial_2032_Technical_million_m3_Before Competition Groups_33 | HOTEL OCCUPANCY CONTROLS (HVAC + LIGHTING) | 0.1853% | 0 | 3.7945 | Commercial_2032_Technical_million_m3_Before Competition Groups_HOTEL OCCUPANCY CONTROLS (HVAC + LIGHTING)
Commercial | Com ¦ Ice Rink Heat Recovery | 2032 | Technical | million_m3 | Before Competition Groups | 3.6326 | 0 | 0 | 2047.7296 | 0.001774 | 34 | Commercial_2032_Technical_million_m3_Before Competition Groups_34 | Ice Rink Heat Recovery | 0.1774% | 0 | 3.6326 | Commercial_2032_Technical_million_m3_Before Competition Groups_Ice Rink Heat Recovery
Commercial | Com ¦ ENERGY STAR Dishwasher | 2032 | Technical | million_m3 | Before Competition Groups | 3.5702 | 0 | 0 | 2047.7296 | 0.0017435 | 35 | Commercial_2032_Technical_million_m3_Before Competition Groups_35 | ENERGY STAR Dishwasher | 0.1744% | 0 | 3.5702 | Commercial_2032_Technical_million_m3_Before Competition Groups_ENERGY STAR Dishwasher
Commercial | Com ¦ Condensing Tankless Water Heater | 2032 | Technical | million_m3 | Before Competition Groups | 3.3682 | 0 | 0 | 2047.7296 | 0.0016448 | 36 | Commercial_2032_Technical_million_m3_Before Competition Groups_36 | Condensing Tankless Water Heater | 0.1645% | 0 | 3.3682 | Commercial_2032_Technical_million_m3_Before Competition Groups_Condensing Tankless Water Heater
Commercial | Com ¦ Gas Heat Pump Water Heater | 2032 | Technical | million_m3 | Before Competition Groups | 2.8925 | 0 | 0 | 2047.7296 | 0.0014125 | 37 | Commercial_2032_Technical_million_m3_Before Competition Groups_37 | Gas Heat Pump Water Heater | 0.1413% | 0 | 2.8925 | Commercial_2032_Technical_million_m3_Before Competition Groups_Gas Heat Pump Water Heater
Commercial | Com ¦ ENERGY STAR Dishwasher | 2032 | Achievable | million_m3 | Before Competition Groups | 1.2998 | 0 | 0 | 940.967 | 0.0013814 | 26 | Commercial_2032_Achievable_million_m3_Before Competition Groups_26 | ENERGY STAR Dishwasher | 0.1381% | 0 | 1.2998 | Commercial_2032_Achievable_million_m3_Before Competition Groups_ENERGY STAR Dishwasher
Commercial | Com ¦ Energy Recovery Ventilation and Ventilation (Enhanced) | 2032 | Achievable | million_m3 | Before Competition Groups | 1.2319 | 0 | 0 | 940.967 | 0.0013092 | 27 | Commercial_2032_Achievable_million_m3_Before Competition Groups_27 | Energy Recovery Ventilation and Ventilation (Enhanced) | 0.1309% | 0 | 1.2319 | Commercial_2032_Achievable_million_m3_Before Competition Groups_Energy Recovery Ventilation and Ventilation (Enhanced)
Commercial | Com ¦ Drain Water Heat Recovery (DWHR) ¦ Retro | 2032 | Achievable | million_m3 | Before Competition Groups | 0.97894 | 0 | 0 | 940.967 | 0.0010404 | 28 | Commercial_2032_Achievable_million_m3_Before Competition Groups_28 | Drain Water Heat Recovery (DWHR) ¦ Retro | 0.104% | 0 | 0.97894 | Commercial_2032_Achievable_million_m3_Before Competition Groups_Drain Water Heat Recovery (DWHR) ¦ Retro
Commercial | Com ¦ Dock Door Seals | 2032 | Technical | million_m3 | Before Competition Groups | 2.0168 | 0 | 0 | 2047.7296 | 0.00098489 | 38 | Commercial_2032_Technical_million_m3_Before Competition Groups_38 | Dock Door Seals | 0.09849% | 0 | 2.0168 | Commercial_2032_Technical_million_m3_Before Competition Groups_Dock Door Seals
Commercial | Com ¦ Condensing Tankless Water Heater | 2032 | Economic | million_m3 | Before Competition Groups | 1.7804 | 0 | 0 | 1876.235 | 0.00094894 | 30 | Commercial_2032_Economic_million_m3_Before Competition Groups_30 | Condensing Tankless Water Heater | 0.09489% | 0 | 1.7804 | Commercial_2032_Economic_million_m3_Before Competition Groups_Condensing Tankless Water Heater
Commercial | Com ¦ CEE Tier 2/Energy Star Clothes Washers | 2032 | Achievable | million_m3 | Before Competition Groups | 0.75954 | 0 | 0 | 940.967 | 0.00080719 | 29 | Commercial_2032_Achievable_million_m3_Before Competition Groups_29 | CEE Tier 2/Energy Star Clothes Washers | 0.08072% | 0 | 0.75954 | Commercial_2032_Achievable_million_m3_Before Competition Groups_CEE Tier 2/Energy Star Clothes Washers
Commercial | Com ¦ Gas Heat Pump Water Heater | 2032 | Economic | million_m3 | Before Competition Groups | 1.5128 | 0 | 0 | 1876.235 | 0.00080631 | 31 | Commercial_2032_Economic_million_m3_Before Competition Groups_31 | Gas Heat Pump Water Heater | 0.08063% | 0 | 1.5128 | Commercial_2032_Economic_million_m3_Before Competition Groups_Gas Heat Pump Water Heater
Commercial | Com ¦ Drain Water Heat Recovery (DWHR) ¦ Retro | 2032 | Economic | million_m3 | Before Competition Groups | 1.1826 | 0 | 0 | 1876.235 | 0.0006303 | 32 | Commercial_2032_Economic_million_m3_Before Competition Groups_32 | Drain Water Heat Recovery (DWHR) ¦ Retro | 0.06303% | 0 | 1.1826 | Commercial_2032_Economic_million_m3_Before Competition Groups_Drain Water Heat Recovery (DWHR) ¦ Retro
Commercial | Com ¦ CEE Tier 2/Energy Star Clothes Washers | 2032 | Economic | million_m3 | Before Competition Groups | 1.0998 | 0 | 0 | 1876.235 | 0.00058615 | 33 | Commercial_2032_Economic_million_m3_Before Competition Groups_33 | CEE Tier 2/Energy Star Clothes Washers | 0.05862% | 0 | 1.0998 | Commercial_2032_Economic_million_m3_Before Competition Groups_CEE Tier 2/Energy Star Clothes Washers
Commercial | Com ¦ Drain Water Heat Recovery (DWHR) ¦ Retro | 2032 | Technical | million_m3 | Before Competition Groups | 1.1826 | 0 | 0 | 2047.7296 | 0.00057751 | 39 | Commercial_2032_Technical_million_m3_Before Competition Groups_39 | Drain Water Heat Recovery (DWHR) ¦ Retro | 0.05775% | 0 | 1.1826 | Commercial_2032_Technical_million_m3_Before Competition Groups_Drain Water Heat Recovery (DWHR) ¦ Retro
Commercial | Com ¦ CEE Tier 2/Energy Star Clothes Washers | 2032 | Technical | million_m3 | Before Competition Groups | 1.0998 | 0 | 0 | 2047.7296 | 0.00053707 | 40 | Commercial_2032_Technical_million_m3_Before Competition Groups_40 | CEE Tier 2/Energy Star Clothes Washers | 0.05371% | 0 | 1.0998 | Commercial_2032_Technical_million_m3_Before Competition Groups_CEE Tier 2/Energy Star Clothes Washers
Commercial | Com ¦ Heat Recovery Ventilator | 2032 | Achievable | million_m3 | Before Competition Groups | 0.47085 | 0 | 0 | 940.967 | 0.00050039 | 30 | Commercial_2032_Achievable_million_m3_Before Competition Groups_30 | Heat Recovery Ventilator | 0.05004% | 0 | 0.47085 | Commercial_2032_Achievable_million_m3_Before Competition Groups_Heat Recovery Ventilator
Commercial | Com ¦ Low Flow Pre-Rinse Spray Nozzle | 2032 | Achievable | million_m3 | Before Competition Groups | 0.42149 | 0 | 0 | 940.967 | 0.00044793 | 31 | Commercial_2032_Achievable_million_m3_Before Competition Groups_31 | Low Flow Pre-Rinse Spray Nozzle | 0.04479% | 0 | 0.42149 | Commercial_2032_Achievable_million_m3_Before Competition Groups_Low Flow Pre-Rinse Spray Nozzle
Commercial | Com ¦ Condensing Storage Water Heater | 2032 | Achievable | million_m3 | Before Competition Groups | 0.35504 | 0 | 0 | 940.967 | 0.00037731 | 32 | Commercial_2032_Achievable_million_m3_Before Competition Groups_32 | Condensing Storage Water Heater | 0.03773% | 0 | 0.35504 | Commercial_2032_Achievable_million_m3_Before Competition Groups_Condensing Storage Water Heater
Commercial | Com ¦ Low Flow Pre-Rinse Spray Nozzle | 2032 | Economic | million_m3 | Before Competition Groups | 0.68342 | 0 | 0 | 1876.235 | 0.00036425 | 34 | Commercial_2032_Economic_million_m3_Before Competition Groups_34 | Low Flow Pre-Rinse Spray Nozzle | 0.03643% | 0 | 0.68342 | Commercial_2032_Economic_million_m3_Before Competition Groups_Low Flow Pre-Rinse Spray Nozzle
Commercial | Com ¦ Low Flow Pre-Rinse Spray Nozzle | 2032 | Technical | million_m3 | Before Competition Groups | 0.68342 | 0 | 0 | 2047.7296 | 0.00033375 | 41 | Commercial_2032_Technical_million_m3_Before Competition Groups_41 | Low Flow Pre-Rinse Spray Nozzle | 0.03337% | 0 | 0.68342 | Commercial_2032_Technical_million_m3_Before Competition Groups_Low Flow Pre-Rinse Spray Nozzle
Commercial | Com ¦ ENERGY STAR Steam Cooker | 2032 | Achievable | million_m3 | Before Competition Groups | 0.28985 | 0 | 0 | 940.967 | 0.00030803 | 33 | Commercial_2032_Achievable_million_m3_Before Competition Groups_33 | ENERGY STAR Steam Cooker | 0.0308% | 0 | 0.28985 | Commercial_2032_Achievable_million_m3_Before Competition Groups_ENERGY STAR Steam Cooker
Commercial | Com ¦ ENERGY STAR Steam Cooker | 2032 | Economic | million_m3 | Before Competition Groups | 0.48567 | 0 | 0 | 1876.235 | 0.00025885 | 35 | Commercial_2032_Economic_million_m3_Before Competition Groups_35 | ENERGY STAR Steam Cooker | 0.02589% | 0 | 0.48567 | Commercial_2032_Economic_million_m3_Before Competition Groups_ENERGY STAR Steam Cooker
Commercial | Com ¦ ENERGY STAR Steam Cooker | 2032 | Technical | million_m3 | Before Competition Groups | 0.48567 | 0 | 0 | 2047.7296 | 0.00023717 | 42 | Commercial_2032_Technical_million_m3_Before Competition Groups_42 | ENERGY STAR Steam Cooker | 0.02372% | 0 | 0.48567 | Commercial_2032_Technical_million_m3_Before Competition Groups_ENERGY STAR Steam Cooker
Commercial | Com ¦ Drain Water Heat Recovery (DWHR) ¦New | 2032 | Economic | million_m3 | Before Competition Groups | 0.39126 | 0 | 0 | 1876.235 | 0.00020853 | 36 | Commercial_2032_Economic_million_m3_Before Competition Groups_36 | Drain Water Heat Recovery (DWHR) ¦New | 0.02085% | 0 | 0.39126 | Commercial_2032_Economic_million_m3_Before Competition Groups_Drain Water Heat Recovery (DWHR) ¦New
Commercial | Com ¦ Drain Water Heat Recovery (DWHR) ¦New | 2032 | Technical | million_m3 | Before Competition Groups | 0.39126 | 0 | 0 | 2047.7296 | 0.00019107 | 43 | Commercial_2032_Technical_million_m3_Before Competition Groups_43 | Drain Water Heat Recovery (DWHR) ¦New | 0.01911% | 0 | 0.39126 | Commercial_2032_Technical_million_m3_Before Competition Groups_Drain Water Heat Recovery (DWHR) ¦New
Commercial | Com ¦ Gas Heat Pump Water Heater | 2032 | Achievable | million_m3 | Before Competition Groups | 0.17769 | 0 | 0 | 940.967 | 0.00018884 | 34 | Commercial_2032_Achievable_million_m3_Before Competition Groups_34 | Gas Heat Pump Water Heater | 0.01888% | 0 | 0.17769 | Commercial_2032_Achievable_million_m3_Before Competition Groups_Gas Heat Pump Water Heater
Commercial | Com ¦ Drain Water Heat Recovery (DWHR) ¦New | 2032 | Achievable | million_m3 | Before Competition Groups | 0.15637 | 0 | 0 | 940.967 | 0.00016619 | 35 | Commercial_2032_Achievable_million_m3_Before Competition Groups_35 | Drain Water Heat Recovery (DWHR) ¦New | 0.01662% | 0 | 0.15637 | Commercial_2032_Achievable_million_m3_Before Competition Groups_Drain Water Heat Recovery (DWHR) ¦New
Commercial | Com ¦ Solar Water Preheat (Pools/DHW) | 2032 | Economic | million_m3 | Before Competition Groups | 0.22726 | 0 | 0 | 1876.235 | 0.00012112 | 37 | Commercial_2032_Economic_million_m3_Before Competition Groups_37 | Solar Water Preheat (Pools/DHW) | 0.01211% | 0 | 0.22726 | Commercial_2032_Economic_million_m3_Before Competition Groups_Solar Water Preheat (Pools/DHW)
Commercial | Com ¦ Condensing Tankless Water Heater | 2032 | Achievable | million_m3 | Before Competition Groups | 0.11125 | 0 | 0 | 940.967 | 0.00011823 | 36 | Commercial_2032_Achievable_million_m3_Before Competition Groups_36 | Condensing Tankless Water Heater | 0.01182% | 0 | 0.11125 | Commercial_2032_Achievable_million_m3_Before Competition Groups_Condensing Tankless Water Heater
Commercial | Com ¦ Solar Water Preheat (Pools/DHW) | 2032 | Technical | million_m3 | Before Competition Groups | 0.23139 | 0 | 0 | 2047.7296 | 0.000113 | 44 | Commercial_2032_Technical_million_m3_Before Competition Groups_44 | Solar Water Preheat (Pools/DHW) | 0.0113% | 0 | 0.23139 | Commercial_2032_Technical_million_m3_Before Competition Groups_Solar Water Preheat (Pools/DHW)
Commercial | Com ¦ Air Curtains | 2032 | Achievable | million_m3 | Before Competition Groups | 0.10527 | 0 | 0 | 940.967 | 0.00011187 | 37 | Commercial_2032_Achievable_million_m3_Before Competition Groups_37 | Air Curtains | 0.01119% | 0 | 0.10527 | Commercial_2032_Achievable_million_m3_Before Competition Groups_Air Curtains
Commercial | Com ¦ Solar Water Preheat (Pools/DHW) | 2032 | Achievable | million_m3 | Before Competition Groups | 0.073863 | 0 | 0 | 940.967 | 7.8496e-05 | 38 | Commercial_2032_Achievable_million_m3_Before Competition Groups_38 | Solar Water Preheat (Pools/DHW) | 0.00785% | 0 | 0.073863 | Commercial_2032_Achievable_million_m3_Before Competition Groups_Solar Water Preheat (Pools/DHW)
Commercial | Com ¦ Air Curtains | 2032 | Economic | million_m3 | Before Competition Groups | 0.14395 | 0 | 0 | 1876.235 | 7.6723e-05 | 38 | Commercial_2032_Economic_million_m3_Before Competition Groups_38 | Air Curtains | 0.007672% | 0 | 0.14395 | Commercial_2032_Economic_million_m3_Before Competition Groups_Air Curtains
Commercial | Com ¦ Air Curtains | 2032 | Technical | million_m3 | Before Competition Groups | 0.14395 | 0 | 0 | 2047.7296 | 7.0297e-05 | 45 | Commercial_2032_Technical_million_m3_Before Competition Groups_45 | Air Curtains | 0.00703% | 0 | 0.14395 | Commercial_2032_Technical_million_m3_Before Competition Groups_Air Curtains
Commercial | Com ¦ Gas Convection Oven | 2032 | Technical | million_m3 | Before Competition Groups | 0.11495 | 0 | 0 | 2047.7296 | 5.6134e-05 | 46 | Commercial_2032_Technical_million_m3_Before Competition Groups_46 | Gas Convection Oven | 0.005613% | 0 | 0.11495 | Commercial_2032_Technical_million_m3_Before Competition Groups_Gas Convection Oven
Commercial | Com ¦ Super High Perf Glazing ¦RET | 2032 | Achievable | million_m3 | Before Competition Groups | 0.04723 | 0 | 0 | 940.967 | 5.0193e-05 | 39 | Commercial_2032_Achievable_million_m3_Before Competition Groups_39 | Super High Perf Glazing ¦RET | 0.005019% | 0 | 0.04723 | Commercial_2032_Achievable_million_m3_Before Competition Groups_Super High Perf Glazing ¦RET
Commercial | Com ¦ Solar Preheat Make up Air | 2032 | Technical | million_m3 | Before Competition Groups | 0.064959 | 0 | 0 | 2047.7296 | 3.1723e-05 | 47 | Commercial_2032_Technical_million_m3_Before Competition Groups_47 | Solar Preheat Make up Air | 0.003172% | 0 | 0.064959 | Commercial_2032_Technical_million_m3_Before Competition Groups_Solar Preheat Make up Air
Commercial | Com ¦ Super High Perf Glazing ¦RET | 2032 | Economic | million_m3 | Before Competition Groups | 0.058983 | 0 | 0 | 1876.235 | 3.1437e-05 | 39 | Commercial_2032_Economic_million_m3_Before Competition Groups_39 | Super High Perf Glazing ¦RET | 0.003144% | 0 | 0.058983 | Commercial_2032_Economic_million_m3_Before Competition Groups_Super High Perf Glazing ¦RET
Commercial | Com ¦ Super High Perf Glazing ¦RET | 2032 | Technical | million_m3 | Before Competition Groups | 0.058983 | 0 | 0 | 2047.7296 | 2.8804e-05 | 48 | Commercial_2032_Technical_million_m3_Before Competition Groups_48 | Super High Perf Glazing ¦RET | 0.00288% | 0 | 0.058983 | Commercial_2032_Technical_million_m3_Before Competition Groups_Super High Perf Glazing ¦RET
Commercial | Com ¦ Super High Perf Glazing ¦New | 2032 | Achievable | million_m3 | Before Competition Groups | 0.011655 | 0 | 0 | 940.967 | 1.2387e-05 | 40 | Commercial_2032_Achievable_million_m3_Before Competition Groups_40 | Super High Perf Glazing ¦New | 0.001239% | 0 | 0.011655 | Commercial_2032_Achievable_million_m3_Before Competition Groups_Super High Perf Glazing ¦New
Commercial | Com ¦ Super High Perf Glazing ¦New | 2032 | Economic | million_m3 | Before Competition Groups | 0.019385 | 0 | 0 | 1876.235 | 1.0332e-05 | 40 | Commercial_2032_Economic_million_m3_Before Competition Groups_40 | Super High Perf Glazing ¦New | 0.001033% | 0 | 0.019385 | Commercial_2032_Economic_million_m3_Before Competition Groups_Super High Perf Glazing ¦New
Commercial | Com ¦ Super High Perf Glazing ¦New | 2032 | Technical | million_m3 | Before Competition Groups | 0.019385 | 0 | 0 | 2047.7296 | 9.4667e-06 | 49 | Commercial_2032_Technical_million_m3_Before Competition Groups_49 | Super High Perf Glazing ¦New | 0.0009467% | 0 | 0.019385 | Commercial_2032_Technical_million_m3_Before Competition Groups_Super High Perf Glazing ¦New
Commercial | Com ¦ Building Recommissioning, Operations and Maintenance (O&M) Improvements | 2033 | Economic | million_m3 | Before Competition Groups | 255.2415 | 0 | 0 | 1917.9576 | 0.13308 | 1 | Commercial_2033_Economic_million_m3_Before Competition Groups_1 | Building Recommissioning, Operations and Maintenance (O&M) Improvements | 13.31% | 0 | 255.2415 | Commercial_2033_Economic_million_m3_Before Competition Groups_Building Recommissioning, Operations and Maintenance (O&M) Improvements
Commercial | Com ¦ Building Recommissioning, Operations and Maintenance (O&M) Improvements | 2033 | Technical | million_m3 | Before Competition Groups | 255.2415 | 0 | 0 | 2092.3033 | 0.12199 | 1 | Commercial_2033_Technical_million_m3_Before Competition Groups_1 | Building Recommissioning, Operations and Maintenance (O&M) Improvements | 12.2% | 0 | 255.2415 | Commercial_2033_Technical_million_m3_Before Competition Groups_Building Recommissioning, Operations and Maintenance (O&M) Improvements
Commercial | Com ¦ Condensing Boiler ¦ Std | 2033 | Economic | million_m3 | Before Competition Groups | 222.8798 | 0 | 0 | 1917.9576 | 0.11621 | 2 | Commercial_2033_Economic_million_m3_Before Competition Groups_2 | Condensing Boiler ¦ Std | 11.62% | 0 | 222.8798 | Commercial_2033_Economic_million_m3_Before Competition Groups_Condensing Boiler ¦ Std
Commercial | Com ¦ Adaptive Thermostats | 2033 | Achievable | million_m3 | Before Competition Groups | 113.992 | 0 | 0 | 1054.6108 | 0.10809 | 1 | Commercial_2033_Achievable_million_m3_Before Competition Groups_1 | Adaptive Thermostats | 10.81% | 0 | 113.992 | Commercial_2033_Achievable_million_m3_Before Competition Groups_Adaptive Thermostats
Commercial | Com ¦ Condensing Boiler ¦ Std | 2033 | Technical | million_m3 | Before Competition Groups | 222.8798 | 0 | 0 | 2092.3033 | 0.10652 | 2 | Commercial_2033_Technical_million_m3_Before Competition Groups_2 | Condensing Boiler ¦ Std | 10.65% | 0 | 222.8798 | Commercial_2033_Technical_million_m3_Before Competition Groups_Condensing Boiler ¦ Std
Commercial | Com ¦ Demand Control Ventilation | 2033 | Achievable | million_m3 | Before Competition Groups | 112.2177 | 0 | 0 | 1054.6108 | 0.10641 | 2 | Commercial_2033_Achievable_million_m3_Before Competition Groups_2 | Demand Control Ventilation | 10.64% | 0 | 112.2177 | Commercial_2033_Achievable_million_m3_Before Competition Groups_Demand Control Ventilation
Commercial | Com ¦ Condensing Boiler ¦ Std | 2033 | Achievable | million_m3 | Before Competition Groups | 105.3533 | 0 | 0 | 1054.6108 | 0.099898 | 3 | Commercial_2033_Achievable_million_m3_Before Competition Groups_3 | Condensing Boiler ¦ Std | 9.99% | 0 | 105.3533 | Commercial_2033_Achievable_million_m3_Before Competition Groups_Condensing Boiler ¦ Std
Commercial | Com ¦ Demand Control Ventilation | 2033 | Economic | million_m3 | Before Competition Groups | 190.9369 | 0 | 0 | 1917.9576 | 0.099552 | 3 | Commercial_2033_Economic_million_m3_Before Competition Groups_3 | Demand Control Ventilation | 9.955% | 0 | 190.9369 | Commercial_2033_Economic_million_m3_Before Competition Groups_Demand Control Ventilation
Commercial | Com ¦ Demand Control Ventilation | 2033 | Technical | million_m3 | Before Competition Groups | 197.8648 | 0 | 0 | 2092.3033 | 0.094568 | 3 | Commercial_2033_Technical_million_m3_Before Competition Groups_3 | Demand Control Ventilation | 9.457% | 0 | 197.8648 | Commercial_2033_Technical_million_m3_Before Competition Groups_Demand Control Ventilation
Commercial | Com ¦ Gas Fired Rooftop Units | 2033 | Economic | million_m3 | Before Competition Groups | 164.1044 | 0 | 0 | 1917.9576 | 0.085562 | 4 | Commercial_2033_Economic_million_m3_Before Competition Groups_4 | Gas Fired Rooftop Units | 8.556% | 0 | 164.1044 | Commercial_2033_Economic_million_m3_Before Competition Groups_Gas Fired Rooftop Units
Commercial | Com ¦ Gas Fired Rooftop Units | 2033 | Technical | million_m3 | Before Competition Groups | 164.1044 | 0 | 0 | 2092.3033 | 0.078432 | 4 | Commercial_2033_Technical_million_m3_Before Competition Groups_4 | Gas Fired Rooftop Units | 7.843% | 0 | 164.1044 | Commercial_2033_Technical_million_m3_Before Competition Groups_Gas Fired Rooftop Units
Commercial | Com ¦ Building Recommissioning, Operations and Maintenance (O&M) Improvements | 2033 | Achievable | million_m3 | Before Competition Groups | 82.0528 | 0 | 0 | 1054.6108 | 0.077804 | 4 | Commercial_2033_Achievable_million_m3_Before Competition Groups_4 | Building Recommissioning, Operations and Maintenance (O&M) Improvements | 7.78% | 0 | 82.0528 | Commercial_2033_Achievable_million_m3_Before Competition Groups_Building Recommissioning, Operations and Maintenance (O&M) Improvements
Commercial | Com ¦ Boilers - Advanced Controls (Steam Systems) | 2033 | Economic | million_m3 | Before Competition Groups | 146.0213 | 0 | 0 | 1917.9576 | 0.076134 | 5 | Commercial_2033_Economic_million_m3_Before Competition Groups_5 | Boilers - Advanced Controls (Steam Systems) | 7.613% | 0 | 146.0213 | Commercial_2033_Economic_million_m3_Before Competition Groups_Boilers - Advanced Controls (Steam Systems)
Commercial | Com ¦ Adaptive Thermostats | 2033 | Economic | million_m3 | Before Competition Groups | 137.7004 | 0 | 0 | 1917.9576 | 0.071795 | 6 | Commercial_2033_Economic_million_m3_Before Competition Groups_6 | Adaptive Thermostats | 7.18% | 0 | 137.7004 | Commercial_2033_Economic_million_m3_Before Competition Groups_Adaptive Thermostats
Commercial | Com ¦ Boilers - Advanced Controls (Steam Systems) | 2033 | Technical | million_m3 | Before Competition Groups | 146.0213 | 0 | 0 | 2092.3033 | 0.06979 | 5 | Commercial_2033_Technical_million_m3_Before Competition Groups_5 | Boilers - Advanced Controls (Steam Systems) | 6.979% | 0 | 146.0213 | Commercial_2033_Technical_million_m3_Before Competition Groups_Boilers - Advanced Controls (Steam Systems)
Commercial | Com ¦ Adaptive Thermostats | 2033 | Technical | million_m3 | Before Competition Groups | 137.7004 | 0 | 0 | 2092.3033 | 0.065813 | 6 | Commercial_2033_Technical_million_m3_Before Competition Groups_6 | Adaptive Thermostats | 6.581% | 0 | 137.7004 | Commercial_2033_Technical_million_m3_Before Competition Groups_Adaptive Thermostats
Commercial | Com ¦ Gas Fired Rooftop Units | 2033 | Achievable | million_m3 | Before Competition Groups | 64.2292 | 0 | 0 | 1054.6108 | 0.060903 | 5 | Commercial_2033_Achievable_million_m3_Before Competition Groups_5 | Gas Fired Rooftop Units | 6.09% | 0 | 64.2292 | Commercial_2033_Achievable_million_m3_Before Competition Groups_Gas Fired Rooftop Units
Commercial | Com ¦ Air Handler with Dedicated Outdoor Air Systems | 2033 | Achievable | million_m3 | Before Competition Groups | 63.1723 | 0 | 0 | 1054.6108 | 0.059901 | 6 | Commercial_2033_Achievable_million_m3_Before Competition Groups_6 | Air Handler with Dedicated Outdoor Air Systems | 5.99% | 0 | 63.1723 | Commercial_2033_Achievable_million_m3_Before Competition Groups_Air Handler with Dedicated Outdoor Air Systems
Commercial | Com ¦ Education and Capacity Building/Energy Behavior | 2033 | Achievable | million_m3 | Before Competition Groups | 60.3061 | 0 | 0 | 1054.6108 | 0.057183 | 7 | Commercial_2033_Achievable_million_m3_Before Competition Groups_7 | Education and Capacity Building/Energy Behavior | 5.718% | 0 | 60.3061 | Commercial_2033_Achievable_million_m3_Before Competition Groups_Education and Capacity Building/Energy Behavior
Commercial | Com ¦ Boilers - Advanced Controls (Steam Systems) | 2033 | Achievable | million_m3 | Before Competition Groups | 52.2977 | 0 | 0 | 1054.6108 | 0.04959 | 8 | Commercial_2033_Achievable_million_m3_Before Competition Groups_8 | Boilers - Advanced Controls (Steam Systems) | 4.959% | 0 | 52.2977 | Commercial_2033_Achievable_million_m3_Before Competition Groups_Boilers - Advanced Controls (Steam Systems)
Commercial | Com ¦ Air Handler with Dedicated Outdoor Air Systems | 2033 | Economic | million_m3 | Before Competition Groups | 94.2499 | 0 | 0 | 1917.9576 | 0.049141 | 7 | Commercial_2033_Economic_million_m3_Before Competition Groups_7 | Air Handler with Dedicated Outdoor Air Systems | 4.914% | 0 | 94.2499 | Commercial_2033_Economic_million_m3_Before Competition Groups_Air Handler with Dedicated Outdoor Air Systems
Commercial | Com ¦ Air Handler with Dedicated Outdoor Air Systems | 2033 | Technical | million_m3 | Before Competition Groups | 94.2499 | 0 | 0 | 2092.3033 | 0.045046 | 7 | Commercial_2033_Technical_million_m3_Before Competition Groups_7 | Air Handler with Dedicated Outdoor Air Systems | 4.505% | 0 | 94.2499 | Commercial_2033_Technical_million_m3_Before Competition Groups_Air Handler with Dedicated Outdoor Air Systems
Commercial | Com ¦ Steam System Optimization | 2033 | Achievable | million_m3 | Before Competition Groups | 45.5321 | 0 | 0 | 1054.6108 | 0.043174 | 9 | Commercial_2033_Achievable_million_m3_Before Competition Groups_9 | Steam System Optimization | 4.317% | 0 | 45.5321 | Commercial_2033_Achievable_million_m3_Before Competition Groups_Steam System Optimization
Commercial | Com ¦ Education and Capacity Building/Energy Behavior | 2033 | Economic | million_m3 | Before Competition Groups | 80.8787 | 0 | 0 | 1917.9576 | 0.042169 | 8 | Commercial_2033_Economic_million_m3_Before Competition Groups_8 | Education and Capacity Building/Energy Behavior | 4.217% | 0 | 80.8787 | Commercial_2033_Economic_million_m3_Before Competition Groups_Education and Capacity Building/Energy Behavior
Commercial | Com ¦ Condensing Make Up Air Unit | 2033 | Economic | million_m3 | Before Competition Groups | 80.3399 | 0 | 0 | 1917.9576 | 0.041888 | 9 | Commercial_2033_Economic_million_m3_Before Competition Groups_9 | Condensing Make Up Air Unit | 4.189% | 0 | 80.3399 | Commercial_2033_Economic_million_m3_Before Competition Groups_Condensing Make Up Air Unit
Commercial | Com ¦ Destratification | 2033 | Achievable | million_m3 | Before Competition Groups | 43.6187 | 0 | 0 | 1054.6108 | 0.04136 | 10 | Commercial_2033_Achievable_million_m3_Before Competition Groups_10 | Destratification | 4.136% | 0 | 43.6187 | Commercial_2033_Achievable_million_m3_Before Competition Groups_Destratification
Commercial | Com ¦ Demand Control Kitchen Ventilation | 2033 | Achievable | million_m3 | Before Competition Groups | 43.3067 | 0 | 0 | 1054.6108 | 0.041064 | 11 | Commercial_2033_Achievable_million_m3_Before Competition Groups_11 | Demand Control Kitchen Ventilation | 4.106% | 0 | 43.3067 | Commercial_2033_Achievable_million_m3_Before Competition Groups_Demand Control Kitchen Ventilation
Commercial | Com ¦ Condensing Make Up Air Unit | 2033 | Achievable | million_m3 | Before Competition Groups | 42.7511 | 0 | 0 | 1054.6108 | 0.040537 | 12 | Commercial_2033_Achievable_million_m3_Before Competition Groups_12 | Condensing Make Up Air Unit | 4.054% | 0 | 42.7511 | Commercial_2033_Achievable_million_m3_Before Competition Groups_Condensing Make Up Air Unit
Commercial | Com ¦ Furnace Tune-Up | 2033 | Achievable | million_m3 | Before Competition Groups | 41.7958 | 0 | 0 | 1054.6108 | 0.039632 | 13 | Commercial_2033_Achievable_million_m3_Before Competition Groups_13 | Furnace Tune-Up | 3.963% | 0 | 41.7958 | Commercial_2033_Achievable_million_m3_Before Competition Groups_Furnace Tune-Up
Commercial | Com ¦ Advanced BAS/Controllers | 2033 | Economic | million_m3 | Before Competition Groups | 75.3793 | 0 | 0 | 1917.9576 | 0.039302 | 10 | Commercial_2033_Economic_million_m3_Before Competition Groups_10 | Advanced BAS/Controllers | 3.93% | 0 | 75.3793 | Commercial_2033_Economic_million_m3_Before Competition Groups_Advanced BAS/Controllers
Commercial | Com ¦ Education and Capacity Building/Energy Behavior | 2033 | Technical | million_m3 | Before Competition Groups | 80.8787 | 0 | 0 | 2092.3033 | 0.038655 | 8 | Commercial_2033_Technical_million_m3_Before Competition Groups_8 | Education and Capacity Building/Energy Behavior | 3.866% | 0 | 80.8787 | Commercial_2033_Technical_million_m3_Before Competition Groups_Education and Capacity Building/Energy Behavior
Commercial | Com ¦ Condensing Make Up Air Unit | 2033 | Technical | million_m3 | Before Competition Groups | 80.3399 | 0 | 0 | 2092.3033 | 0.038398 | 9 | Commercial_2033_Technical_million_m3_Before Competition Groups_9 | Condensing Make Up Air Unit | 3.84% | 0 | 80.3399 | Commercial_2033_Technical_million_m3_Before Competition Groups_Condensing Make Up Air Unit
Commercial | Com ¦ Gas Fired Heat Pump | 2033 | Achievable | million_m3 | Before Competition Groups | 38.508 | 0 | 0 | 1054.6108 | 0.036514 | 14 | Commercial_2033_Achievable_million_m3_Before Competition Groups_14 | Gas Fired Heat Pump | 3.651% | 0 | 38.508 | Commercial_2033_Achievable_million_m3_Before Competition Groups_Gas Fired Heat Pump
Commercial | Com ¦ Advanced BAS/Controllers | 2033 | Technical | million_m3 | Before Competition Groups | 75.3793 | 0 | 0 | 2092.3033 | 0.036027 | 10 | Commercial_2033_Technical_million_m3_Before Competition Groups_10 | Advanced BAS/Controllers | 3.603% | 0 | 75.3793 | Commercial_2033_Technical_million_m3_Before Competition Groups_Advanced BAS/Controllers
Commercial | Com ¦ Gas Fired Heat Pump | 2033 | Economic | million_m3 | Before Competition Groups | 67.2477 | 0 | 0 | 1917.9576 | 0.035062 | 11 | Commercial_2033_Economic_million_m3_Before Competition Groups_11 | Gas Fired Heat Pump | 3.506% | 0 | 67.2477 | Commercial_2033_Economic_million_m3_Before Competition Groups_Gas Fired Heat Pump
Commercial | Com ¦ Demand Control Kitchen Ventilation | 2033 | Economic | million_m3 | Before Competition Groups | 66.9694 | 0 | 0 | 1917.9576 | 0.034917 | 12 | Commercial_2033_Economic_million_m3_Before Competition Groups_12 | Demand Control Kitchen Ventilation | 3.492% | 0 | 66.9694 | Commercial_2033_Economic_million_m3_Before Competition Groups_Demand Control Kitchen Ventilation
Commercial | Com ¦ Gas Fired Heat Pump | 2033 | Technical | million_m3 | Before Competition Groups | 67.2477 | 0 | 0 | 2092.3033 | 0.032141 | 11 | Commercial_2033_Technical_million_m3_Before Competition Groups_11 | Gas Fired Heat Pump | 3.214% | 0 | 67.2477 | Commercial_2033_Technical_million_m3_Before Competition Groups_Gas Fired Heat Pump
Commercial | Com ¦ Demand Control Kitchen Ventilation | 2033 | Technical | million_m3 | Before Competition Groups | 66.9694 | 0 | 0 | 2092.3033 | 0.032008 | 12 | Commercial_2033_Technical_million_m3_Before Competition Groups_12 | Demand Control Kitchen Ventilation | 3.201% | 0 | 66.9694 | Commercial_2033_Technical_million_m3_Before Competition Groups_Demand Control Kitchen Ventilation
Commercial | Com ¦ Advanced BAS/Controllers | 2033 | Achievable | million_m3 | Before Competition Groups | 32.1908 | 0 | 0 | 1054.6108 | 0.030524 | 15 | Commercial_2033_Achievable_million_m3_Before Competition Groups_15 | Advanced BAS/Controllers | 3.052% | 0 | 32.1908 | Commercial_2033_Achievable_million_m3_Before Competition Groups_Advanced BAS/Controllers
Commercial | Com ¦ Energy Recovery Ventilation and Ventilation (Enhanced) | 2033 | Technical | million_m3 | Before Competition Groups | 60.4966 | 0 | 0 | 2092.3033 | 0.028914 | 13 | Commercial_2033_Technical_million_m3_Before Competition Groups_13 | Energy Recovery Ventilation and Ventilation (Enhanced) | 2.891% | 0 | 60.4966 | Commercial_2033_Technical_million_m3_Before Competition Groups_Energy Recovery Ventilation and Ventilation (Enhanced)
Commercial | Com ¦ Steam System Optimization | 2033 | Economic | million_m3 | Before Competition Groups | 51.8512 | 0 | 0 | 1917.9576 | 0.027035 | 13 | Commercial_2033_Economic_million_m3_Before Competition Groups_13 | Steam System Optimization | 2.703% | 0 | 51.8512 | Commercial_2033_Economic_million_m3_Before Competition Groups_Steam System Optimization
Commercial | Com ¦ Destratification | 2033 | Economic | million_m3 | Before Competition Groups | 49.5142 | 0 | 0 | 1917.9576 | 0.025816 | 14 | Commercial_2033_Economic_million_m3_Before Competition Groups_14 | Destratification | 2.582% | 0 | 49.5142 | Commercial_2033_Economic_million_m3_Before Competition Groups_Destratification
Commercial | Com ¦ Furnace Tune-Up | 2033 | Economic | million_m3 | Before Competition Groups | 47.9422 | 0 | 0 | 1917.9576 | 0.024997 | 15 | Commercial_2033_Economic_million_m3_Before Competition Groups_15 | Furnace Tune-Up | 2.5% | 0 | 47.9422 | Commercial_2033_Economic_million_m3_Before Competition Groups_Furnace Tune-Up
Commercial | Com ¦ Condensing Unit Heaters or other Efficient Unit Heating System | 2033 | Economic | million_m3 | Before Competition Groups | 47.5744 | 0 | 0 | 1917.9576 | 0.024805 | 16 | Commercial_2033_Economic_million_m3_Before Competition Groups_16 | Condensing Unit Heaters or other Efficient Unit Heating System | 2.48% | 0 | 47.5744 | Commercial_2033_Economic_million_m3_Before Competition Groups_Condensing Unit Heaters or other Efficient Unit Heating System
Commercial | Com ¦ Steam System Optimization | 2033 | Technical | million_m3 | Before Competition Groups | 51.8512 | 0 | 0 | 2092.3033 | 0.024782 | 14 | Commercial_2033_Technical_million_m3_Before Competition Groups_14 | Steam System Optimization | 2.478% | 0 | 51.8512 | Commercial_2033_Technical_million_m3_Before Competition Groups_Steam System Optimization
Commercial | Com ¦ Destratification | 2033 | Technical | million_m3 | Before Competition Groups | 49.5142 | 0 | 0 | 2092.3033 | 0.023665 | 15 | Commercial_2033_Technical_million_m3_Before Competition Groups_15 | Destratification | 2.366% | 0 | 49.5142 | Commercial_2033_Technical_million_m3_Before Competition Groups_Destratification
Commercial | Com ¦ Furnace Tune-Up | 2033 | Technical | million_m3 | Before Competition Groups | 47.9422 | 0 | 0 | 2092.3033 | 0.022914 | 16 | Commercial_2033_Technical_million_m3_Before Competition Groups_16 | Furnace Tune-Up | 2.291% | 0 | 47.9422 | Commercial_2033_Technical_million_m3_Before Competition Groups_Furnace Tune-Up
Commercial | Com ¦ Condensing Unit Heaters or other Efficient Unit Heating System | 2033 | Technical | million_m3 | Before Competition Groups | 47.5744 | 0 | 0 | 2092.3033 | 0.022738 | 17 | Commercial_2033_Technical_million_m3_Before Competition Groups_17 | Condensing Unit Heaters or other Efficient Unit Heating System | 2.274% | 0 | 47.5744 | Commercial_2033_Technical_million_m3_Before Competition Groups_Condensing Unit Heaters or other Efficient Unit Heating System
Commercial | Com ¦ Wall Insulation | 2033 | Achievable | million_m3 | Before Competition Groups | 23.5185 | 0 | 0 | 1054.6108 | 0.022301 | 16 | Commercial_2033_Achievable_million_m3_Before Competition Groups_16 | Wall Insulation | 2.23% | 0 | 23.5185 | Commercial_2033_Achievable_million_m3_Before Competition Groups_Wall Insulation
Commercial | Com ¦ Condensing Unit Heaters or other Efficient Unit Heating System | 2033 | Achievable | million_m3 | Before Competition Groups | 23.3486 | 0 | 0 | 1054.6108 | 0.02214 | 17 | Commercial_2033_Achievable_million_m3_Before Competition Groups_17 | Condensing Unit Heaters or other Efficient Unit Heating System | 2.214% | 0 | 23.3486 | Commercial_2033_Achievable_million_m3_Before Competition Groups_Condensing Unit Heaters or other Efficient Unit Heating System
Commercial | Com ¦ High Efficiency Condensing Furnace AFUE 95% from 80% code | 2033 | Technical | million_m3 | Before Competition Groups | 35.2454 | 0 | 0 | 2092.3033 | 0.016845 | 18 | Commercial_2033_Technical_million_m3_Before Competition Groups_18 | High Efficiency Condensing Furnace AFUE 95% from 80% code | 1.685% | 0 | 35.2454 | Commercial_2033_Technical_million_m3_Before Competition Groups_High Efficiency Condensing Furnace AFUE 95% from 80% code
Commercial | Com ¦ Energy Efficient Laboratory Fume Hood | 2033 | Achievable | million_m3 | Before Competition Groups | 16.6531 | 0 | 0 | 1054.6108 | 0.015791 | 18 | Commercial_2033_Achievable_million_m3_Before Competition Groups_18 | Energy Efficient Laboratory Fume Hood | 1.579% | 0 | 16.6531 | Commercial_2033_Achievable_million_m3_Before Competition Groups_Energy Efficient Laboratory Fume Hood
Commercial | Com ¦ Heat Recovery Ventilator | 2033 | Technical | million_m3 | Before Competition Groups | 30.8878 | 0 | 0 | 2092.3033 | 0.014763 | 19 | Commercial_2033_Technical_million_m3_Before Competition Groups_19 | Heat Recovery Ventilator | 1.476% | 0 | 30.8878 | Commercial_2033_Technical_million_m3_Before Competition Groups_Heat Recovery Ventilator
Commercial | Com ¦ Wall Insulation | 2033 | Economic | million_m3 | Before Competition Groups | 26.7562 | 0 | 0 | 1917.9576 | 0.01395 | 17 | Commercial_2033_Economic_million_m3_Before Competition Groups_17 | Wall Insulation | 1.395% | 0 | 26.7562 | Commercial_2033_Economic_million_m3_Before Competition Groups_Wall Insulation
Commercial | Com ¦ Wall Insulation | 2033 | Technical | million_m3 | Before Competition Groups | 26.7562 | 0 | 0 | 2092.3033 | 0.012788 | 20 | Commercial_2033_Technical_million_m3_Before Competition Groups_20 | Wall Insulation | 1.279% | 0 | 26.7562 | Commercial_2033_Technical_million_m3_Before Competition Groups_Wall Insulation
Commercial | Com ¦ Demand controlled Circulating Systems | 2033 | Achievable | million_m3 | Before Competition Groups | 12.3327 | 0 | 0 | 1054.6108 | 0.011694 | 19 | Commercial_2033_Achievable_million_m3_Before Competition Groups_19 | Demand controlled Circulating Systems | 1.169% | 0 | 12.3327 | Commercial_2033_Achievable_million_m3_Before Competition Groups_Demand controlled Circulating Systems
Commercial | Com ¦ Energy Efficient Laboratory Fume Hood | 2033 | Economic | million_m3 | Before Competition Groups | 19.0141 | 0 | 0 | 1917.9576 | 0.0099137 | 18 | Commercial_2033_Economic_million_m3_Before Competition Groups_18 | Energy Efficient Laboratory Fume Hood | 0.9914% | 0 | 19.0141 | Commercial_2033_Economic_million_m3_Before Competition Groups_Energy Efficient Laboratory Fume Hood
Commercial | Com ¦ Super-High Efficiency Furnaces (Emerging Tech) | 2033 | Technical | million_m3 | Before Competition Groups | 20.2736 | 0 | 0 | 2092.3033 | 0.0096896 | 21 | Commercial_2033_Technical_million_m3_Before Competition Groups_21 | Super-High Efficiency Furnaces (Emerging Tech) | 0.969% | 0 | 20.2736 | Commercial_2033_Technical_million_m3_Before Competition Groups_Super-High Efficiency Furnaces (Emerging Tech)
Commercial | Com ¦ Duct Insulation, R8 | 2033 | Achievable | million_m3 | Before Competition Groups | 9.6903 | 0 | 0 | 1054.6108 | 0.0091885 | 20 | Commercial_2033_Achievable_million_m3_Before Competition Groups_20 | Duct Insulation, R8 | 0.9189% | 0 | 9.6903 | Commercial_2033_Achievable_million_m3_Before Competition Groups_Duct Insulation, R8
Commercial | Com ¦ Energy Efficient Laboratory Fume Hood | 2033 | Technical | million_m3 | Before Competition Groups | 19.0141 | 0 | 0 | 2092.3033 | 0.0090877 | 22 | Commercial_2033_Technical_million_m3_Before Competition Groups_22 | Energy Efficient Laboratory Fume Hood | 0.9088% | 0 | 19.0141 | Commercial_2033_Technical_million_m3_Before Competition Groups_Energy Efficient Laboratory Fume Hood
Commercial | Com ¦ Boiler Measures | 2033 | Technical | million_m3 | Before Competition Groups | 16.1646 | 0 | 0 | 2092.3033 | 0.0077257 | 23 | Commercial_2033_Technical_million_m3_Before Competition Groups_23 | Boiler Measures | 0.7726% | 0 | 16.1646 | Commercial_2033_Technical_million_m3_Before Competition Groups_Boiler Measures
Commercial | Com ¦ Demand controlled Circulating Systems | 2033 | Economic | million_m3 | Before Competition Groups | 14.0305 | 0 | 0 | 1917.9576 | 0.0073153 | 19 | Commercial_2033_Economic_million_m3_Before Competition Groups_19 | Demand controlled Circulating Systems | 0.7315% | 0 | 14.0305 | Commercial_2033_Economic_million_m3_Before Competition Groups_Demand controlled Circulating Systems
Commercial | Com ¦ Demand controlled Circulating Systems | 2033 | Technical | million_m3 | Before Competition Groups | 14.0305 | 0 | 0 | 2092.3033 | 0.0067058 | 24 | Commercial_2033_Technical_million_m3_Before Competition Groups_24 | Demand controlled Circulating Systems | 0.6706% | 0 | 14.0305 | Commercial_2033_Technical_million_m3_Before Competition Groups_Demand controlled Circulating Systems
Commercial | Com ¦ Energy Recovery Ventilation and Ventilation (Enhanced) | 2033 | Economic | million_m3 | Before Competition Groups | 12.7164 | 0 | 0 | 1917.9576 | 0.0066302 | 20 | Commercial_2033_Economic_million_m3_Before Competition Groups_20 | Energy Recovery Ventilation and Ventilation (Enhanced) | 0.663% | 0 | 12.7164 | Commercial_2033_Economic_million_m3_Before Competition Groups_Energy Recovery Ventilation and Ventilation (Enhanced)
Commercial | Com ¦ Duct Insulation, R8 | 2033 | Economic | million_m3 | Before Competition Groups | 11.0742 | 0 | 0 | 1917.9576 | 0.005774 | 21 | Commercial_2033_Economic_million_m3_Before Competition Groups_21 | Duct Insulation, R8 | 0.5774% | 0 | 11.0742 | Commercial_2033_Economic_million_m3_Before Competition Groups_Duct Insulation, R8
Commercial | Com ¦ Ozone Laundry Treatment | 2033 | Achievable | million_m3 | Before Competition Groups | 5.8785 | 0 | 0 | 1054.6108 | 0.0055741 | 21 | Commercial_2033_Achievable_million_m3_Before Competition Groups_21 | Ozone Laundry Treatment | 0.5574% | 0 | 5.8785 | Commercial_2033_Achievable_million_m3_Before Competition Groups_Ozone Laundry Treatment
Commercial | Com ¦ Duct Insulation, R8 | 2033 | Technical | million_m3 | Before Competition Groups | 11.0742 | 0 | 0 | 2092.3033 | 0.0052928 | 25 | Commercial_2033_Technical_million_m3_Before Competition Groups_25 | Duct Insulation, R8 | 0.5293% | 0 | 11.0742 | Commercial_2033_Technical_million_m3_Before Competition Groups_Duct Insulation, R8
Commercial | Com ¦ Roof Insulation/Ceiling Insulation (R25 Code to R35) | 2033 | Technical | million_m3 | Before Competition Groups | 8.9313 | 0 | 0 | 2092.3033 | 0.0042686 | 26 | Commercial_2033_Technical_million_m3_Before Competition Groups_26 | Roof Insulation/Ceiling Insulation (R25 Code to R35) | 0.4269% | 0 | 8.9313 | Commercial_2033_Technical_million_m3_Before Competition Groups_Roof Insulation/Ceiling Insulation (R25 Code to R35)
Commercial | Com ¦ ENERGY STAR Fryer (84% eff) | 2033 | Achievable | million_m3 | Before Competition Groups | 4.4386 | 0 | 0 | 1054.6108 | 0.0042087 | 22 | Commercial_2033_Achievable_million_m3_Before Competition Groups_22 | ENERGY STAR Fryer (84% eff) | 0.4209% | 0 | 4.4386 | Commercial_2033_Achievable_million_m3_Before Competition Groups_ENERGY STAR Fryer (84% eff)
Commercial | Com ¦ Ozone Laundry Treatment | 2033 | Economic | million_m3 | Before Competition Groups | 7.6299 | 0 | 0 | 1917.9576 | 0.0039781 | 22 | Commercial_2033_Economic_million_m3_Before Competition Groups_22 | Ozone Laundry Treatment | 0.3978% | 0 | 7.6299 | Commercial_2033_Economic_million_m3_Before Competition Groups_Ozone Laundry Treatment
Commercial | Com ¦ High Efficiency Underfired Broilers | 2033 | Achievable | million_m3 | Before Competition Groups | 4.1602 | 0 | 0 | 1054.6108 | 0.0039447 | 23 | Commercial_2033_Achievable_million_m3_Before Competition Groups_23 | High Efficiency Underfired Broilers | 0.3945% | 0 | 4.1602 | Commercial_2033_Achievable_million_m3_Before Competition Groups_High Efficiency Underfired Broilers
Commercial | Com ¦ ENERGY STAR Fryer (84% eff) | 2033 | Economic | million_m3 | Before Competition Groups | 7.2636 | 0 | 0 | 1917.9576 | 0.0037872 | 23 | Commercial_2033_Economic_million_m3_Before Competition Groups_23 | ENERGY STAR Fryer (84% eff) | 0.3787% | 0 | 7.2636 | Commercial_2033_Economic_million_m3_Before Competition Groups_ENERGY STAR Fryer (84% eff)
Commercial | Com ¦ Heat Recovery Ventilator | 2033 | Economic | million_m3 | Before Competition Groups | 7.1394 | 0 | 0 | 1917.9576 | 0.0037224 | 24 | Commercial_2033_Economic_million_m3_Before Competition Groups_24 | Heat Recovery Ventilator | 0.3722% | 0 | 7.1394 | Commercial_2033_Economic_million_m3_Before Competition Groups_Heat Recovery Ventilator
Commercial | Com ¦ Infrared Heaters | 2033 | Economic | million_m3 | Before Competition Groups | 7.0558 | 0 | 0 | 1917.9576 | 0.0036788 | 25 | Commercial_2033_Economic_million_m3_Before Competition Groups_25 | Infrared Heaters | 0.3679% | 0 | 7.0558 | Commercial_2033_Economic_million_m3_Before Competition Groups_Infrared Heaters
Commercial | Com ¦ Ozone Laundry Treatment | 2033 | Technical | million_m3 | Before Competition Groups | 7.6299 | 0 | 0 | 2092.3033 | 0.0036466 | 27 | Commercial_2033_Technical_million_m3_Before Competition Groups_27 | Ozone Laundry Treatment | 0.3647% | 0 | 7.6299 | Commercial_2033_Technical_million_m3_Before Competition Groups_Ozone Laundry Treatment
Commercial | Com ¦ ENERGY STAR Fryer (84% eff) | 2033 | Technical | million_m3 | Before Competition Groups | 7.2636 | 0 | 0 | 2092.3033 | 0.0034716 | 28 | Commercial_2033_Technical_million_m3_Before Competition Groups_28 | ENERGY STAR Fryer (84% eff) | 0.3472% | 0 | 7.2636 | Commercial_2033_Technical_million_m3_Before Competition Groups_ENERGY STAR Fryer (84% eff)
Commercial | Com ¦ Infrared Heaters | 2033 | Technical | million_m3 | Before Competition Groups | 7.0558 | 0 | 0 | 2092.3033 | 0.0033722 | 29 | Commercial_2033_Technical_million_m3_Before Competition Groups_29 | Infrared Heaters | 0.3372% | 0 | 7.0558 | Commercial_2033_Technical_million_m3_Before Competition Groups_Infrared Heaters
Commercial | Com ¦ High Efficiency Underfired Broilers | 2033 | Economic | million_m3 | Before Competition Groups | 6.1652 | 0 | 0 | 1917.9576 | 0.0032144 | 26 | Commercial_2033_Economic_million_m3_Before Competition Groups_26 | High Efficiency Underfired Broilers | 0.3214% | 0 | 6.1652 | Commercial_2033_Economic_million_m3_Before Competition Groups_High Efficiency Underfired Broilers
Commercial | Com ¦ Condensing Storage Water Heater | 2033 | Technical | million_m3 | Before Competition Groups | 6.2426 | 0 | 0 | 2092.3033 | 0.0029836 | 30 | Commercial_2033_Technical_million_m3_Before Competition Groups_30 | Condensing Storage Water Heater | 0.2984% | 0 | 6.2426 | Commercial_2033_Technical_million_m3_Before Competition Groups_Condensing Storage Water Heater
Commercial | Com ¦ High Efficiency Underfired Broilers | 2033 | Technical | million_m3 | Before Competition Groups | 6.1652 | 0 | 0 | 2092.3033 | 0.0029466 | 31 | Commercial_2033_Technical_million_m3_Before Competition Groups_31 | High Efficiency Underfired Broilers | 0.2947% | 0 | 6.1652 | Commercial_2033_Technical_million_m3_Before Competition Groups_High Efficiency Underfired Broilers
Commercial | Com ¦ Infrared Heaters | 2033 | Achievable | million_m3 | Before Competition Groups | 3.0434 | 0 | 0 | 1054.6108 | 0.0028859 | 24 | Commercial_2033_Achievable_million_m3_Before Competition Groups_24 | Infrared Heaters | 0.2886% | 0 | 3.0434 | Commercial_2033_Achievable_million_m3_Before Competition Groups_Infrared Heaters
Commercial | Com ¦ ENERGY STAR Griddle (74% eff) | 2033 | Achievable | million_m3 | Before Competition Groups | 2.9506 | 0 | 0 | 1054.6108 | 0.0027978 | 25 | Commercial_2033_Achievable_million_m3_Before Competition Groups_25 | ENERGY STAR Griddle (74% eff) | 0.2798% | 0 | 2.9506 | Commercial_2033_Achievable_million_m3_Before Competition Groups_ENERGY STAR Griddle (74% eff)
Commercial | Com ¦ ENERGY STAR Griddle (74% eff) | 2033 | Economic | million_m3 | Before Competition Groups | 4.772 | 0 | 0 | 1917.9576 | 0.0024881 | 27 | Commercial_2033_Economic_million_m3_Before Competition Groups_27 | ENERGY STAR Griddle (74% eff) | 0.2488% | 0 | 4.772 | Commercial_2033_Economic_million_m3_Before Competition Groups_ENERGY STAR Griddle (74% eff)
Commercial | Com ¦ ENERGY STAR Griddle (74% eff) | 2033 | Technical | million_m3 | Before Competition Groups | 4.772 | 0 | 0 | 2092.3033 | 0.0022808 | 32 | Commercial_2033_Technical_million_m3_Before Competition Groups_32 | ENERGY STAR Griddle (74% eff) | 0.2281% | 0 | 4.772 | Commercial_2033_Technical_million_m3_Before Competition Groups_ENERGY STAR Griddle (74% eff)
Commercial | Com ¦ Condensing Storage Water Heater | 2033 | Economic | million_m3 | Before Competition Groups | 3.8269 | 0 | 0 | 1917.9576 | 0.0019953 | 28 | Commercial_2033_Economic_million_m3_Before Competition Groups_28 | Condensing Storage Water Heater | 0.1995% | 0 | 3.8269 | Commercial_2033_Economic_million_m3_Before Competition Groups_Condensing Storage Water Heater
Commercial | Com ¦ ENERGY STAR Dishwasher | 2033 | Economic | million_m3 | Before Competition Groups | 3.6635 | 0 | 0 | 1917.9576 | 0.0019101 | 29 | Commercial_2033_Economic_million_m3_Before Competition Groups_29 | ENERGY STAR Dishwasher | 0.191% | 0 | 3.6635 | Commercial_2033_Economic_million_m3_Before Competition Groups_ENERGY STAR Dishwasher
Commercial | Com ¦ HOTEL OCCUPANCY CONTROLS (HVAC + LIGHTING) | 2033 | Technical | million_m3 | Before Competition Groups | 3.8099 | 0 | 0 | 2092.3033 | 0.0018209 | 33 | Commercial_2033_Technical_million_m3_Before Competition Groups_33 | HOTEL OCCUPANCY CONTROLS (HVAC + LIGHTING) | 0.1821% | 0 | 3.8099 | Commercial_2033_Technical_million_m3_Before Competition Groups_HOTEL OCCUPANCY CONTROLS (HVAC + LIGHTING)
Commercial | Com ¦ ENERGY STAR Dishwasher | 2033 | Technical | million_m3 | Before Competition Groups | 3.6635 | 0 | 0 | 2092.3033 | 0.0017509 | 34 | Commercial_2033_Technical_million_m3_Before Competition Groups_34 | ENERGY STAR Dishwasher | 0.1751% | 0 | 3.6635 | Commercial_2033_Technical_million_m3_Before Competition Groups_ENERGY STAR Dishwasher
Commercial | Com ¦ Condensing Tankless Water Heater | 2033 | Technical | million_m3 | Before Competition Groups | 3.6245 | 0 | 0 | 2092.3033 | 0.0017323 | 35 | Commercial_2033_Technical_million_m3_Before Competition Groups_35 | Condensing Tankless Water Heater | 0.1732% | 0 | 3.6245 | Commercial_2033_Technical_million_m3_Before Competition Groups_Condensing Tankless Water Heater
Commercial | Com ¦ Ice Rink Heat Recovery | 2033 | Technical | million_m3 | Before Competition Groups | 3.5596 | 0 | 0 | 2092.3033 | 0.0017013 | 36 | Commercial_2033_Technical_million_m3_Before Competition Groups_36 | Ice Rink Heat Recovery | 0.1701% | 0 | 3.5596 | Commercial_2033_Technical_million_m3_Before Competition Groups_Ice Rink Heat Recovery
Commercial | Com ¦ Gas Heat Pump Water Heater | 2033 | Technical | million_m3 | Before Competition Groups | 3.1129 | 0 | 0 | 2092.3033 | 0.0014878 | 37 | Commercial_2033_Technical_million_m3_Before Competition Groups_37 | Gas Heat Pump Water Heater | 0.1488% | 0 | 3.1129 | Commercial_2033_Technical_million_m3_Before Competition Groups_Gas Heat Pump Water Heater
Commercial | Com ¦ ENERGY STAR Dishwasher | 2033 | Achievable | million_m3 | Before Competition Groups | 1.4438 | 0 | 0 | 1054.6108 | 0.001369 | 26 | Commercial_2033_Achievable_million_m3_Before Competition Groups_26 | ENERGY STAR Dishwasher | 0.1369% | 0 | 1.4438 | Commercial_2033_Achievable_million_m3_Before Competition Groups_ENERGY STAR Dishwasher
Commercial | Com ¦ Energy Recovery Ventilation and Ventilation (Enhanced) | 2033 | Achievable | million_m3 | Before Competition Groups | 1.4329 | 0 | 0 | 1054.6108 | 0.0013587 | 27 | Commercial_2033_Achievable_million_m3_Before Competition Groups_27 | Energy Recovery Ventilation and Ventilation (Enhanced) | 0.1359% | 0 | 1.4329 | Commercial_2033_Achievable_million_m3_Before Competition Groups_Energy Recovery Ventilation and Ventilation (Enhanced)
Commercial | Com ¦ Dock Door Seals | 2033 | Technical | million_m3 | Before Competition Groups | 2.1474 | 0 | 0 | 2092.3033 | 0.0010263 | 38 | Commercial_2033_Technical_million_m3_Before Competition Groups_38 | Dock Door Seals | 0.1026% | 0 | 2.1474 | Commercial_2033_Technical_million_m3_Before Competition Groups_Dock Door Seals
Commercial | Com ¦ Condensing Tankless Water Heater | 2033 | Economic | million_m3 | Before Competition Groups | 1.9582 | 0 | 0 | 1917.9576 | 0.001021 | 30 | Commercial_2033_Economic_million_m3_Before Competition Groups_30 | Condensing Tankless Water Heater | 0.1021% | 0 | 1.9582 | Commercial_2033_Economic_million_m3_Before Competition Groups_Condensing Tankless Water Heater
Commercial | Com ¦ Drain Water Heat Recovery (DWHR) ¦ Retro | 2033 | Achievable | million_m3 | Before Competition Groups | 1.0424 | 0 | 0 | 1054.6108 | 0.00098844 | 28 | Commercial_2033_Achievable_million_m3_Before Competition Groups_28 | Drain Water Heat Recovery (DWHR) ¦ Retro | 0.09884% | 0 | 1.0424 | Commercial_2033_Achievable_million_m3_Before Competition Groups_Drain Water Heat Recovery (DWHR) ¦ Retro
Commercial | Com ¦ Gas Heat Pump Water Heater | 2033 | Economic | million_m3 | Before Competition Groups | 1.6286 | 0 | 0 | 1917.9576 | 0.00084912 | 31 | Commercial_2033_Economic_million_m3_Before Competition Groups_31 | Gas Heat Pump Water Heater | 0.08491% | 0 | 1.6286 | Commercial_2033_Economic_million_m3_Before Competition Groups_Gas Heat Pump Water Heater
Commercial | Com ¦ CEE Tier 2/Energy Star Clothes Washers | 2033 | Achievable | million_m3 | Before Competition Groups | 0.82807 | 0 | 0 | 1054.6108 | 0.00078519 | 29 | Commercial_2033_Achievable_million_m3_Before Competition Groups_29 | CEE Tier 2/Energy Star Clothes Washers | 0.07852% | 0 | 0.82807 | Commercial_2033_Achievable_million_m3_Before Competition Groups_CEE Tier 2/Energy Star Clothes Washers
Commercial | Com ¦ Drain Water Heat Recovery (DWHR) ¦ Retro | 2033 | Economic | million_m3 | Before Competition Groups | 1.1588 | 0 | 0 | 1917.9576 | 0.00060419 | 32 | Commercial_2033_Economic_million_m3_Before Competition Groups_32 | Drain Water Heat Recovery (DWHR) ¦ Retro | 0.06042% | 0 | 1.1588 | Commercial_2033_Economic_million_m3_Before Competition Groups_Drain Water Heat Recovery (DWHR) ¦ Retro
Commercial | Com ¦ CEE Tier 2/Energy Star Clothes Washers | 2033 | Economic | million_m3 | Before Competition Groups | 1.1576 | 0 | 0 | 1917.9576 | 0.00060357 | 33 | Commercial_2033_Economic_million_m3_Before Competition Groups_33 | CEE Tier 2/Energy Star Clothes Washers | 0.06036% | 0 | 1.1576 | Commercial_2033_Economic_million_m3_Before Competition Groups_CEE Tier 2/Energy Star Clothes Washers
Commercial | Com ¦ Drain Water Heat Recovery (DWHR) ¦ Retro | 2033 | Technical | million_m3 | Before Competition Groups | 1.1588 | 0 | 0 | 2092.3033 | 0.00055385 | 39 | Commercial_2033_Technical_million_m3_Before Competition Groups_39 | Drain Water Heat Recovery (DWHR) ¦ Retro | 0.05538% | 0 | 1.1588 | Commercial_2033_Technical_million_m3_Before Competition Groups_Drain Water Heat Recovery (DWHR) ¦ Retro
Commercial | Com ¦ CEE Tier 2/Energy Star Clothes Washers | 2033 | Technical | million_m3 | Before Competition Groups | 1.1576 | 0 | 0 | 2092.3033 | 0.00055327 | 40 | Commercial_2033_Technical_million_m3_Before Competition Groups_40 | CEE Tier 2/Energy Star Clothes Washers | 0.05533% | 0 | 1.1576 | Commercial_2033_Technical_million_m3_Before Competition Groups_CEE Tier 2/Energy Star Clothes Washers
Commercial | Com ¦ Heat Recovery Ventilator | 2033 | Achievable | million_m3 | Before Competition Groups | 0.52446 | 0 | 0 | 1054.6108 | 0.0004973 | 30 | Commercial_2033_Achievable_million_m3_Before Competition Groups_30 | Heat Recovery Ventilator | 0.04973% | 0 | 0.52446 | Commercial_2033_Achievable_million_m3_Before Competition Groups_Heat Recovery Ventilator
Commercial | Com ¦ Low Flow Pre-Rinse Spray Nozzle | 2033 | Achievable | million_m3 | Before Competition Groups | 0.45213 | 0 | 0 | 1054.6108 | 0.00042872 | 31 | Commercial_2033_Achievable_million_m3_Before Competition Groups_31 | Low Flow Pre-Rinse Spray Nozzle | 0.04287% | 0 | 0.45213 | Commercial_2033_Achievable_million_m3_Before Competition Groups_Low Flow Pre-Rinse Spray Nozzle
Commercial | Com ¦ Condensing Storage Water Heater | 2033 | Achievable | million_m3 | Before Competition Groups | 0.42417 | 0 | 0 | 1054.6108 | 0.00040221 | 32 | Commercial_2033_Achievable_million_m3_Before Competition Groups_32 | Condensing Storage Water Heater | 0.04022% | 0 | 0.42417 | Commercial_2033_Achievable_million_m3_Before Competition Groups_Condensing Storage Water Heater
Commercial | Com ¦ Low Flow Pre-Rinse Spray Nozzle | 2033 | Economic | million_m3 | Before Competition Groups | 0.69986 | 0 | 0 | 1917.9576 | 0.0003649 | 34 | Commercial_2033_Economic_million_m3_Before Competition Groups_34 | Low Flow Pre-Rinse Spray Nozzle | 0.03649% | 0 | 0.69986 | Commercial_2033_Economic_million_m3_Before Competition Groups_Low Flow Pre-Rinse Spray Nozzle
Commercial | Com ¦ Low Flow Pre-Rinse Spray Nozzle | 2033 | Technical | million_m3 | Before Competition Groups | 0.69986 | 0 | 0 | 2092.3033 | 0.00033449 | 41 | Commercial_2033_Technical_million_m3_Before Competition Groups_41 | Low Flow Pre-Rinse Spray Nozzle | 0.03345% | 0 | 0.69986 | Commercial_2033_Technical_million_m3_Before Competition Groups_Low Flow Pre-Rinse Spray Nozzle
Commercial | Com ¦ ENERGY STAR Steam Cooker | 2033 | Achievable | million_m3 | Before Competition Groups | 0.31766 | 0 | 0 | 1054.6108 | 0.00030122 | 33 | Commercial_2033_Achievable_million_m3_Before Competition Groups_33 | ENERGY STAR Steam Cooker | 0.03012% | 0 | 0.31766 | Commercial_2033_Achievable_million_m3_Before Competition Groups_ENERGY STAR Steam Cooker
Commercial | Com ¦ ENERGY STAR Steam Cooker | 2033 | Economic | million_m3 | Before Competition Groups | 0.51976 | 0 | 0 | 1917.9576 | 0.000271 | 35 | Commercial_2033_Economic_million_m3_Before Competition Groups_35 | ENERGY STAR Steam Cooker | 0.0271% | 0 | 0.51976 | Commercial_2033_Economic_million_m3_Before Competition Groups_ENERGY STAR Steam Cooker
Commercial | Com ¦ ENERGY STAR Steam Cooker | 2033 | Technical | million_m3 | Before Competition Groups | 0.51976 | 0 | 0 | 2092.3033 | 0.00024842 | 42 | Commercial_2033_Technical_million_m3_Before Competition Groups_42 | ENERGY STAR Steam Cooker | 0.02484% | 0 | 0.51976 | Commercial_2033_Technical_million_m3_Before Competition Groups_ENERGY STAR Steam Cooker
Commercial | Com ¦ Drain Water Heat Recovery (DWHR) ¦New | 2033 | Economic | million_m3 | Before Competition Groups | 0.42738 | 0 | 0 | 1917.9576 | 0.00022283 | 36 | Commercial_2033_Economic_million_m3_Before Competition Groups_36 | Drain Water Heat Recovery (DWHR) ¦New | 0.02228% | 0 | 0.42738 | Commercial_2033_Economic_million_m3_Before Competition Groups_Drain Water Heat Recovery (DWHR) ¦New
Commercial | Com ¦ Drain Water Heat Recovery (DWHR) ¦New | 2033 | Technical | million_m3 | Before Competition Groups | 0.42738 | 0 | 0 | 2092.3033 | 0.00020426 | 43 | Commercial_2033_Technical_million_m3_Before Competition Groups_43 | Drain Water Heat Recovery (DWHR) ¦New | 0.02043% | 0 | 0.42738 | Commercial_2033_Technical_million_m3_Before Competition Groups_Drain Water Heat Recovery (DWHR) ¦New
Commercial | Com ¦ Gas Heat Pump Water Heater | 2033 | Achievable | million_m3 | Before Competition Groups | 0.21074 | 0 | 0 | 1054.6108 | 0.00019983 | 34 | Commercial_2033_Achievable_million_m3_Before Competition Groups_34 | Gas Heat Pump Water Heater | 0.01998% | 0 | 0.21074 | Commercial_2033_Achievable_million_m3_Before Competition Groups_Gas Heat Pump Water Heater
Commercial | Com ¦ Drain Water Heat Recovery (DWHR) ¦New | 2033 | Achievable | million_m3 | Before Competition Groups | 0.1859 | 0 | 0 | 1054.6108 | 0.00017627 | 35 | Commercial_2033_Achievable_million_m3_Before Competition Groups_35 | Drain Water Heat Recovery (DWHR) ¦New | 0.01763% | 0 | 0.1859 | Commercial_2033_Achievable_million_m3_Before Competition Groups_Drain Water Heat Recovery (DWHR) ¦New
Commercial | Com ¦ Condensing Tankless Water Heater | 2033 | Achievable | million_m3 | Before Competition Groups | 0.14229 | 0 | 0 | 1054.6108 | 0.00013493 | 36 | Commercial_2033_Achievable_million_m3_Before Competition Groups_36 | Condensing Tankless Water Heater | 0.01349% | 0 | 0.14229 | Commercial_2033_Achievable_million_m3_Before Competition Groups_Condensing Tankless Water Heater
Commercial | Com ¦ Solar Water Preheat (Pools/DHW) | 2033 | Economic | million_m3 | Before Competition Groups | 0.24428 | 0 | 0 | 1917.9576 | 0.00012736 | 37 | Commercial_2033_Economic_million_m3_Before Competition Groups_37 | Solar Water Preheat (Pools/DHW) | 0.01274% | 0 | 0.24428 | Commercial_2033_Economic_million_m3_Before Competition Groups_Solar Water Preheat (Pools/DHW)
Commercial | Com ¦ Solar Water Preheat (Pools/DHW) | 2033 | Technical | million_m3 | Before Competition Groups | 0.24873 | 0 | 0 | 2092.3033 | 0.00011888 | 44 | Commercial_2033_Technical_million_m3_Before Competition Groups_44 | Solar Water Preheat (Pools/DHW) | 0.01189% | 0 | 0.24873 | Commercial_2033_Technical_million_m3_Before Competition Groups_Solar Water Preheat (Pools/DHW)
Commercial | Com ¦ Air Curtains | 2033 | Achievable | million_m3 | Before Competition Groups | 0.11414 | 0 | 0 | 1054.6108 | 0.00010823 | 37 | Commercial_2033_Achievable_million_m3_Before Competition Groups_37 | Air Curtains | 0.01082% | 0 | 0.11414 | Commercial_2033_Achievable_million_m3_Before Competition Groups_Air Curtains
Commercial | Com ¦ Solar Water Preheat (Pools/DHW) | 2033 | Achievable | million_m3 | Before Competition Groups | 0.089678 | 0 | 0 | 1054.6108 | 8.5034e-05 | 38 | Commercial_2033_Achievable_million_m3_Before Competition Groups_38 | Solar Water Preheat (Pools/DHW) | 0.008503% | 0 | 0.089678 | Commercial_2033_Achievable_million_m3_Before Competition Groups_Solar Water Preheat (Pools/DHW)
Commercial | Com ¦ Air Curtains | 2033 | Economic | million_m3 | Before Competition Groups | 0.14498 | 0 | 0 | 1917.9576 | 7.5593e-05 | 38 | Commercial_2033_Economic_million_m3_Before Competition Groups_38 | Air Curtains | 0.007559% | 0 | 0.14498 | Commercial_2033_Economic_million_m3_Before Competition Groups_Air Curtains
Commercial | Com ¦ Air Curtains | 2033 | Technical | million_m3 | Before Competition Groups | 0.14498 | 0 | 0 | 2092.3033 | 6.9294e-05 | 45 | Commercial_2033_Technical_million_m3_Before Competition Groups_45 | Air Curtains | 0.006929% | 0 | 0.14498 | Commercial_2033_Technical_million_m3_Before Competition Groups_Air Curtains
Commercial | Com ¦ Gas Convection Oven | 2033 | Technical | million_m3 | Before Competition Groups | 0.12298 | 0 | 0 | 2092.3033 | 5.8779e-05 | 46 | Commercial_2033_Technical_million_m3_Before Competition Groups_46 | Gas Convection Oven | 0.005878% | 0 | 0.12298 | Commercial_2033_Technical_million_m3_Before Competition Groups_Gas Convection Oven
Commercial | Com ¦ Super High Perf Glazing ¦RET | 2033 | Achievable | million_m3 | Before Competition Groups | 0.050516 | 0 | 0 | 1054.6108 | 4.79e-05 | 39 | Commercial_2033_Achievable_million_m3_Before Competition Groups_39 | Super High Perf Glazing ¦RET | 0.00479% | 0 | 0.050516 | Commercial_2033_Achievable_million_m3_Before Competition Groups_Super High Perf Glazing ¦RET
Commercial | Com ¦ Solar Preheat Make up Air | 2033 | Technical | million_m3 | Before Competition Groups | 0.063654 | 0 | 0 | 2092.3033 | 3.0423e-05 | 47 | Commercial_2033_Technical_million_m3_Before Competition Groups_47 | Solar Preheat Make up Air | 0.003042% | 0 | 0.063654 | Commercial_2033_Technical_million_m3_Before Competition Groups_Solar Preheat Make up Air
Commercial | Com ¦ Super High Perf Glazing ¦RET | 2033 | Economic | million_m3 | Before Competition Groups | 0.057797 | 0 | 0 | 1917.9576 | 3.0135e-05 | 39 | Commercial_2033_Economic_million_m3_Before Competition Groups_39 | Super High Perf Glazing ¦RET | 0.003013% | 0 | 0.057797 | Commercial_2033_Economic_million_m3_Before Competition Groups_Super High Perf Glazing ¦RET
Commercial | Com ¦ Super High Perf Glazing ¦RET | 2033 | Technical | million_m3 | Before Competition Groups | 0.057797 | 0 | 0 | 2092.3033 | 2.7624e-05 | 48 | Commercial_2033_Technical_million_m3_Before Competition Groups_48 | Super High Perf Glazing ¦RET | 0.002762% | 0 | 0.057797 | Commercial_2033_Technical_million_m3_Before Competition Groups_Super High Perf Glazing ¦RET
Commercial | Com ¦ Super High Perf Glazing ¦New | 2033 | Achievable | million_m3 | Before Competition Groups | 0.013233 | 0 | 0 | 1054.6108 | 1.2548e-05 | 40 | Commercial_2033_Achievable_million_m3_Before Competition Groups_40 | Super High Perf Glazing ¦New | 0.001255% | 0 | 0.013233 | Commercial_2033_Achievable_million_m3_Before Competition Groups_Super High Perf Glazing ¦New
Commercial | Com ¦ Super High Perf Glazing ¦New | 2033 | Economic | million_m3 | Before Competition Groups | 0.02118 | 0 | 0 | 1917.9576 | 1.1043e-05 | 40 | Commercial_2033_Economic_million_m3_Before Competition Groups_40 | Super High Perf Glazing ¦New | 0.001104% | 0 | 0.02118 | Commercial_2033_Economic_million_m3_Before Competition Groups_Super High Perf Glazing ¦New
Commercial | Com ¦ Super High Perf Glazing ¦New | 2033 | Technical | million_m3 | Before Competition Groups | 0.02118 | 0 | 0 | 2092.3033 | 1.0123e-05 | 49 | Commercial_2033_Technical_million_m3_Before Competition Groups_49 | Super High Perf Glazing ¦New | 0.001012% | 0 | 0.02118 | Commercial_2033_Technical_million_m3_Before Competition Groups_Super High Perf Glazing ¦New
Commercial | Com ¦ Building Recommissioning, Operations and Maintenance (O&M) Improvements | 2034 | Economic | million_m3 | Before Competition Groups | 250.1111 | 0 | 0 | 1958.0786 | 0.12773 | 1 | Commercial_2034_Economic_million_m3_Before Competition Groups_1 | Building Recommissioning, Operations and Maintenance (O&M) Improvements | 12.77% | 0 | 250.1111 | Commercial_2034_Economic_million_m3_Before Competition Groups_Building Recommissioning, Operations and Maintenance (O&M) Improvements
Commercial | Com ¦ Condensing Boiler ¦ Std | 2034 | Economic | million_m3 | Before Competition Groups | 239.8597 | 0 | 0 | 1958.0786 | 0.1225 | 2 | Commercial_2034_Economic_million_m3_Before Competition Groups_2 | Condensing Boiler ¦ Std | 12.25% | 0 | 239.8597 | Commercial_2034_Economic_million_m3_Before Competition Groups_Condensing Boiler ¦ Std
Commercial | Com ¦ Building Recommissioning, Operations and Maintenance (O&M) Improvements | 2034 | Technical | million_m3 | Before Competition Groups | 250.1111 | 0 | 0 | 2135.1152 | 0.11714 | 1 | Commercial_2034_Technical_million_m3_Before Competition Groups_1 | Building Recommissioning, Operations and Maintenance (O&M) Improvements | 11.71% | 0 | 250.1111 | Commercial_2034_Technical_million_m3_Before Competition Groups_Building Recommissioning, Operations and Maintenance (O&M) Improvements
Commercial | Com ¦ Condensing Boiler ¦ Std | 2034 | Technical | million_m3 | Before Competition Groups | 239.8597 | 0 | 0 | 2135.1152 | 0.11234 | 2 | Commercial_2034_Technical_million_m3_Before Competition Groups_2 | Condensing Boiler ¦ Std | 11.23% | 0 | 239.8597 | Commercial_2034_Technical_million_m3_Before Competition Groups_Condensing Boiler ¦ Std
Commercial | Com ¦ Demand Control Ventilation | 2034 | Achievable | million_m3 | Before Competition Groups | 122.9982 | 0 | 0 | 1162.4846 | 0.10581 | 1 | Commercial_2034_Achievable_million_m3_Before Competition Groups_1 | Demand Control Ventilation | 10.58% | 0 | 122.9982 | Commercial_2034_Achievable_million_m3_Before Competition Groups_Demand Control Ventilation
Commercial | Com ¦ Adaptive Thermostats | 2034 | Achievable | million_m3 | Before Competition Groups | 121.0161 | 0 | 0 | 1162.4846 | 0.1041 | 2 | Commercial_2034_Achievable_million_m3_Before Competition Groups_2 | Adaptive Thermostats | 10.41% | 0 | 121.0161 | Commercial_2034_Achievable_million_m3_Before Competition Groups_Adaptive Thermostats
Commercial | Com ¦ Condensing Boiler ¦ Std | 2034 | Achievable | million_m3 | Before Competition Groups | 120.971 | 0 | 0 | 1162.4846 | 0.10406 | 3 | Commercial_2034_Achievable_million_m3_Before Competition Groups_3 | Condensing Boiler ¦ Std | 10.41% | 0 | 120.971 | Commercial_2034_Achievable_million_m3_Before Competition Groups_Condensing Boiler ¦ Std
Commercial | Com ¦ Demand Control Ventilation | 2034 | Economic | million_m3 | Before Competition Groups | 195.5535 | 0 | 0 | 1958.0786 | 0.09987 | 3 | Commercial_2034_Economic_million_m3_Before Competition Groups_3 | Demand Control Ventilation | 9.987% | 0 | 195.5535 | Commercial_2034_Economic_million_m3_Before Competition Groups_Demand Control Ventilation
Commercial | Com ¦ Demand Control Ventilation | 2034 | Technical | million_m3 | Before Competition Groups | 202.6429 | 0 | 0 | 2135.1152 | 0.09491 | 3 | Commercial_2034_Technical_million_m3_Before Competition Groups_3 | Demand Control Ventilation | 9.491% | 0 | 202.6429 | Commercial_2034_Technical_million_m3_Before Competition Groups_Demand Control Ventilation
Commercial | Com ¦ Gas Fired Rooftop Units | 2034 | Economic | million_m3 | Before Competition Groups | 175.2284 | 0 | 0 | 1958.0786 | 0.08949 | 4 | Commercial_2034_Economic_million_m3_Before Competition Groups_4 | Gas Fired Rooftop Units | 8.949% | 0 | 175.2284 | Commercial_2034_Economic_million_m3_Before Competition Groups_Gas Fired Rooftop Units
Commercial | Com ¦ Building Recommissioning, Operations and Maintenance (O&M) Improvements | 2034 | Achievable | million_m3 | Before Competition Groups | 96.2936 | 0 | 0 | 1162.4846 | 0.082834 | 4 | Commercial_2034_Achievable_million_m3_Before Competition Groups_4 | Building Recommissioning, Operations and Maintenance (O&M) Improvements | 8.283% | 0 | 96.2936 | Commercial_2034_Achievable_million_m3_Before Competition Groups_Building Recommissioning, Operations and Maintenance (O&M) Improvements
Commercial | Com ¦ Gas Fired Rooftop Units | 2034 | Technical | million_m3 | Before Competition Groups | 175.2284 | 0 | 0 | 2135.1152 | 0.08207 | 4 | Commercial_2034_Technical_million_m3_Before Competition Groups_4 | Gas Fired Rooftop Units | 8.207% | 0 | 175.2284 | Commercial_2034_Technical_million_m3_Before Competition Groups_Gas Fired Rooftop Units
Commercial | Com ¦ Boilers - Advanced Controls (Steam Systems) | 2034 | Economic | million_m3 | Before Competition Groups | 147.1712 | 0 | 0 | 1958.0786 | 0.075161 | 5 | Commercial_2034_Economic_million_m3_Before Competition Groups_5 | Boilers - Advanced Controls (Steam Systems) | 7.516% | 0 | 147.1712 | Commercial_2034_Economic_million_m3_Before Competition Groups_Boilers - Advanced Controls (Steam Systems)
Commercial | Com ¦ Adaptive Thermostats | 2034 | Economic | million_m3 | Before Competition Groups | 137.8616 | 0 | 0 | 1958.0786 | 0.070407 | 6 | Commercial_2034_Economic_million_m3_Before Competition Groups_6 | Adaptive Thermostats | 7.041% | 0 | 137.8616 | Commercial_2034_Economic_million_m3_Before Competition Groups_Adaptive Thermostats
Commercial | Com ¦ Boilers - Advanced Controls (Steam Systems) | 2034 | Technical | million_m3 | Before Competition Groups | 147.1712 | 0 | 0 | 2135.1152 | 0.068929 | 5 | Commercial_2034_Technical_million_m3_Before Competition Groups_5 | Boilers - Advanced Controls (Steam Systems) | 6.893% | 0 | 147.1712 | Commercial_2034_Technical_million_m3_Before Competition Groups_Boilers - Advanced Controls (Steam Systems)
Commercial | Com ¦ Gas Fired Rooftop Units | 2034 | Achievable | million_m3 | Before Competition Groups | 75.6105 | 0 | 0 | 1162.4846 | 0.065042 | 5 | Commercial_2034_Achievable_million_m3_Before Competition Groups_5 | Gas Fired Rooftop Units | 6.504% | 0 | 75.6105 | Commercial_2034_Achievable_million_m3_Before Competition Groups_Gas Fired Rooftop Units
Commercial | Com ¦ Adaptive Thermostats | 2034 | Technical | million_m3 | Before Competition Groups | 137.8616 | 0 | 0 | 2135.1152 | 0.064569 | 6 | Commercial_2034_Technical_million_m3_Before Competition Groups_6 | Adaptive Thermostats | 6.457% | 0 | 137.8616 | Commercial_2034_Technical_million_m3_Before Competition Groups_Adaptive Thermostats
Commercial | Com ¦ Air Handler with Dedicated Outdoor Air Systems | 2034 | Achievable | million_m3 | Before Competition Groups | 68.0609 | 0 | 0 | 1162.4846 | 0.058548 | 6 | Commercial_2034_Achievable_million_m3_Before Competition Groups_6 | Air Handler with Dedicated Outdoor Air Systems | 5.855% | 0 | 68.0609 | Commercial_2034_Achievable_million_m3_Before Competition Groups_Air Handler with Dedicated Outdoor Air Systems
Commercial | Com ¦ Education and Capacity Building/Energy Behavior | 2034 | Achievable | million_m3 | Before Competition Groups | 63.6746 | 0 | 0 | 1162.4846 | 0.054775 | 7 | Commercial_2034_Achievable_million_m3_Before Competition Groups_7 | Education and Capacity Building/Energy Behavior | 5.477% | 0 | 63.6746 | Commercial_2034_Achievable_million_m3_Before Competition Groups_Education and Capacity Building/Energy Behavior
Commercial | Com ¦ Boilers - Advanced Controls (Steam Systems) | 2034 | Achievable | million_m3 | Before Competition Groups | 57.7626 | 0 | 0 | 1162.4846 | 0.049689 | 8 | Commercial_2034_Achievable_million_m3_Before Competition Groups_8 | Boilers - Advanced Controls (Steam Systems) | 4.969% | 0 | 57.7626 | Commercial_2034_Achievable_million_m3_Before Competition Groups_Boilers - Advanced Controls (Steam Systems)
Commercial | Com ¦ Air Handler with Dedicated Outdoor Air Systems | 2034 | Economic | million_m3 | Before Competition Groups | 92.3555 | 0 | 0 | 1958.0786 | 0.047166 | 7 | Commercial_2034_Economic_million_m3_Before Competition Groups_7 | Air Handler with Dedicated Outdoor Air Systems | 4.717% | 0 | 92.3555 | Commercial_2034_Economic_million_m3_Before Competition Groups_Air Handler with Dedicated Outdoor Air Systems
Commercial | Com ¦ Condensing Make Up Air Unit | 2034 | Economic | million_m3 | Before Competition Groups | 86.2442 | 0 | 0 | 1958.0786 | 0.044045 | 8 | Commercial_2034_Economic_million_m3_Before Competition Groups_8 | Condensing Make Up Air Unit | 4.405% | 0 | 86.2442 | Commercial_2034_Economic_million_m3_Before Competition Groups_Condensing Make Up Air Unit
Commercial | Com ¦ Air Handler with Dedicated Outdoor Air Systems | 2034 | Technical | million_m3 | Before Competition Groups | 92.3555 | 0 | 0 | 2135.1152 | 0.043256 | 7 | Commercial_2034_Technical_million_m3_Before Competition Groups_7 | Air Handler with Dedicated Outdoor Air Systems | 4.326% | 0 | 92.3555 | Commercial_2034_Technical_million_m3_Before Competition Groups_Air Handler with Dedicated Outdoor Air Systems
Commercial | Com ¦ Condensing Make Up Air Unit | 2034 | Achievable | million_m3 | Before Competition Groups | 48.4359 | 0 | 0 | 1162.4846 | 0.041666 | 9 | Commercial_2034_Achievable_million_m3_Before Competition Groups_9 | Condensing Make Up Air Unit | 4.167% | 0 | 48.4359 | Commercial_2034_Achievable_million_m3_Before Competition Groups_Condensing Make Up Air Unit
Commercial | Com ¦ Steam System Optimization | 2034 | Achievable | million_m3 | Before Competition Groups | 47.8651 | 0 | 0 | 1162.4846 | 0.041175 | 10 | Commercial_2034_Achievable_million_m3_Before Competition Groups_10 | Steam System Optimization | 4.117% | 0 | 47.8651 | Commercial_2034_Achievable_million_m3_Before Competition Groups_Steam System Optimization
Commercial | Com ¦ Demand Control Kitchen Ventilation | 2034 | Achievable | million_m3 | Before Competition Groups | 47.2816 | 0 | 0 | 1162.4846 | 0.040673 | 11 | Commercial_2034_Achievable_million_m3_Before Competition Groups_11 | Demand Control Kitchen Ventilation | 4.067% | 0 | 47.2816 | Commercial_2034_Achievable_million_m3_Before Competition Groups_Demand Control Kitchen Ventilation
Commercial | Com ¦ Education and Capacity Building/Energy Behavior | 2034 | Economic | million_m3 | Before Competition Groups | 79.253 | 0 | 0 | 1958.0786 | 0.040475 | 9 | Commercial_2034_Economic_million_m3_Before Competition Groups_9 | Education and Capacity Building/Energy Behavior | 4.047% | 0 | 79.253 | Commercial_2034_Economic_million_m3_Before Competition Groups_Education and Capacity Building/Energy Behavior
Commercial | Com ¦ Condensing Make Up Air Unit | 2034 | Technical | million_m3 | Before Competition Groups | 86.2442 | 0 | 0 | 2135.1152 | 0.040393 | 8 | Commercial_2034_Technical_million_m3_Before Competition Groups_8 | Condensing Make Up Air Unit | 4.039% | 0 | 86.2442 | Commercial_2034_Technical_million_m3_Before Competition Groups_Condensing Make Up Air Unit
Commercial | Com ¦ Destratification | 2034 | Achievable | million_m3 | Before Competition Groups | 45.9331 | 0 | 0 | 1162.4846 | 0.039513 | 12 | Commercial_2034_Achievable_million_m3_Before Competition Groups_12 | Destratification | 3.951% | 0 | 45.9331 | Commercial_2034_Achievable_million_m3_Before Competition Groups_Destratification
Commercial | Com ¦ Advanced BAS/Controllers | 2034 | Economic | million_m3 | Before Competition Groups | 75.9403 | 0 | 0 | 1958.0786 | 0.038783 | 10 | Commercial_2034_Economic_million_m3_Before Competition Groups_10 | Advanced BAS/Controllers | 3.878% | 0 | 75.9403 | Commercial_2034_Economic_million_m3_Before Competition Groups_Advanced BAS/Controllers
Commercial | Com ¦ Furnace Tune-Up | 2034 | Achievable | million_m3 | Before Competition Groups | 43.9849 | 0 | 0 | 1162.4846 | 0.037837 | 13 | Commercial_2034_Achievable_million_m3_Before Competition Groups_13 | Furnace Tune-Up | 3.784% | 0 | 43.9849 | Commercial_2034_Achievable_million_m3_Before Competition Groups_Furnace Tune-Up
Commercial | Com ¦ Gas Fired Heat Pump | 2034 | Achievable | million_m3 | Before Competition Groups | 43.1793 | 0 | 0 | 1162.4846 | 0.037144 | 14 | Commercial_2034_Achievable_million_m3_Before Competition Groups_14 | Gas Fired Heat Pump | 3.714% | 0 | 43.1793 | Commercial_2034_Achievable_million_m3_Before Competition Groups_Gas Fired Heat Pump
Commercial | Com ¦ Education and Capacity Building/Energy Behavior | 2034 | Technical | million_m3 | Before Competition Groups | 79.253 | 0 | 0 | 2135.1152 | 0.037119 | 9 | Commercial_2034_Technical_million_m3_Before Competition Groups_9 | Education and Capacity Building/Energy Behavior | 3.712% | 0 | 79.253 | Commercial_2034_Technical_million_m3_Before Competition Groups_Education and Capacity Building/Energy Behavior
Commercial | Com ¦ Gas Fired Heat Pump | 2034 | Economic | million_m3 | Before Competition Groups | 72.0546 | 0 | 0 | 1958.0786 | 0.036799 | 11 | Commercial_2034_Economic_million_m3_Before Competition Groups_11 | Gas Fired Heat Pump | 3.68% | 0 | 72.0546 | Commercial_2034_Economic_million_m3_Before Competition Groups_Gas Fired Heat Pump
Commercial | Com ¦ Advanced BAS/Controllers | 2034 | Technical | million_m3 | Before Competition Groups | 75.9403 | 0 | 0 | 2135.1152 | 0.035567 | 10 | Commercial_2034_Technical_million_m3_Before Competition Groups_10 | Advanced BAS/Controllers | 3.557% | 0 | 75.9403 | Commercial_2034_Technical_million_m3_Before Competition Groups_Advanced BAS/Controllers
Commercial | Com ¦ Demand Control Kitchen Ventilation | 2034 | Economic | million_m3 | Before Competition Groups | 68.6375 | 0 | 0 | 1958.0786 | 0.035054 | 12 | Commercial_2034_Economic_million_m3_Before Competition Groups_12 | Demand Control Kitchen Ventilation | 3.505% | 0 | 68.6375 | Commercial_2034_Economic_million_m3_Before Competition Groups_Demand Control Kitchen Ventilation
Commercial | Com ¦ Gas Fired Heat Pump | 2034 | Technical | million_m3 | Before Competition Groups | 72.0546 | 0 | 0 | 2135.1152 | 0.033747 | 11 | Commercial_2034_Technical_million_m3_Before Competition Groups_11 | Gas Fired Heat Pump | 3.375% | 0 | 72.0546 | Commercial_2034_Technical_million_m3_Before Competition Groups_Gas Fired Heat Pump
Commercial | Com ¦ Demand Control Kitchen Ventilation | 2034 | Technical | million_m3 | Before Competition Groups | 68.6375 | 0 | 0 | 2135.1152 | 0.032147 | 12 | Commercial_2034_Technical_million_m3_Before Competition Groups_12 | Demand Control Kitchen Ventilation | 3.215% | 0 | 68.6375 | Commercial_2034_Technical_million_m3_Before Competition Groups_Demand Control Kitchen Ventilation
Commercial | Com ¦ Advanced BAS/Controllers | 2034 | Achievable | million_m3 | Before Competition Groups | 36.8927 | 0 | 0 | 1162.4846 | 0.031736 | 15 | Commercial_2034_Achievable_million_m3_Before Competition Groups_15 | Advanced BAS/Controllers | 3.174% | 0 | 36.8927 | Commercial_2034_Achievable_million_m3_Before Competition Groups_Advanced BAS/Controllers
Commercial | Com ¦ Energy Recovery Ventilation and Ventilation (Enhanced) | 2034 | Technical | million_m3 | Before Competition Groups | 61.9684 | 0 | 0 | 2135.1152 | 0.029023 | 13 | Commercial_2034_Technical_million_m3_Before Competition Groups_13 | Energy Recovery Ventilation and Ventilation (Enhanced) | 2.902% | 0 | 61.9684 | Commercial_2034_Technical_million_m3_Before Competition Groups_Energy Recovery Ventilation and Ventilation (Enhanced)
Commercial | Com ¦ Condensing Unit Heaters or other Efficient Unit Heating System | 2034 | Economic | million_m3 | Before Competition Groups | 50.9856 | 0 | 0 | 1958.0786 | 0.026039 | 13 | Commercial_2034_Economic_million_m3_Before Competition Groups_13 | Condensing Unit Heaters or other Efficient Unit Heating System | 2.604% | 0 | 50.9856 | Commercial_2034_Economic_million_m3_Before Competition Groups_Condensing Unit Heaters or other Efficient Unit Heating System
Commercial | Com ¦ Steam System Optimization | 2034 | Economic | million_m3 | Before Competition Groups | 50.809 | 0 | 0 | 1958.0786 | 0.025948 | 14 | Commercial_2034_Economic_million_m3_Before Competition Groups_14 | Steam System Optimization | 2.595% | 0 | 50.809 | Commercial_2034_Economic_million_m3_Before Competition Groups_Steam System Optimization
Commercial | Com ¦ Destratification | 2034 | Economic | million_m3 | Before Competition Groups | 48.4164 | 0 | 0 | 1958.0786 | 0.024726 | 15 | Commercial_2034_Economic_million_m3_Before Competition Groups_15 | Destratification | 2.473% | 0 | 48.4164 | Commercial_2034_Economic_million_m3_Before Competition Groups_Destratification
Commercial | Com ¦ Furnace Tune-Up | 2034 | Economic | million_m3 | Before Competition Groups | 46.9786 | 0 | 0 | 1958.0786 | 0.023992 | 16 | Commercial_2034_Economic_million_m3_Before Competition Groups_16 | Furnace Tune-Up | 2.399% | 0 | 46.9786 | Commercial_2034_Economic_million_m3_Before Competition Groups_Furnace Tune-Up
Commercial | Com ¦ Condensing Unit Heaters or other Efficient Unit Heating System | 2034 | Technical | million_m3 | Before Competition Groups | 50.9856 | 0 | 0 | 2135.1152 | 0.02388 | 14 | Commercial_2034_Technical_million_m3_Before Competition Groups_14 | Condensing Unit Heaters or other Efficient Unit Heating System | 2.388% | 0 | 50.9856 | Commercial_2034_Technical_million_m3_Before Competition Groups_Condensing Unit Heaters or other Efficient Unit Heating System
Commercial | Com ¦ Steam System Optimization | 2034 | Technical | million_m3 | Before Competition Groups | 50.809 | 0 | 0 | 2135.1152 | 0.023797 | 15 | Commercial_2034_Technical_million_m3_Before Competition Groups_15 | Steam System Optimization | 2.38% | 0 | 50.809 | Commercial_2034_Technical_million_m3_Before Competition Groups_Steam System Optimization
Commercial | Com ¦ Condensing Unit Heaters or other Efficient Unit Heating System | 2034 | Achievable | million_m3 | Before Competition Groups | 26.7359 | 0 | 0 | 1162.4846 | 0.022999 | 16 | Commercial_2034_Achievable_million_m3_Before Competition Groups_16 | Condensing Unit Heaters or other Efficient Unit Heating System | 2.3% | 0 | 26.7359 | Commercial_2034_Achievable_million_m3_Before Competition Groups_Condensing Unit Heaters or other Efficient Unit Heating System
Commercial | Com ¦ Destratification | 2034 | Technical | million_m3 | Before Competition Groups | 48.4164 | 0 | 0 | 2135.1152 | 0.022676 | 16 | Commercial_2034_Technical_million_m3_Before Competition Groups_16 | Destratification | 2.268% | 0 | 48.4164 | Commercial_2034_Technical_million_m3_Before Competition Groups_Destratification
Commercial | Com ¦ Furnace Tune-Up | 2034 | Technical | million_m3 | Before Competition Groups | 46.9786 | 0 | 0 | 2135.1152 | 0.022003 | 17 | Commercial_2034_Technical_million_m3_Before Competition Groups_17 | Furnace Tune-Up | 2.2% | 0 | 46.9786 | Commercial_2034_Technical_million_m3_Before Competition Groups_Furnace Tune-Up
Commercial | Com ¦ Wall Insulation | 2034 | Achievable | million_m3 | Before Competition Groups | 24.7199 | 0 | 0 | 1162.4846 | 0.021265 | 17 | Commercial_2034_Achievable_million_m3_Before Competition Groups_17 | Wall Insulation | 2.126% | 0 | 24.7199 | Commercial_2034_Achievable_million_m3_Before Competition Groups_Wall Insulation
Commercial | Com ¦ High Efficiency Condensing Furnace AFUE 95% from 80% code | 2034 | Technical | million_m3 | Before Competition Groups | 34.537 | 0 | 0 | 2135.1152 | 0.016176 | 18 | Commercial_2034_Technical_million_m3_Before Competition Groups_18 | High Efficiency Condensing Furnace AFUE 95% from 80% code | 1.618% | 0 | 34.537 | Commercial_2034_Technical_million_m3_Before Competition Groups_High Efficiency Condensing Furnace AFUE 95% from 80% code
Commercial | Com ¦ Energy Efficient Laboratory Fume Hood | 2034 | Achievable | million_m3 | Before Competition Groups | 17.5132 | 0 | 0 | 1162.4846 | 0.015065 | 18 | Commercial_2034_Achievable_million_m3_Before Competition Groups_18 | Energy Efficient Laboratory Fume Hood | 1.507% | 0 | 17.5132 | Commercial_2034_Achievable_million_m3_Before Competition Groups_Energy Efficient Laboratory Fume Hood
Commercial | Com ¦ Heat Recovery Ventilator | 2034 | Technical | million_m3 | Before Competition Groups | 30.8403 | 0 | 0 | 2135.1152 | 0.014444 | 19 | Commercial_2034_Technical_million_m3_Before Competition Groups_19 | Heat Recovery Ventilator | 1.444% | 0 | 30.8403 | Commercial_2034_Technical_million_m3_Before Competition Groups_Heat Recovery Ventilator
Commercial | Com ¦ Wall Insulation | 2034 | Economic | million_m3 | Before Competition Groups | 26.2184 | 0 | 0 | 1958.0786 | 0.01339 | 17 | Commercial_2034_Economic_million_m3_Before Competition Groups_17 | Wall Insulation | 1.339% | 0 | 26.2184 | Commercial_2034_Economic_million_m3_Before Competition Groups_Wall Insulation
Commercial | Com ¦ Wall Insulation | 2034 | Technical | million_m3 | Before Competition Groups | 26.2184 | 0 | 0 | 2135.1152 | 0.01228 | 20 | Commercial_2034_Technical_million_m3_Before Competition Groups_20 | Wall Insulation | 1.228% | 0 | 26.2184 | Commercial_2034_Technical_million_m3_Before Competition Groups_Wall Insulation
Commercial | Com ¦ Demand controlled Circulating Systems | 2034 | Achievable | million_m3 | Before Competition Groups | 12.9627 | 0 | 0 | 1162.4846 | 0.011151 | 19 | Commercial_2034_Achievable_million_m3_Before Competition Groups_19 | Demand controlled Circulating Systems | 1.115% | 0 | 12.9627 | Commercial_2034_Achievable_million_m3_Before Competition Groups_Demand controlled Circulating Systems
Commercial | Com ¦ Super-High Efficiency Furnaces (Emerging Tech) | 2034 | Technical | million_m3 | Before Competition Groups | 21.7203 | 0 | 0 | 2135.1152 | 0.010173 | 21 | Commercial_2034_Technical_million_m3_Before Competition Groups_21 | Super-High Efficiency Furnaces (Emerging Tech) | 1.017% | 0 | 21.7203 | Commercial_2034_Technical_million_m3_Before Competition Groups_Super-High Efficiency Furnaces (Emerging Tech)
Commercial | Com ¦ Energy Efficient Laboratory Fume Hood | 2034 | Economic | million_m3 | Before Competition Groups | 18.6319 | 0 | 0 | 1958.0786 | 0.0095154 | 18 | Commercial_2034_Economic_million_m3_Before Competition Groups_18 | Energy Efficient Laboratory Fume Hood | 0.9515% | 0 | 18.6319 | Commercial_2034_Economic_million_m3_Before Competition Groups_Energy Efficient Laboratory Fume Hood
Commercial | Com ¦ Duct Insulation, R8 | 2034 | Achievable | million_m3 | Before Competition Groups | 10.1922 | 0 | 0 | 1162.4846 | 0.0087676 | 20 | Commercial_2034_Achievable_million_m3_Before Competition Groups_20 | Duct Insulation, R8 | 0.8768% | 0 | 10.1922 | Commercial_2034_Achievable_million_m3_Before Competition Groups_Duct Insulation, R8
Commercial | Com ¦ Energy Efficient Laboratory Fume Hood | 2034 | Technical | million_m3 | Before Competition Groups | 18.6319 | 0 | 0 | 2135.1152 | 0.0087264 | 22 | Commercial_2034_Technical_million_m3_Before Competition Groups_22 | Energy Efficient Laboratory Fume Hood | 0.8726% | 0 | 18.6319 | Commercial_2034_Technical_million_m3_Before Competition Groups_Energy Efficient Laboratory Fume Hood
Commercial | Com ¦ Boiler Measures | 2034 | Technical | million_m3 | Before Competition Groups | 16.5357 | 0 | 0 | 2135.1152 | 0.0077447 | 23 | Commercial_2034_Technical_million_m3_Before Competition Groups_23 | Boiler Measures | 0.7745% | 0 | 16.5357 | Commercial_2034_Technical_million_m3_Before Competition Groups_Boiler Measures
Commercial | Com ¦ Demand controlled Circulating Systems | 2034 | Economic | million_m3 | Before Competition Groups | 13.7485 | 0 | 0 | 1958.0786 | 0.0070214 | 19 | Commercial_2034_Economic_million_m3_Before Competition Groups_19 | Demand controlled Circulating Systems | 0.7021% | 0 | 13.7485 | Commercial_2034_Economic_million_m3_Before Competition Groups_Demand controlled Circulating Systems
Commercial | Com ¦ Energy Recovery Ventilation and Ventilation (Enhanced) | 2034 | Economic | million_m3 | Before Competition Groups | 13.1139 | 0 | 0 | 1958.0786 | 0.0066973 | 20 | Commercial_2034_Economic_million_m3_Before Competition Groups_20 | Energy Recovery Ventilation and Ventilation (Enhanced) | 0.6697% | 0 | 13.1139 | Commercial_2034_Economic_million_m3_Before Competition Groups_Energy Recovery Ventilation and Ventilation (Enhanced)
Commercial | Com ¦ Demand controlled Circulating Systems | 2034 | Technical | million_m3 | Before Competition Groups | 13.7485 | 0 | 0 | 2135.1152 | 0.0064392 | 24 | Commercial_2034_Technical_million_m3_Before Competition Groups_24 | Demand controlled Circulating Systems | 0.6439% | 0 | 13.7485 | Commercial_2034_Technical_million_m3_Before Competition Groups_Demand controlled Circulating Systems
Commercial | Com ¦ Duct Insulation, R8 | 2034 | Economic | million_m3 | Before Competition Groups | 10.8516 | 0 | 0 | 1958.0786 | 0.005542 | 21 | Commercial_2034_Economic_million_m3_Before Competition Groups_21 | Duct Insulation, R8 | 0.5542% | 0 | 10.8516 | Commercial_2034_Economic_million_m3_Before Competition Groups_Duct Insulation, R8
Commercial | Com ¦ Ozone Laundry Treatment | 2034 | Achievable | million_m3 | Before Competition Groups | 6.2634 | 0 | 0 | 1162.4846 | 0.0053879 | 21 | Commercial_2034_Achievable_million_m3_Before Competition Groups_21 | Ozone Laundry Treatment | 0.5388% | 0 | 6.2634 | Commercial_2034_Achievable_million_m3_Before Competition Groups_Ozone Laundry Treatment
Commercial | Com ¦ Duct Insulation, R8 | 2034 | Technical | million_m3 | Before Competition Groups | 10.8516 | 0 | 0 | 2135.1152 | 0.0050824 | 25 | Commercial_2034_Technical_million_m3_Before Competition Groups_25 | Duct Insulation, R8 | 0.5082% | 0 | 10.8516 | Commercial_2034_Technical_million_m3_Before Competition Groups_Duct Insulation, R8
Commercial | Com ¦ Roof Insulation/Ceiling Insulation (R25 Code to R35) | 2034 | Technical | million_m3 | Before Competition Groups | 9.0073 | 0 | 0 | 2135.1152 | 0.0042186 | 26 | Commercial_2034_Technical_million_m3_Before Competition Groups_26 | Roof Insulation/Ceiling Insulation (R25 Code to R35) | 0.4219% | 0 | 9.0073 | Commercial_2034_Technical_million_m3_Before Competition Groups_Roof Insulation/Ceiling Insulation (R25 Code to R35)
Commercial | Com ¦ ENERGY STAR Fryer (84% eff) | 2034 | Achievable | million_m3 | Before Competition Groups | 4.8205 | 0 | 0 | 1162.4846 | 0.0041467 | 22 | Commercial_2034_Achievable_million_m3_Before Competition Groups_22 | ENERGY STAR Fryer (84% eff) | 0.4147% | 0 | 4.8205 | Commercial_2034_Achievable_million_m3_Before Competition Groups_ENERGY STAR Fryer (84% eff)
Commercial | Com ¦ ENERGY STAR Fryer (84% eff) | 2034 | Economic | million_m3 | Before Competition Groups | 7.7145 | 0 | 0 | 1958.0786 | 0.0039398 | 22 | Commercial_2034_Economic_million_m3_Before Competition Groups_22 | ENERGY STAR Fryer (84% eff) | 0.394% | 0 | 7.7145 | Commercial_2034_Economic_million_m3_Before Competition Groups_ENERGY STAR Fryer (84% eff)
Commercial | Com ¦ Ozone Laundry Treatment | 2034 | Economic | million_m3 | Before Competition Groups | 7.6711 | 0 | 0 | 1958.0786 | 0.0039177 | 23 | Commercial_2034_Economic_million_m3_Before Competition Groups_23 | Ozone Laundry Treatment | 0.3918% | 0 | 7.6711 | Commercial_2034_Economic_million_m3_Before Competition Groups_Ozone Laundry Treatment
Commercial | Com ¦ High Efficiency Underfired Broilers | 2034 | Achievable | million_m3 | Before Competition Groups | 4.5405 | 0 | 0 | 1162.4846 | 0.0039058 | 23 | Commercial_2034_Achievable_million_m3_Before Competition Groups_23 | High Efficiency Underfired Broilers | 0.3906% | 0 | 4.5405 | Commercial_2034_Achievable_million_m3_Before Competition Groups_High Efficiency Underfired Broilers
Commercial | Com ¦ Infrared Heaters | 2034 | Economic | million_m3 | Before Competition Groups | 7.5507 | 0 | 0 | 1958.0786 | 0.0038562 | 24 | Commercial_2034_Economic_million_m3_Before Competition Groups_24 | Infrared Heaters | 0.3856% | 0 | 7.5507 | Commercial_2034_Economic_million_m3_Before Competition Groups_Infrared Heaters
Commercial | Com ¦ Heat Recovery Ventilator | 2034 | Economic | million_m3 | Before Competition Groups | 7.1999 | 0 | 0 | 1958.0786 | 0.003677 | 25 | Commercial_2034_Economic_million_m3_Before Competition Groups_25 | Heat Recovery Ventilator | 0.3677% | 0 | 7.1999 | Commercial_2034_Economic_million_m3_Before Competition Groups_Heat Recovery Ventilator
Commercial | Com ¦ ENERGY STAR Fryer (84% eff) | 2034 | Technical | million_m3 | Before Competition Groups | 7.7145 | 0 | 0 | 2135.1152 | 0.0036132 | 27 | Commercial_2034_Technical_million_m3_Before Competition Groups_27 | ENERGY STAR Fryer (84% eff) | 0.3613% | 0 | 7.7145 | Commercial_2034_Technical_million_m3_Before Competition Groups_ENERGY STAR Fryer (84% eff)
Commercial | Com ¦ Ozone Laundry Treatment | 2034 | Technical | million_m3 | Before Competition Groups | 7.6711 | 0 | 0 | 2135.1152 | 0.0035928 | 28 | Commercial_2034_Technical_million_m3_Before Competition Groups_28 | Ozone Laundry Treatment | 0.3593% | 0 | 7.6711 | Commercial_2034_Technical_million_m3_Before Competition Groups_Ozone Laundry Treatment
Commercial | Com ¦ Infrared Heaters | 2034 | Technical | million_m3 | Before Competition Groups | 7.5507 | 0 | 0 | 2135.1152 | 0.0035364 | 29 | Commercial_2034_Technical_million_m3_Before Competition Groups_29 | Infrared Heaters | 0.3536% | 0 | 7.5507 | Commercial_2034_Technical_million_m3_Before Competition Groups_Infrared Heaters
Commercial | Com ¦ High Efficiency Underfired Broilers | 2034 | Economic | million_m3 | Before Competition Groups | 6.5479 | 0 | 0 | 1958.0786 | 0.0033441 | 26 | Commercial_2034_Economic_million_m3_Before Competition Groups_26 | High Efficiency Underfired Broilers | 0.3344% | 0 | 6.5479 | Commercial_2034_Economic_million_m3_Before Competition Groups_High Efficiency Underfired Broilers
Commercial | Com ¦ Condensing Storage Water Heater | 2034 | Technical | million_m3 | Before Competition Groups | 6.6655 | 0 | 0 | 2135.1152 | 0.0031219 | 30 | Commercial_2034_Technical_million_m3_Before Competition Groups_30 | Condensing Storage Water Heater | 0.3122% | 0 | 6.6655 | Commercial_2034_Technical_million_m3_Before Competition Groups_Condensing Storage Water Heater
Commercial | Com ¦ High Efficiency Underfired Broilers | 2034 | Technical | million_m3 | Before Competition Groups | 6.5479 | 0 | 0 | 2135.1152 | 0.0030668 | 31 | Commercial_2034_Technical_million_m3_Before Competition Groups_31 | High Efficiency Underfired Broilers | 0.3067% | 0 | 6.5479 | Commercial_2034_Technical_million_m3_Before Competition Groups_High Efficiency Underfired Broilers
Commercial | Com ¦ Infrared Heaters | 2034 | Achievable | million_m3 | Before Competition Groups | 3.5333 | 0 | 0 | 1162.4846 | 0.0030394 | 24 | Commercial_2034_Achievable_million_m3_Before Competition Groups_24 | Infrared Heaters | 0.3039% | 0 | 3.5333 | Commercial_2034_Achievable_million_m3_Before Competition Groups_Infrared Heaters
Commercial | Com ¦ ENERGY STAR Griddle (74% eff) | 2034 | Achievable | million_m3 | Before Competition Groups | 3.2045 | 0 | 0 | 1162.4846 | 0.0027566 | 25 | Commercial_2034_Achievable_million_m3_Before Competition Groups_25 | ENERGY STAR Griddle (74% eff) | 0.2757% | 0 | 3.2045 | Commercial_2034_Achievable_million_m3_Before Competition Groups_ENERGY STAR Griddle (74% eff)
Commercial | Com ¦ ENERGY STAR Griddle (74% eff) | 2034 | Economic | million_m3 | Before Competition Groups | 5.0686 | 0 | 0 | 1958.0786 | 0.0025886 | 27 | Commercial_2034_Economic_million_m3_Before Competition Groups_27 | ENERGY STAR Griddle (74% eff) | 0.2589% | 0 | 5.0686 | Commercial_2034_Economic_million_m3_Before Competition Groups_ENERGY STAR Griddle (74% eff)
Commercial | Com ¦ ENERGY STAR Griddle (74% eff) | 2034 | Technical | million_m3 | Before Competition Groups | 5.0686 | 0 | 0 | 2135.1152 | 0.0023739 | 32 | Commercial_2034_Technical_million_m3_Before Competition Groups_32 | ENERGY STAR Griddle (74% eff) | 0.2374% | 0 | 5.0686 | Commercial_2034_Technical_million_m3_Before Competition Groups_ENERGY STAR Griddle (74% eff)
Commercial | Com ¦ Condensing Storage Water Heater | 2034 | Economic | million_m3 | Before Competition Groups | 4.1204 | 0 | 0 | 1958.0786 | 0.0021043 | 28 | Commercial_2034_Economic_million_m3_Before Competition Groups_28 | Condensing Storage Water Heater | 0.2104% | 0 | 4.1204 | Commercial_2034_Economic_million_m3_Before Competition Groups_Condensing Storage Water Heater
Commercial | Com ¦ ENERGY STAR Dishwasher | 2034 | Economic | million_m3 | Before Competition Groups | 3.7523 | 0 | 0 | 1958.0786 | 0.0019163 | 29 | Commercial_2034_Economic_million_m3_Before Competition Groups_29 | ENERGY STAR Dishwasher | 0.1916% | 0 | 3.7523 | Commercial_2034_Economic_million_m3_Before Competition Groups_ENERGY STAR Dishwasher
Commercial | Com ¦ Condensing Tankless Water Heater | 2034 | Technical | million_m3 | Before Competition Groups | 3.8701 | 0 | 0 | 2135.1152 | 0.0018126 | 33 | Commercial_2034_Technical_million_m3_Before Competition Groups_33 | Condensing Tankless Water Heater | 0.1813% | 0 | 3.8701 | Commercial_2034_Technical_million_m3_Before Competition Groups_Condensing Tankless Water Heater
Commercial | Com ¦ HOTEL OCCUPANCY CONTROLS (HVAC + LIGHTING) | 2034 | Technical | million_m3 | Before Competition Groups | 3.8254 | 0 | 0 | 2135.1152 | 0.0017917 | 34 | Commercial_2034_Technical_million_m3_Before Competition Groups_34 | HOTEL OCCUPANCY CONTROLS (HVAC + LIGHTING) | 0.1792% | 0 | 3.8254 | Commercial_2034_Technical_million_m3_Before Competition Groups_HOTEL OCCUPANCY CONTROLS (HVAC + LIGHTING)
Commercial | Com ¦ ENERGY STAR Dishwasher | 2034 | Technical | million_m3 | Before Competition Groups | 3.7523 | 0 | 0 | 2135.1152 | 0.0017574 | 35 | Commercial_2034_Technical_million_m3_Before Competition Groups_35 | ENERGY STAR Dishwasher | 0.1757% | 0 | 3.7523 | Commercial_2034_Technical_million_m3_Before Competition Groups_ENERGY STAR Dishwasher
Commercial | Com ¦ Ice Rink Heat Recovery | 2034 | Technical | million_m3 | Before Competition Groups | 3.4881 | 0 | 0 | 2135.1152 | 0.0016337 | 36 | Commercial_2034_Technical_million_m3_Before Competition Groups_36 | Ice Rink Heat Recovery | 0.1634% | 0 | 3.4881 | Commercial_2034_Technical_million_m3_Before Competition Groups_Ice Rink Heat Recovery
Commercial | Com ¦ Gas Heat Pump Water Heater | 2034 | Technical | million_m3 | Before Competition Groups | 3.3241 | 0 | 0 | 2135.1152 | 0.0015569 | 37 | Commercial_2034_Technical_million_m3_Before Competition Groups_37 | Gas Heat Pump Water Heater | 0.1557% | 0 | 3.3241 | Commercial_2034_Technical_million_m3_Before Competition Groups_Gas Heat Pump Water Heater
Commercial | Com ¦ Energy Recovery Ventilation and Ventilation (Enhanced) | 2034 | Achievable | million_m3 | Before Competition Groups | 1.6364 | 0 | 0 | 1162.4846 | 0.0014077 | 26 | Commercial_2034_Achievable_million_m3_Before Competition Groups_26 | Energy Recovery Ventilation and Ventilation (Enhanced) | 0.1408% | 0 | 1.6364 | Commercial_2034_Achievable_million_m3_Before Competition Groups_Energy Recovery Ventilation and Ventilation (Enhanced)
Commercial | Com ¦ ENERGY STAR Dishwasher | 2034 | Achievable | million_m3 | Before Competition Groups | 1.5889 | 0 | 0 | 1162.4846 | 0.0013668 | 27 | Commercial_2034_Achievable_million_m3_Before Competition Groups_27 | ENERGY STAR Dishwasher | 0.1367% | 0 | 1.5889 | Commercial_2034_Achievable_million_m3_Before Competition Groups_ENERGY STAR Dishwasher
Commercial | Com ¦ Condensing Tankless Water Heater | 2034 | Economic | million_m3 | Before Competition Groups | 2.1286 | 0 | 0 | 1958.0786 | 0.0010871 | 30 | Commercial_2034_Economic_million_m3_Before Competition Groups_30 | Condensing Tankless Water Heater | 0.1087% | 0 | 2.1286 | Commercial_2034_Economic_million_m3_Before Competition Groups_Condensing Tankless Water Heater
Commercial | Com ¦ Dock Door Seals | 2034 | Technical | million_m3 | Before Competition Groups | 2.2697 | 0 | 0 | 2135.1152 | 0.0010631 | 38 | Commercial_2034_Technical_million_m3_Before Competition Groups_38 | Dock Door Seals | 0.1063% | 0 | 2.2697 | Commercial_2034_Technical_million_m3_Before Competition Groups_Dock Door Seals
Commercial | Com ¦ Drain Water Heat Recovery (DWHR) ¦ Retro | 2034 | Achievable | million_m3 | Before Competition Groups | 1.0919 | 0 | 0 | 1162.4846 | 0.00093932 | 28 | Commercial_2034_Achievable_million_m3_Before Competition Groups_28 | Drain Water Heat Recovery (DWHR) ¦ Retro | 0.09393% | 0 | 1.0919 | Commercial_2034_Achievable_million_m3_Before Competition Groups_Drain Water Heat Recovery (DWHR) ¦ Retro
Commercial | Com ¦ Gas Heat Pump Water Heater | 2034 | Economic | million_m3 | Before Competition Groups | 1.7397 | 0 | 0 | 1958.0786 | 0.00088845 | 31 | Commercial_2034_Economic_million_m3_Before Competition Groups_31 | Gas Heat Pump Water Heater | 0.08884% | 0 | 1.7397 | Commercial_2034_Economic_million_m3_Before Competition Groups_Gas Heat Pump Water Heater
Commercial | Com ¦ CEE Tier 2/Energy Star Clothes Washers | 2034 | Achievable | million_m3 | Before Competition Groups | 0.89154 | 0 | 0 | 1162.4846 | 0.00076693 | 29 | Commercial_2034_Achievable_million_m3_Before Competition Groups_29 | CEE Tier 2/Energy Star Clothes Washers | 0.07669% | 0 | 0.89154 | Commercial_2034_Achievable_million_m3_Before Competition Groups_CEE Tier 2/Energy Star Clothes Washers
Commercial | Com ¦ CEE Tier 2/Energy Star Clothes Washers | 2034 | Economic | million_m3 | Before Competition Groups | 1.2106 | 0 | 0 | 1958.0786 | 0.00061825 | 32 | Commercial_2034_Economic_million_m3_Before Competition Groups_32 | CEE Tier 2/Energy Star Clothes Washers | 0.06182% | 0 | 1.2106 | Commercial_2034_Economic_million_m3_Before Competition Groups_CEE Tier 2/Energy Star Clothes Washers
Commercial | Com ¦ Drain Water Heat Recovery (DWHR) ¦ Retro | 2034 | Economic | million_m3 | Before Competition Groups | 1.1355 | 0 | 0 | 1958.0786 | 0.00057992 | 33 | Commercial_2034_Economic_million_m3_Before Competition Groups_33 | Drain Water Heat Recovery (DWHR) ¦ Retro | 0.05799% | 0 | 1.1355 | Commercial_2034_Economic_million_m3_Before Competition Groups_Drain Water Heat Recovery (DWHR) ¦ Retro
Commercial | Com ¦ CEE Tier 2/Energy Star Clothes Washers | 2034 | Technical | million_m3 | Before Competition Groups | 1.2106 | 0 | 0 | 2135.1152 | 0.00056698 | 39 | Commercial_2034_Technical_million_m3_Before Competition Groups_39 | CEE Tier 2/Energy Star Clothes Washers | 0.0567% | 0 | 1.2106 | Commercial_2034_Technical_million_m3_Before Competition Groups_CEE Tier 2/Energy Star Clothes Washers
Commercial | Com ¦ Drain Water Heat Recovery (DWHR) ¦ Retro | 2034 | Technical | million_m3 | Before Competition Groups | 1.1355 | 0 | 0 | 2135.1152 | 0.00053183 | 40 | Commercial_2034_Technical_million_m3_Before Competition Groups_40 | Drain Water Heat Recovery (DWHR) ¦ Retro | 0.05318% | 0 | 1.1355 | Commercial_2034_Technical_million_m3_Before Competition Groups_Drain Water Heat Recovery (DWHR) ¦ Retro
Commercial | Com ¦ Heat Recovery Ventilator | 2034 | Achievable | million_m3 | Before Competition Groups | 0.57755 | 0 | 0 | 1162.4846 | 0.00049682 | 30 | Commercial_2034_Achievable_million_m3_Before Competition Groups_30 | Heat Recovery Ventilator | 0.04968% | 0 | 0.57755 | Commercial_2034_Achievable_million_m3_Before Competition Groups_Heat Recovery Ventilator
Commercial | Com ¦ Condensing Storage Water Heater | 2034 | Achievable | million_m3 | Before Competition Groups | 0.49663 | 0 | 0 | 1162.4846 | 0.00042721 | 31 | Commercial_2034_Achievable_million_m3_Before Competition Groups_31 | Condensing Storage Water Heater | 0.04272% | 0 | 0.49663 | Commercial_2034_Achievable_million_m3_Before Competition Groups_Condensing Storage Water Heater
Commercial | Com ¦ Low Flow Pre-Rinse Spray Nozzle | 2034 | Achievable | million_m3 | Before Competition Groups | 0.4783 | 0 | 0 | 1162.4846 | 0.00041145 | 32 | Commercial_2034_Achievable_million_m3_Before Competition Groups_32 | Low Flow Pre-Rinse Spray Nozzle | 0.04114% | 0 | 0.4783 | Commercial_2034_Achievable_million_m3_Before Competition Groups_Low Flow Pre-Rinse Spray Nozzle
Commercial | Com ¦ Low Flow Pre-Rinse Spray Nozzle | 2034 | Economic | million_m3 | Before Competition Groups | 0.71302 | 0 | 0 | 1958.0786 | 0.00036414 | 34 | Commercial_2034_Economic_million_m3_Before Competition Groups_34 | Low Flow Pre-Rinse Spray Nozzle | 0.03641% | 0 | 0.71302 | Commercial_2034_Economic_million_m3_Before Competition Groups_Low Flow Pre-Rinse Spray Nozzle
Commercial | Com ¦ Low Flow Pre-Rinse Spray Nozzle | 2034 | Technical | million_m3 | Before Competition Groups | 0.71302 | 0 | 0 | 2135.1152 | 0.00033395 | 41 | Commercial_2034_Technical_million_m3_Before Competition Groups_41 | Low Flow Pre-Rinse Spray Nozzle | 0.03339% | 0 | 0.71302 | Commercial_2034_Technical_million_m3_Before Competition Groups_Low Flow Pre-Rinse Spray Nozzle
Commercial | Com ¦ ENERGY STAR Steam Cooker | 2034 | Achievable | million_m3 | Before Competition Groups | 0.345 | 0 | 0 | 1162.4846 | 0.00029677 | 33 | Commercial_2034_Achievable_million_m3_Before Competition Groups_33 | ENERGY STAR Steam Cooker | 0.02968% | 0 | 0.345 | Commercial_2034_Achievable_million_m3_Before Competition Groups_ENERGY STAR Steam Cooker
Commercial | Com ¦ ENERGY STAR Steam Cooker | 2034 | Economic | million_m3 | Before Competition Groups | 0.55202 | 0 | 0 | 1958.0786 | 0.00028192 | 35 | Commercial_2034_Economic_million_m3_Before Competition Groups_35 | ENERGY STAR Steam Cooker | 0.02819% | 0 | 0.55202 | Commercial_2034_Economic_million_m3_Before Competition Groups_ENERGY STAR Steam Cooker
Commercial | Com ¦ ENERGY STAR Steam Cooker | 2034 | Technical | million_m3 | Before Competition Groups | 0.55202 | 0 | 0 | 2135.1152 | 0.00025854 | 42 | Commercial_2034_Technical_million_m3_Before Competition Groups_42 | ENERGY STAR Steam Cooker | 0.02585% | 0 | 0.55202 | Commercial_2034_Technical_million_m3_Before Competition Groups_ENERGY STAR Steam Cooker
Commercial | Com ¦ Drain Water Heat Recovery (DWHR) ¦New | 2034 | Economic | million_m3 | Before Competition Groups | 0.46315 | 0 | 0 | 1958.0786 | 0.00023653 | 36 | Commercial_2034_Economic_million_m3_Before Competition Groups_36 | Drain Water Heat Recovery (DWHR) ¦New | 0.02365% | 0 | 0.46315 | Commercial_2034_Economic_million_m3_Before Competition Groups_Drain Water Heat Recovery (DWHR) ¦New
Commercial | Com ¦ Drain Water Heat Recovery (DWHR) ¦New | 2034 | Technical | million_m3 | Before Competition Groups | 0.46315 | 0 | 0 | 2135.1152 | 0.00021692 | 43 | Commercial_2034_Technical_million_m3_Before Competition Groups_43 | Drain Water Heat Recovery (DWHR) ¦New | 0.02169% | 0 | 0.46315 | Commercial_2034_Technical_million_m3_Before Competition Groups_Drain Water Heat Recovery (DWHR) ¦New
Commercial | Com ¦ Gas Heat Pump Water Heater | 2034 | Achievable | million_m3 | Before Competition Groups | 0.24352 | 0 | 0 | 1162.4846 | 0.00020948 | 34 | Commercial_2034_Achievable_million_m3_Before Competition Groups_34 | Gas Heat Pump Water Heater | 0.02095% | 0 | 0.24352 | Commercial_2034_Achievable_million_m3_Before Competition Groups_Gas Heat Pump Water Heater
Commercial | Com ¦ Drain Water Heat Recovery (DWHR) ¦New | 2034 | Achievable | million_m3 | Before Competition Groups | 0.2166 | 0 | 0 | 1162.4846 | 0.00018632 | 35 | Commercial_2034_Achievable_million_m3_Before Competition Groups_35 | Drain Water Heat Recovery (DWHR) ¦New | 0.01863% | 0 | 0.2166 | Commercial_2034_Achievable_million_m3_Before Competition Groups_Drain Water Heat Recovery (DWHR) ¦New
Commercial | Com ¦ Condensing Tankless Water Heater | 2034 | Achievable | million_m3 | Before Competition Groups | 0.17618 | 0 | 0 | 1162.4846 | 0.00015156 | 36 | Commercial_2034_Achievable_million_m3_Before Competition Groups_36 | Condensing Tankless Water Heater | 0.01516% | 0 | 0.17618 | Commercial_2034_Achievable_million_m3_Before Competition Groups_Condensing Tankless Water Heater
Commercial | Com ¦ Solar Water Preheat (Pools/DHW) | 2034 | Economic | million_m3 | Before Competition Groups | 0.26051 | 0 | 0 | 1958.0786 | 0.00013304 | 37 | Commercial_2034_Economic_million_m3_Before Competition Groups_37 | Solar Water Preheat (Pools/DHW) | 0.0133% | 0 | 0.26051 | Commercial_2034_Economic_million_m3_Before Competition Groups_Solar Water Preheat (Pools/DHW)
Commercial | Com ¦ Solar Water Preheat (Pools/DHW) | 2034 | Technical | million_m3 | Before Competition Groups | 0.26527 | 0 | 0 | 2135.1152 | 0.00012424 | 44 | Commercial_2034_Technical_million_m3_Before Competition Groups_44 | Solar Water Preheat (Pools/DHW) | 0.01242% | 0 | 0.26527 | Commercial_2034_Technical_million_m3_Before Competition Groups_Solar Water Preheat (Pools/DHW)
Commercial | Com ¦ Air Curtains | 2034 | Achievable | million_m3 | Before Competition Groups | 0.12184 | 0 | 0 | 1162.4846 | 0.00010481 | 37 | Commercial_2034_Achievable_million_m3_Before Competition Groups_37 | Air Curtains | 0.01048% | 0 | 0.12184 | Commercial_2034_Achievable_million_m3_Before Competition Groups_Air Curtains
Commercial | Com ¦ Solar Water Preheat (Pools/DHW) | 2034 | Achievable | million_m3 | Before Competition Groups | 0.10598 | 0 | 0 | 1162.4846 | 9.1163e-05 | 38 | Commercial_2034_Achievable_million_m3_Before Competition Groups_38 | Solar Water Preheat (Pools/DHW) | 0.009116% | 0 | 0.10598 | Commercial_2034_Achievable_million_m3_Before Competition Groups_Solar Water Preheat (Pools/DHW)
Commercial | Com ¦ Air Curtains | 2034 | Economic | million_m3 | Before Competition Groups | 0.14603 | 0 | 0 | 1958.0786 | 7.4579e-05 | 38 | Commercial_2034_Economic_million_m3_Before Competition Groups_38 | Air Curtains | 0.007458% | 0 | 0.14603 | Commercial_2034_Economic_million_m3_Before Competition Groups_Air Curtains
Commercial | Com ¦ Air Curtains | 2034 | Technical | million_m3 | Before Competition Groups | 0.14603 | 0 | 0 | 2135.1152 | 6.8395e-05 | 45 | Commercial_2034_Technical_million_m3_Before Competition Groups_45 | Air Curtains | 0.00684% | 0 | 0.14603 | Commercial_2034_Technical_million_m3_Before Competition Groups_Air Curtains
Commercial | Com ¦ Gas Convection Oven | 2034 | Technical | million_m3 | Before Competition Groups | 0.13058 | 0 | 0 | 2135.1152 | 6.116e-05 | 46 | Commercial_2034_Technical_million_m3_Before Competition Groups_46 | Gas Convection Oven | 0.006116% | 0 | 0.13058 | Commercial_2034_Technical_million_m3_Before Competition Groups_Gas Convection Oven
Commercial | Com ¦ Super High Perf Glazing ¦RET | 2034 | Achievable | million_m3 | Before Competition Groups | 0.053141 | 0 | 0 | 1162.4846 | 4.5714e-05 | 39 | Commercial_2034_Achievable_million_m3_Before Competition Groups_39 | Super High Perf Glazing ¦RET | 0.004571% | 0 | 0.053141 | Commercial_2034_Achievable_million_m3_Before Competition Groups_Super High Perf Glazing ¦RET
Commercial | Com ¦ Solar Preheat Make up Air | 2034 | Technical | million_m3 | Before Competition Groups | 0.062374 | 0 | 0 | 2135.1152 | 2.9213e-05 | 47 | Commercial_2034_Technical_million_m3_Before Competition Groups_47 | Solar Preheat Make up Air | 0.002921% | 0 | 0.062374 | Commercial_2034_Technical_million_m3_Before Competition Groups_Solar Preheat Make up Air
Commercial | Com ¦ Super High Perf Glazing ¦RET | 2034 | Economic | million_m3 | Before Competition Groups | 0.056635 | 0 | 0 | 1958.0786 | 2.8924e-05 | 39 | Commercial_2034_Economic_million_m3_Before Competition Groups_39 | Super High Perf Glazing ¦RET | 0.002892% | 0 | 0.056635 | Commercial_2034_Economic_million_m3_Before Competition Groups_Super High Perf Glazing ¦RET
Commercial | Com ¦ Super High Perf Glazing ¦RET | 2034 | Technical | million_m3 | Before Competition Groups | 0.056635 | 0 | 0 | 2135.1152 | 2.6526e-05 | 48 | Commercial_2034_Technical_million_m3_Before Competition Groups_48 | Super High Perf Glazing ¦RET | 0.002653% | 0 | 0.056635 | Commercial_2034_Technical_million_m3_Before Competition Groups_Super High Perf Glazing ¦RET
Commercial | Com ¦ Super High Perf Glazing ¦New | 2034 | Achievable | million_m3 | Before Competition Groups | 0.014823 | 0 | 0 | 1162.4846 | 1.2751e-05 | 40 | Commercial_2034_Achievable_million_m3_Before Competition Groups_40 | Super High Perf Glazing ¦New | 0.001275% | 0 | 0.014823 | Commercial_2034_Achievable_million_m3_Before Competition Groups_Super High Perf Glazing ¦New
Commercial | Com ¦ Super High Perf Glazing ¦New | 2034 | Economic | million_m3 | Before Competition Groups | 0.022958 | 0 | 0 | 1958.0786 | 1.1725e-05 | 40 | Commercial_2034_Economic_million_m3_Before Competition Groups_40 | Super High Perf Glazing ¦New | 0.001172% | 0 | 0.022958 | Commercial_2034_Economic_million_m3_Before Competition Groups_Super High Perf Glazing ¦New
Commercial | Com ¦ Super High Perf Glazing ¦New | 2034 | Technical | million_m3 | Before Competition Groups | 0.022958 | 0 | 0 | 2135.1152 | 1.0753e-05 | 49 | Commercial_2034_Technical_million_m3_Before Competition Groups_49 | Super High Perf Glazing ¦New | 0.001075% | 0 | 0.022958 | Commercial_2034_Technical_million_m3_Before Competition Groups_Super High Perf Glazing ¦New
Commercial | Com ¦ Condensing Boiler ¦ Std | 2035 | Economic | million_m3 | Before Competition Groups | 256.3946 | 0 | 0 | 1996.7003 | 0.12841 | 1 | Commercial_2035_Economic_million_m3_Before Competition Groups_1 | Condensing Boiler ¦ Std | 12.84% | 0 | 256.3946 | Commercial_2035_Economic_million_m3_Before Competition Groups_Condensing Boiler ¦ Std
Commercial | Com ¦ Building Recommissioning, Operations and Maintenance (O&M) Improvements | 2035 | Economic | million_m3 | Before Competition Groups | 245.0839 | 0 | 0 | 1996.7003 | 0.12274 | 2 | Commercial_2035_Economic_million_m3_Before Competition Groups_2 | Building Recommissioning, Operations and Maintenance (O&M) Improvements | 12.27% | 0 | 245.0839 | Commercial_2035_Economic_million_m3_Before Competition Groups_Building Recommissioning, Operations and Maintenance (O&M) Improvements
Commercial | Com ¦ Condensing Boiler ¦ Std | 2035 | Technical | million_m3 | Before Competition Groups | 256.3946 | 0 | 0 | 2176.2859 | 0.11781 | 1 | Commercial_2035_Technical_million_m3_Before Competition Groups_1 | Condensing Boiler ¦ Std | 11.78% | 0 | 256.3946 | Commercial_2035_Technical_million_m3_Before Competition Groups_Condensing Boiler ¦ Std
Commercial | Com ¦ Building Recommissioning, Operations and Maintenance (O&M) Improvements | 2035 | Technical | million_m3 | Before Competition Groups | 245.0839 | 0 | 0 | 2176.2859 | 0.11262 | 2 | Commercial_2035_Technical_million_m3_Before Competition Groups_2 | Building Recommissioning, Operations and Maintenance (O&M) Improvements | 11.26% | 0 | 245.0839 | Commercial_2035_Technical_million_m3_Before Competition Groups_Building Recommissioning, Operations and Maintenance (O&M) Improvements
Commercial | Com ¦ Condensing Boiler ¦ Std | 2035 | Achievable | million_m3 | Before Competition Groups | 136.606 | 0 | 0 | 1264.3733 | 0.10804 | 1 | Commercial_2035_Achievable_million_m3_Before Competition Groups_1 | Condensing Boiler ¦ Std | 10.8% | 0 | 136.606 | Commercial_2035_Achievable_million_m3_Before Competition Groups_Condensing Boiler ¦ Std
Commercial | Com ¦ Demand Control Ventilation | 2035 | Achievable | million_m3 | Before Competition Groups | 132.9744 | 0 | 0 | 1264.3733 | 0.10517 | 2 | Commercial_2035_Achievable_million_m3_Before Competition Groups_2 | Demand Control Ventilation | 10.52% | 0 | 132.9744 | Commercial_2035_Achievable_million_m3_Before Competition Groups_Demand Control Ventilation
Commercial | Com ¦ Adaptive Thermostats | 2035 | Achievable | million_m3 | Before Competition Groups | 126.9258 | 0 | 0 | 1264.3733 | 0.10039 | 3 | Commercial_2035_Achievable_million_m3_Before Competition Groups_3 | Adaptive Thermostats | 10.04% | 0 | 126.9258 | Commercial_2035_Achievable_million_m3_Before Competition Groups_Adaptive Thermostats
Commercial | Com ¦ Demand Control Ventilation | 2035 | Economic | million_m3 | Before Competition Groups | 199.9391 | 0 | 0 | 1996.7003 | 0.10013 | 3 | Commercial_2035_Economic_million_m3_Before Competition Groups_3 | Demand Control Ventilation | 10.01% | 0 | 199.9391 | Commercial_2035_Economic_million_m3_Before Competition Groups_Demand Control Ventilation
Commercial | Com ¦ Demand Control Ventilation | 2035 | Technical | million_m3 | Before Competition Groups | 207.1814 | 0 | 0 | 2176.2859 | 0.0952 | 3 | Commercial_2035_Technical_million_m3_Before Competition Groups_3 | Demand Control Ventilation | 9.52% | 0 | 207.1814 | Commercial_2035_Technical_million_m3_Before Competition Groups_Demand Control Ventilation
Commercial | Com ¦ Gas Fired Rooftop Units | 2035 | Economic | million_m3 | Before Competition Groups | 185.8958 | 0 | 0 | 1996.7003 | 0.093101 | 4 | Commercial_2035_Economic_million_m3_Before Competition Groups_4 | Gas Fired Rooftop Units | 9.31% | 0 | 185.8958 | Commercial_2035_Economic_million_m3_Before Competition Groups_Gas Fired Rooftop Units
Commercial | Com ¦ Building Recommissioning, Operations and Maintenance (O&M) Improvements | 2035 | Achievable | million_m3 | Before Competition Groups | 111.2334 | 0 | 0 | 1264.3733 | 0.087975 | 4 | Commercial_2035_Achievable_million_m3_Before Competition Groups_4 | Building Recommissioning, Operations and Maintenance (O&M) Improvements | 8.798% | 0 | 111.2334 | Commercial_2035_Achievable_million_m3_Before Competition Groups_Building Recommissioning, Operations and Maintenance (O&M) Improvements
Commercial | Com ¦ Gas Fired Rooftop Units | 2035 | Technical | million_m3 | Before Competition Groups | 185.8958 | 0 | 0 | 2176.2859 | 0.085419 | 4 | Commercial_2035_Technical_million_m3_Before Competition Groups_4 | Gas Fired Rooftop Units | 8.542% | 0 | 185.8958 | Commercial_2035_Technical_million_m3_Before Competition Groups_Gas Fired Rooftop Units
Commercial | Com ¦ Boilers - Advanced Controls (Steam Systems) | 2035 | Economic | million_m3 | Before Competition Groups | 148.333 | 0 | 0 | 1996.7003 | 0.074289 | 5 | Commercial_2035_Economic_million_m3_Before Competition Groups_5 | Boilers - Advanced Controls (Steam Systems) | 7.429% | 0 | 148.333 | Commercial_2035_Economic_million_m3_Before Competition Groups_Boilers - Advanced Controls (Steam Systems)
Commercial | Com ¦ Adaptive Thermostats | 2035 | Economic | million_m3 | Before Competition Groups | 138.0466 | 0 | 0 | 1996.7003 | 0.069137 | 6 | Commercial_2035_Economic_million_m3_Before Competition Groups_6 | Adaptive Thermostats | 6.914% | 0 | 138.0466 | Commercial_2035_Economic_million_m3_Before Competition Groups_Adaptive Thermostats
Commercial | Com ¦ Gas Fired Rooftop Units | 2035 | Achievable | million_m3 | Before Competition Groups | 87.0937 | 0 | 0 | 1264.3733 | 0.068883 | 5 | Commercial_2035_Achievable_million_m3_Before Competition Groups_5 | Gas Fired Rooftop Units | 6.888% | 0 | 87.0937 | Commercial_2035_Achievable_million_m3_Before Competition Groups_Gas Fired Rooftop Units
Commercial | Com ¦ Boilers - Advanced Controls (Steam Systems) | 2035 | Technical | million_m3 | Before Competition Groups | 148.333 | 0 | 0 | 2176.2859 | 0.068159 | 5 | Commercial_2035_Technical_million_m3_Before Competition Groups_5 | Boilers - Advanced Controls (Steam Systems) | 6.816% | 0 | 148.333 | Commercial_2035_Technical_million_m3_Before Competition Groups_Boilers - Advanced Controls (Steam Systems)
Commercial | Com ¦ Adaptive Thermostats | 2035 | Technical | million_m3 | Before Competition Groups | 138.0466 | 0 | 0 | 2176.2859 | 0.063432 | 6 | Commercial_2035_Technical_million_m3_Before Competition Groups_6 | Adaptive Thermostats | 6.343% | 0 | 138.0466 | Commercial_2035_Technical_million_m3_Before Competition Groups_Adaptive Thermostats
Commercial | Com ¦ Air Handler with Dedicated Outdoor Air Systems | 2035 | Achievable | million_m3 | Before Competition Groups | 72.3611 | 0 | 0 | 1264.3733 | 0.057231 | 6 | Commercial_2035_Achievable_million_m3_Before Competition Groups_6 | Air Handler with Dedicated Outdoor Air Systems | 5.723% | 0 | 72.3611 | Commercial_2035_Achievable_million_m3_Before Competition Groups_Air Handler with Dedicated Outdoor Air Systems
Commercial | Com ¦ Education and Capacity Building/Energy Behavior | 2035 | Achievable | million_m3 | Before Competition Groups | 65.3589 | 0 | 0 | 1264.3733 | 0.051693 | 7 | Commercial_2035_Achievable_million_m3_Before Competition Groups_7 | Education and Capacity Building/Energy Behavior | 5.169% | 0 | 65.3589 | Commercial_2035_Achievable_million_m3_Before Competition Groups_Education and Capacity Building/Energy Behavior
Commercial | Com ¦ Boilers - Advanced Controls (Steam Systems) | 2035 | Achievable | million_m3 | Before Competition Groups | 63.3283 | 0 | 0 | 1264.3733 | 0.050087 | 8 | Commercial_2035_Achievable_million_m3_Before Competition Groups_8 | Boilers - Advanced Controls (Steam Systems) | 5.009% | 0 | 63.3283 | Commercial_2035_Achievable_million_m3_Before Competition Groups_Boilers - Advanced Controls (Steam Systems)
Commercial | Com ¦ Condensing Make Up Air Unit | 2035 | Economic | million_m3 | Before Competition Groups | 91.9722 | 0 | 0 | 1996.7003 | 0.046062 | 7 | Commercial_2035_Economic_million_m3_Before Competition Groups_7 | Condensing Make Up Air Unit | 4.606% | 0 | 91.9722 | Commercial_2035_Economic_million_m3_Before Competition Groups_Condensing Make Up Air Unit
Commercial | Com ¦ Air Handler with Dedicated Outdoor Air Systems | 2035 | Economic | million_m3 | Before Competition Groups | 90.4992 | 0 | 0 | 1996.7003 | 0.045324 | 8 | Commercial_2035_Economic_million_m3_Before Competition Groups_8 | Air Handler with Dedicated Outdoor Air Systems | 4.532% | 0 | 90.4992 | Commercial_2035_Economic_million_m3_Before Competition Groups_Air Handler with Dedicated Outdoor Air Systems
Commercial | Com ¦ Condensing Make Up Air Unit | 2035 | Achievable | million_m3 | Before Competition Groups | 54.0691 | 0 | 0 | 1264.3733 | 0.042764 | 9 | Commercial_2035_Achievable_million_m3_Before Competition Groups_9 | Condensing Make Up Air Unit | 4.276% | 0 | 54.0691 | Commercial_2035_Achievable_million_m3_Before Competition Groups_Condensing Make Up Air Unit
Commercial | Com ¦ Condensing Make Up Air Unit | 2035 | Technical | million_m3 | Before Competition Groups | 91.9722 | 0 | 0 | 2176.2859 | 0.042261 | 7 | Commercial_2035_Technical_million_m3_Before Competition Groups_7 | Condensing Make Up Air Unit | 4.226% | 0 | 91.9722 | Commercial_2035_Technical_million_m3_Before Competition Groups_Condensing Make Up Air Unit
Commercial | Com ¦ Air Handler with Dedicated Outdoor Air Systems | 2035 | Technical | million_m3 | Before Competition Groups | 90.4992 | 0 | 0 | 2176.2859 | 0.041584 | 8 | Commercial_2035_Technical_million_m3_Before Competition Groups_8 | Air Handler with Dedicated Outdoor Air Systems | 4.158% | 0 | 90.4992 | Commercial_2035_Technical_million_m3_Before Competition Groups_Air Handler with Dedicated Outdoor Air Systems
Commercial | Com ¦ Demand Control Kitchen Ventilation | 2035 | Achievable | million_m3 | Before Competition Groups | 50.9229 | 0 | 0 | 1264.3733 | 0.040275 | 10 | Commercial_2035_Achievable_million_m3_Before Competition Groups_10 | Demand Control Kitchen Ventilation | 4.028% | 0 | 50.9229 | Commercial_2035_Achievable_million_m3_Before Competition Groups_Demand Control Kitchen Ventilation
Commercial | Com ¦ Steam System Optimization | 2035 | Achievable | million_m3 | Before Competition Groups | 49.6647 | 0 | 0 | 1264.3733 | 0.03928 | 11 | Commercial_2035_Achievable_million_m3_Before Competition Groups_11 | Steam System Optimization | 3.928% | 0 | 49.6647 | Commercial_2035_Achievable_million_m3_Before Competition Groups_Steam System Optimization
Commercial | Com ¦ Education and Capacity Building/Energy Behavior | 2035 | Economic | million_m3 | Before Competition Groups | 77.6601 | 0 | 0 | 1996.7003 | 0.038894 | 9 | Commercial_2035_Economic_million_m3_Before Competition Groups_9 | Education and Capacity Building/Energy Behavior | 3.889% | 0 | 77.6601 | Commercial_2035_Economic_million_m3_Before Competition Groups_Education and Capacity Building/Energy Behavior
Commercial | Com ¦ Gas Fired Heat Pump | 2035 | Economic | million_m3 | Before Competition Groups | 76.6989 | 0 | 0 | 1996.7003 | 0.038413 | 10 | Commercial_2035_Economic_million_m3_Before Competition Groups_10 | Gas Fired Heat Pump | 3.841% | 0 | 76.6989 | Commercial_2035_Economic_million_m3_Before Competition Groups_Gas Fired Heat Pump
Commercial | Com ¦ Advanced BAS/Controllers | 2035 | Economic | million_m3 | Before Competition Groups | 76.5067 | 0 | 0 | 1996.7003 | 0.038317 | 11 | Commercial_2035_Economic_million_m3_Before Competition Groups_11 | Advanced BAS/Controllers | 3.832% | 0 | 76.5067 | Commercial_2035_Economic_million_m3_Before Competition Groups_Advanced BAS/Controllers
Commercial | Com ¦ Gas Fired Heat Pump | 2035 | Achievable | million_m3 | Before Competition Groups | 47.7632 | 0 | 0 | 1264.3733 | 0.037776 | 12 | Commercial_2035_Achievable_million_m3_Before Competition Groups_12 | Gas Fired Heat Pump | 3.778% | 0 | 47.7632 | Commercial_2035_Achievable_million_m3_Before Competition Groups_Gas Fired Heat Pump
Commercial | Com ¦ Destratification | 2035 | Achievable | million_m3 | Before Competition Groups | 47.7346 | 0 | 0 | 1264.3733 | 0.037754 | 13 | Commercial_2035_Achievable_million_m3_Before Competition Groups_13 | Destratification | 3.775% | 0 | 47.7346 | Commercial_2035_Achievable_million_m3_Before Competition Groups_Destratification
Commercial | Com ¦ Furnace Tune-Up | 2035 | Achievable | million_m3 | Before Competition Groups | 45.6832 | 0 | 0 | 1264.3733 | 0.036131 | 14 | Commercial_2035_Achievable_million_m3_Before Competition Groups_14 | Furnace Tune-Up | 3.613% | 0 | 45.6832 | Commercial_2035_Achievable_million_m3_Before Competition Groups_Furnace Tune-Up
Commercial | Com ¦ Education and Capacity Building/Energy Behavior | 2035 | Technical | million_m3 | Before Competition Groups | 77.6601 | 0 | 0 | 2176.2859 | 0.035685 | 9 | Commercial_2035_Technical_million_m3_Before Competition Groups_9 | Education and Capacity Building/Energy Behavior | 3.568% | 0 | 77.6601 | Commercial_2035_Technical_million_m3_Before Competition Groups_Education and Capacity Building/Energy Behavior
Commercial | Com ¦ Gas Fired Heat Pump | 2035 | Technical | million_m3 | Before Competition Groups | 76.6989 | 0 | 0 | 2176.2859 | 0.035243 | 10 | Commercial_2035_Technical_million_m3_Before Competition Groups_10 | Gas Fired Heat Pump | 3.524% | 0 | 76.6989 | Commercial_2035_Technical_million_m3_Before Competition Groups_Gas Fired Heat Pump
Commercial | Com ¦ Demand Control Kitchen Ventilation | 2035 | Economic | million_m3 | Before Competition Groups | 70.2264 | 0 | 0 | 1996.7003 | 0.035171 | 12 | Commercial_2035_Economic_million_m3_Before Competition Groups_12 | Demand Control Kitchen Ventilation | 3.517% | 0 | 70.2264 | Commercial_2035_Economic_million_m3_Before Competition Groups_Demand Control Kitchen Ventilation
Commercial | Com ¦ Advanced BAS/Controllers | 2035 | Technical | million_m3 | Before Competition Groups | 76.5067 | 0 | 0 | 2176.2859 | 0.035155 | 11 | Commercial_2035_Technical_million_m3_Before Competition Groups_11 | Advanced BAS/Controllers | 3.515% | 0 | 76.5067 | Commercial_2035_Technical_million_m3_Before Competition Groups_Advanced BAS/Controllers
Commercial | Com ¦ Advanced BAS/Controllers | 2035 | Achievable | million_m3 | Before Competition Groups | 41.7438 | 0 | 0 | 1264.3733 | 0.033015 | 15 | Commercial_2035_Achievable_million_m3_Before Competition Groups_15 | Advanced BAS/Controllers | 3.302% | 0 | 41.7438 | Commercial_2035_Achievable_million_m3_Before Competition Groups_Advanced BAS/Controllers
Commercial | Com ¦ Demand Control Kitchen Ventilation | 2035 | Technical | million_m3 | Before Competition Groups | 70.2264 | 0 | 0 | 2176.2859 | 0.032269 | 12 | Commercial_2035_Technical_million_m3_Before Competition Groups_12 | Demand Control Kitchen Ventilation | 3.227% | 0 | 70.2264 | Commercial_2035_Technical_million_m3_Before Competition Groups_Demand Control Kitchen Ventilation
Commercial | Com ¦ Energy Recovery Ventilation and Ventilation (Enhanced) | 2035 | Technical | million_m3 | Before Competition Groups | 63.3624 | 0 | 0 | 2176.2859 | 0.029115 | 13 | Commercial_2035_Technical_million_m3_Before Competition Groups_13 | Energy Recovery Ventilation and Ventilation (Enhanced) | 2.911% | 0 | 63.3624 | Commercial_2035_Technical_million_m3_Before Competition Groups_Energy Recovery Ventilation and Ventilation (Enhanced)
Commercial | Com ¦ Condensing Unit Heaters or other Efficient Unit Heating System | 2035 | Economic | million_m3 | Before Competition Groups | 54.2818 | 0 | 0 | 1996.7003 | 0.027186 | 13 | Commercial_2035_Economic_million_m3_Before Competition Groups_13 | Condensing Unit Heaters or other Efficient Unit Heating System | 2.719% | 0 | 54.2818 | Commercial_2035_Economic_million_m3_Before Competition Groups_Condensing Unit Heaters or other Efficient Unit Heating System
Commercial | Com ¦ Condensing Unit Heaters or other Efficient Unit Heating System | 2035 | Technical | million_m3 | Before Competition Groups | 54.2818 | 0 | 0 | 2176.2859 | 0.024942 | 14 | Commercial_2035_Technical_million_m3_Before Competition Groups_14 | Condensing Unit Heaters or other Efficient Unit Heating System | 2.494% | 0 | 54.2818 | Commercial_2035_Technical_million_m3_Before Competition Groups_Condensing Unit Heaters or other Efficient Unit Heating System
Commercial | Com ¦ Steam System Optimization | 2035 | Economic | million_m3 | Before Competition Groups | 49.7878 | 0 | 0 | 1996.7003 | 0.024935 | 14 | Commercial_2035_Economic_million_m3_Before Competition Groups_14 | Steam System Optimization | 2.494% | 0 | 49.7878 | Commercial_2035_Economic_million_m3_Before Competition Groups_Steam System Optimization
Commercial | Com ¦ Condensing Unit Heaters or other Efficient Unit Heating System | 2035 | Achievable | million_m3 | Before Competition Groups | 30.1042 | 0 | 0 | 1264.3733 | 0.02381 | 16 | Commercial_2035_Achievable_million_m3_Before Competition Groups_16 | Condensing Unit Heaters or other Efficient Unit Heating System | 2.381% | 0 | 30.1042 | Commercial_2035_Achievable_million_m3_Before Competition Groups_Condensing Unit Heaters or other Efficient Unit Heating System
Commercial | Com ¦ Destratification | 2035 | Economic | million_m3 | Before Competition Groups | 47.342 | 0 | 0 | 1996.7003 | 0.02371 | 15 | Commercial_2035_Economic_million_m3_Before Competition Groups_15 | Destratification | 2.371% | 0 | 47.342 | Commercial_2035_Economic_million_m3_Before Competition Groups_Destratification
Commercial | Com ¦ Furnace Tune-Up | 2035 | Economic | million_m3 | Before Competition Groups | 46.0343 | 0 | 0 | 1996.7003 | 0.023055 | 16 | Commercial_2035_Economic_million_m3_Before Competition Groups_16 | Furnace Tune-Up | 2.306% | 0 | 46.0343 | Commercial_2035_Economic_million_m3_Before Competition Groups_Furnace Tune-Up
Commercial | Com ¦ Steam System Optimization | 2035 | Technical | million_m3 | Before Competition Groups | 49.7878 | 0 | 0 | 2176.2859 | 0.022877 | 15 | Commercial_2035_Technical_million_m3_Before Competition Groups_15 | Steam System Optimization | 2.288% | 0 | 49.7878 | Commercial_2035_Technical_million_m3_Before Competition Groups_Steam System Optimization
Commercial | Com ¦ Destratification | 2035 | Technical | million_m3 | Before Competition Groups | 47.342 | 0 | 0 | 2176.2859 | 0.021754 | 16 | Commercial_2035_Technical_million_m3_Before Competition Groups_16 | Destratification | 2.175% | 0 | 47.342 | Commercial_2035_Technical_million_m3_Before Competition Groups_Destratification
Commercial | Com ¦ Furnace Tune-Up | 2035 | Technical | million_m3 | Before Competition Groups | 46.0343 | 0 | 0 | 2176.2859 | 0.021153 | 17 | Commercial_2035_Technical_million_m3_Before Competition Groups_17 | Furnace Tune-Up | 2.115% | 0 | 46.0343 | Commercial_2035_Technical_million_m3_Before Competition Groups_Furnace Tune-Up
Commercial | Com ¦ Wall Insulation | 2035 | Achievable | million_m3 | Before Competition Groups | 25.6459 | 0 | 0 | 1264.3733 | 0.020284 | 17 | Commercial_2035_Achievable_million_m3_Before Competition Groups_17 | Wall Insulation | 2.028% | 0 | 25.6459 | Commercial_2035_Achievable_million_m3_Before Competition Groups_Wall Insulation
Commercial | Com ¦ High Efficiency Condensing Furnace AFUE 95% from 80% code | 2035 | Technical | million_m3 | Before Competition Groups | 33.8428 | 0 | 0 | 2176.2859 | 0.015551 | 18 | Commercial_2035_Technical_million_m3_Before Competition Groups_18 | High Efficiency Condensing Furnace AFUE 95% from 80% code | 1.555% | 0 | 33.8428 | Commercial_2035_Technical_million_m3_Before Competition Groups_High Efficiency Condensing Furnace AFUE 95% from 80% code
Commercial | Com ¦ Energy Efficient Laboratory Fume Hood | 2035 | Achievable | million_m3 | Before Competition Groups | 18.1781 | 0 | 0 | 1264.3733 | 0.014377 | 18 | Commercial_2035_Achievable_million_m3_Before Competition Groups_18 | Energy Efficient Laboratory Fume Hood | 1.438% | 0 | 18.1781 | Commercial_2035_Achievable_million_m3_Before Competition Groups_Energy Efficient Laboratory Fume Hood
Commercial | Com ¦ Heat Recovery Ventilator | 2035 | Technical | million_m3 | Before Competition Groups | 30.7835 | 0 | 0 | 2176.2859 | 0.014145 | 19 | Commercial_2035_Technical_million_m3_Before Competition Groups_19 | Heat Recovery Ventilator | 1.414% | 0 | 30.7835 | Commercial_2035_Technical_million_m3_Before Competition Groups_Heat Recovery Ventilator
Commercial | Com ¦ Wall Insulation | 2035 | Economic | million_m3 | Before Competition Groups | 25.6914 | 0 | 0 | 1996.7003 | 0.012867 | 17 | Commercial_2035_Economic_million_m3_Before Competition Groups_17 | Wall Insulation | 1.287% | 0 | 25.6914 | Commercial_2035_Economic_million_m3_Before Competition Groups_Wall Insulation
Commercial | Com ¦ Wall Insulation | 2035 | Technical | million_m3 | Before Competition Groups | 25.6914 | 0 | 0 | 2176.2859 | 0.011805 | 20 | Commercial_2035_Technical_million_m3_Before Competition Groups_20 | Wall Insulation | 1.181% | 0 | 25.6914 | Commercial_2035_Technical_million_m3_Before Competition Groups_Wall Insulation
Commercial | Com ¦ Demand controlled Circulating Systems | 2035 | Achievable | million_m3 | Before Competition Groups | 13.4483 | 0 | 0 | 1264.3733 | 0.010636 | 19 | Commercial_2035_Achievable_million_m3_Before Competition Groups_19 | Demand controlled Circulating Systems | 1.064% | 0 | 13.4483 | Commercial_2035_Achievable_million_m3_Before Competition Groups_Demand controlled Circulating Systems
Commercial | Com ¦ Super-High Efficiency Furnaces (Emerging Tech) | 2035 | Technical | million_m3 | Before Competition Groups | 23.1167 | 0 | 0 | 2176.2859 | 0.010622 | 21 | Commercial_2035_Technical_million_m3_Before Competition Groups_21 | Super-High Efficiency Furnaces (Emerging Tech) | 1.062% | 0 | 23.1167 | Commercial_2035_Technical_million_m3_Before Competition Groups_Super-High Efficiency Furnaces (Emerging Tech)
Commercial | Com ¦ Energy Efficient Laboratory Fume Hood | 2035 | Economic | million_m3 | Before Competition Groups | 18.2574 | 0 | 0 | 1996.7003 | 0.0091438 | 18 | Commercial_2035_Economic_million_m3_Before Competition Groups_18 | Energy Efficient Laboratory Fume Hood | 0.9144% | 0 | 18.2574 | Commercial_2035_Economic_million_m3_Before Competition Groups_Energy Efficient Laboratory Fume Hood
Commercial | Com ¦ Energy Efficient Laboratory Fume Hood | 2035 | Technical | million_m3 | Before Competition Groups | 18.2574 | 0 | 0 | 2176.2859 | 0.0083893 | 22 | Commercial_2035_Technical_million_m3_Before Competition Groups_22 | Energy Efficient Laboratory Fume Hood | 0.8389% | 0 | 18.2574 | Commercial_2035_Technical_million_m3_Before Competition Groups_Energy Efficient Laboratory Fume Hood
Commercial | Com ¦ Duct Insulation, R8 | 2035 | Achievable | million_m3 | Before Competition Groups | 10.5804 | 0 | 0 | 1264.3733 | 0.0083681 | 20 | Commercial_2035_Achievable_million_m3_Before Competition Groups_20 | Duct Insulation, R8 | 0.8368% | 0 | 10.5804 | Commercial_2035_Achievable_million_m3_Before Competition Groups_Duct Insulation, R8
Commercial | Com ¦ Boiler Measures | 2035 | Technical | million_m3 | Before Competition Groups | 16.8881 | 0 | 0 | 2176.2859 | 0.00776 | 23 | Commercial_2035_Technical_million_m3_Before Competition Groups_23 | Boiler Measures | 0.776% | 0 | 16.8881 | Commercial_2035_Technical_million_m3_Before Competition Groups_Boiler Measures
Commercial | Com ¦ Energy Recovery Ventilation and Ventilation (Enhanced) | 2035 | Economic | million_m3 | Before Competition Groups | 13.4893 | 0 | 0 | 1996.7003 | 0.0067558 | 19 | Commercial_2035_Economic_million_m3_Before Competition Groups_19 | Energy Recovery Ventilation and Ventilation (Enhanced) | 0.6756% | 0 | 13.4893 | Commercial_2035_Economic_million_m3_Before Competition Groups_Energy Recovery Ventilation and Ventilation (Enhanced)
Commercial | Com ¦ Demand controlled Circulating Systems | 2035 | Economic | million_m3 | Before Competition Groups | 13.4721 | 0 | 0 | 1996.7003 | 0.0067472 | 20 | Commercial_2035_Economic_million_m3_Before Competition Groups_20 | Demand controlled Circulating Systems | 0.6747% | 0 | 13.4721 | Commercial_2035_Economic_million_m3_Before Competition Groups_Demand controlled Circulating Systems
Commercial | Com ¦ Demand controlled Circulating Systems | 2035 | Technical | million_m3 | Before Competition Groups | 13.4721 | 0 | 0 | 2176.2859 | 0.0061904 | 24 | Commercial_2035_Technical_million_m3_Before Competition Groups_24 | Demand controlled Circulating Systems | 0.619% | 0 | 13.4721 | Commercial_2035_Technical_million_m3_Before Competition Groups_Demand controlled Circulating Systems
Commercial | Com ¦ Duct Insulation, R8 | 2035 | Economic | million_m3 | Before Competition Groups | 10.6335 | 0 | 0 | 1996.7003 | 0.0053255 | 21 | Commercial_2035_Economic_million_m3_Before Competition Groups_21 | Duct Insulation, R8 | 0.5326% | 0 | 10.6335 | Commercial_2035_Economic_million_m3_Before Competition Groups_Duct Insulation, R8
Commercial | Com ¦ Ozone Laundry Treatment | 2035 | Achievable | million_m3 | Before Competition Groups | 6.592 | 0 | 0 | 1264.3733 | 0.0052136 | 21 | Commercial_2035_Achievable_million_m3_Before Competition Groups_21 | Ozone Laundry Treatment | 0.5214% | 0 | 6.592 | Commercial_2035_Achievable_million_m3_Before Competition Groups_Ozone Laundry Treatment
Commercial | Com ¦ Duct Insulation, R8 | 2035 | Technical | million_m3 | Before Competition Groups | 10.6335 | 0 | 0 | 2176.2859 | 0.0048861 | 25 | Commercial_2035_Technical_million_m3_Before Competition Groups_25 | Duct Insulation, R8 | 0.4886% | 0 | 10.6335 | Commercial_2035_Technical_million_m3_Before Competition Groups_Duct Insulation, R8
Commercial | Com ¦ Roof Insulation/Ceiling Insulation (R25 Code to R35) | 2035 | Technical | million_m3 | Before Competition Groups | 9.084 | 0 | 0 | 2176.2859 | 0.0041741 | 26 | Commercial_2035_Technical_million_m3_Before Competition Groups_26 | Roof Insulation/Ceiling Insulation (R25 Code to R35) | 0.4174% | 0 | 9.084 | Commercial_2035_Technical_million_m3_Before Competition Groups_Roof Insulation/Ceiling Insulation (R25 Code to R35)
Commercial | Com ¦ ENERGY STAR Fryer (84% eff) | 2035 | Achievable | million_m3 | Before Competition Groups | 5.1947 | 0 | 0 | 1264.3733 | 0.0041085 | 22 | Commercial_2035_Achievable_million_m3_Before Competition Groups_22 | ENERGY STAR Fryer (84% eff) | 0.4109% | 0 | 5.1947 | Commercial_2035_Achievable_million_m3_Before Competition Groups_ENERGY STAR Fryer (84% eff)
Commercial | Com ¦ ENERGY STAR Fryer (84% eff) | 2035 | Economic | million_m3 | Before Competition Groups | 8.1418 | 0 | 0 | 1996.7003 | 0.0040776 | 22 | Commercial_2035_Economic_million_m3_Before Competition Groups_22 | ENERGY STAR Fryer (84% eff) | 0.4078% | 0 | 8.1418 | Commercial_2035_Economic_million_m3_Before Competition Groups_ENERGY STAR Fryer (84% eff)
Commercial | Com ¦ Infrared Heaters | 2035 | Economic | million_m3 | Before Competition Groups | 8.0271 | 0 | 0 | 1996.7003 | 0.0040202 | 23 | Commercial_2035_Economic_million_m3_Before Competition Groups_23 | Infrared Heaters | 0.402% | 0 | 8.0271 | Commercial_2035_Economic_million_m3_Before Competition Groups_Infrared Heaters
Commercial | Com ¦ High Efficiency Underfired Broilers | 2035 | Achievable | million_m3 | Before Competition Groups | 4.9031 | 0 | 0 | 1264.3733 | 0.0038779 | 23 | Commercial_2035_Achievable_million_m3_Before Competition Groups_23 | High Efficiency Underfired Broilers | 0.3878% | 0 | 4.9031 | Commercial_2035_Achievable_million_m3_Before Competition Groups_High Efficiency Underfired Broilers
Commercial | Com ¦ Ozone Laundry Treatment | 2035 | Economic | million_m3 | Before Competition Groups | 7.7126 | 0 | 0 | 1996.7003 | 0.0038627 | 24 | Commercial_2035_Economic_million_m3_Before Competition Groups_24 | Ozone Laundry Treatment | 0.3863% | 0 | 7.7126 | Commercial_2035_Economic_million_m3_Before Competition Groups_Ozone Laundry Treatment
Commercial | Com ¦ ENERGY STAR Fryer (84% eff) | 2035 | Technical | million_m3 | Before Competition Groups | 8.1418 | 0 | 0 | 2176.2859 | 0.0037412 | 27 | Commercial_2035_Technical_million_m3_Before Competition Groups_27 | ENERGY STAR Fryer (84% eff) | 0.3741% | 0 | 8.1418 | Commercial_2035_Technical_million_m3_Before Competition Groups_ENERGY STAR Fryer (84% eff)
Commercial | Com ¦ Infrared Heaters | 2035 | Technical | million_m3 | Before Competition Groups | 8.0271 | 0 | 0 | 2176.2859 | 0.0036884 | 28 | Commercial_2035_Technical_million_m3_Before Competition Groups_28 | Infrared Heaters | 0.3688% | 0 | 8.0271 | Commercial_2035_Technical_million_m3_Before Competition Groups_Infrared Heaters
Commercial | Com ¦ Heat Recovery Ventilator | 2035 | Economic | million_m3 | Before Competition Groups | 7.2552 | 0 | 0 | 1996.7003 | 0.0036336 | 25 | Commercial_2035_Economic_million_m3_Before Competition Groups_25 | Heat Recovery Ventilator | 0.3634% | 0 | 7.2552 | Commercial_2035_Economic_million_m3_Before Competition Groups_Heat Recovery Ventilator
Commercial | Com ¦ Ozone Laundry Treatment | 2035 | Technical | million_m3 | Before Competition Groups | 7.7126 | 0 | 0 | 2176.2859 | 0.0035439 | 29 | Commercial_2035_Technical_million_m3_Before Competition Groups_29 | Ozone Laundry Treatment | 0.3544% | 0 | 7.7126 | Commercial_2035_Technical_million_m3_Before Competition Groups_Ozone Laundry Treatment
Commercial | Com ¦ High Efficiency Underfired Broilers | 2035 | Economic | million_m3 | Before Competition Groups | 6.9107 | 0 | 0 | 1996.7003 | 0.003461 | 26 | Commercial_2035_Economic_million_m3_Before Competition Groups_26 | High Efficiency Underfired Broilers | 0.3461% | 0 | 6.9107 | Commercial_2035_Economic_million_m3_Before Competition Groups_High Efficiency Underfired Broilers
Commercial | Com ¦ Condensing Storage Water Heater | 2035 | Technical | million_m3 | Before Competition Groups | 7.071 | 0 | 0 | 2176.2859 | 0.0032491 | 30 | Commercial_2035_Technical_million_m3_Before Competition Groups_30 | Condensing Storage Water Heater | 0.3249% | 0 | 7.071 | Commercial_2035_Technical_million_m3_Before Competition Groups_Condensing Storage Water Heater
Commercial | Com ¦ Infrared Heaters | 2035 | Achievable | million_m3 | Before Competition Groups | 4.0237 | 0 | 0 | 1264.3733 | 0.0031823 | 24 | Commercial_2035_Achievable_million_m3_Before Competition Groups_24 | Infrared Heaters | 0.3182% | 0 | 4.0237 | Commercial_2035_Achievable_million_m3_Before Competition Groups_Infrared Heaters
Commercial | Com ¦ High Efficiency Underfired Broilers | 2035 | Technical | million_m3 | Before Competition Groups | 6.9107 | 0 | 0 | 2176.2859 | 0.0031754 | 31 | Commercial_2035_Technical_million_m3_Before Competition Groups_31 | High Efficiency Underfired Broilers | 0.3175% | 0 | 6.9107 | Commercial_2035_Technical_million_m3_Before Competition Groups_High Efficiency Underfired Broilers
Commercial | Com ¦ ENERGY STAR Griddle (74% eff) | 2035 | Achievable | million_m3 | Before Competition Groups | 3.4533 | 0 | 0 | 1264.3733 | 0.0027312 | 25 | Commercial_2035_Achievable_million_m3_Before Competition Groups_25 | ENERGY STAR Griddle (74% eff) | 0.2731% | 0 | 3.4533 | Commercial_2035_Achievable_million_m3_Before Competition Groups_ENERGY STAR Griddle (74% eff)
Commercial | Com ¦ ENERGY STAR Griddle (74% eff) | 2035 | Economic | million_m3 | Before Competition Groups | 5.3498 | 0 | 0 | 1996.7003 | 0.0026793 | 27 | Commercial_2035_Economic_million_m3_Before Competition Groups_27 | ENERGY STAR Griddle (74% eff) | 0.2679% | 0 | 5.3498 | Commercial_2035_Economic_million_m3_Before Competition Groups_ENERGY STAR Griddle (74% eff)
Commercial | Com ¦ ENERGY STAR Griddle (74% eff) | 2035 | Technical | million_m3 | Before Competition Groups | 5.3498 | 0 | 0 | 2176.2859 | 0.0024582 | 32 | Commercial_2035_Technical_million_m3_Before Competition Groups_32 | ENERGY STAR Griddle (74% eff) | 0.2458% | 0 | 5.3498 | Commercial_2035_Technical_million_m3_Before Competition Groups_ENERGY STAR Griddle (74% eff)
Commercial | Com ¦ Condensing Storage Water Heater | 2035 | Economic | million_m3 | Before Competition Groups | 4.4019 | 0 | 0 | 1996.7003 | 0.0022046 | 28 | Commercial_2035_Economic_million_m3_Before Competition Groups_28 | Condensing Storage Water Heater | 0.2205% | 0 | 4.4019 | Commercial_2035_Economic_million_m3_Before Competition Groups_Condensing Storage Water Heater
Commercial | Com ¦ ENERGY STAR Dishwasher | 2035 | Economic | million_m3 | Before Competition Groups | 3.837 | 0 | 0 | 1996.7003 | 0.0019217 | 29 | Commercial_2035_Economic_million_m3_Before Competition Groups_29 | ENERGY STAR Dishwasher | 0.1922% | 0 | 3.837 | Commercial_2035_Economic_million_m3_Before Competition Groups_ENERGY STAR Dishwasher
Commercial | Com ¦ Condensing Tankless Water Heater | 2035 | Technical | million_m3 | Before Competition Groups | 4.1055 | 0 | 0 | 2176.2859 | 0.0018864 | 33 | Commercial_2035_Technical_million_m3_Before Competition Groups_33 | Condensing Tankless Water Heater | 0.1886% | 0 | 4.1055 | Commercial_2035_Technical_million_m3_Before Competition Groups_Condensing Tankless Water Heater
Commercial | Com ¦ HOTEL OCCUPANCY CONTROLS (HVAC + LIGHTING) | 2035 | Technical | million_m3 | Before Competition Groups | 3.841 | 0 | 0 | 2176.2859 | 0.0017649 | 34 | Commercial_2035_Technical_million_m3_Before Competition Groups_34 | HOTEL OCCUPANCY CONTROLS (HVAC + LIGHTING) | 0.1765% | 0 | 3.841 | Commercial_2035_Technical_million_m3_Before Competition Groups_HOTEL OCCUPANCY CONTROLS (HVAC + LIGHTING)
Commercial | Com ¦ ENERGY STAR Dishwasher | 2035 | Technical | million_m3 | Before Competition Groups | 3.837 | 0 | 0 | 2176.2859 | 0.0017631 | 35 | Commercial_2035_Technical_million_m3_Before Competition Groups_35 | ENERGY STAR Dishwasher | 0.1763% | 0 | 3.837 | Commercial_2035_Technical_million_m3_Before Competition Groups_ENERGY STAR Dishwasher
Commercial | Com ¦ Gas Heat Pump Water Heater | 2035 | Technical | million_m3 | Before Competition Groups | 3.5266 | 0 | 0 | 2176.2859 | 0.0016205 | 36 | Commercial_2035_Technical_million_m3_Before Competition Groups_36 | Gas Heat Pump Water Heater | 0.162% | 0 | 3.5266 | Commercial_2035_Technical_million_m3_Before Competition Groups_Gas Heat Pump Water Heater
Commercial | Com ¦ Ice Rink Heat Recovery | 2035 | Technical | million_m3 | Before Competition Groups | 3.4179 | 0 | 0 | 2176.2859 | 0.0015705 | 37 | Commercial_2035_Technical_million_m3_Before Competition Groups_37 | Ice Rink Heat Recovery | 0.1571% | 0 | 3.4179 | Commercial_2035_Technical_million_m3_Before Competition Groups_Ice Rink Heat Recovery
Commercial | Com ¦ Energy Recovery Ventilation and Ventilation (Enhanced) | 2035 | Achievable | million_m3 | Before Competition Groups | 1.839 | 0 | 0 | 1264.3733 | 0.0014545 | 26 | Commercial_2035_Achievable_million_m3_Before Competition Groups_26 | Energy Recovery Ventilation and Ventilation (Enhanced) | 0.1454% | 0 | 1.839 | Commercial_2035_Achievable_million_m3_Before Competition Groups_Energy Recovery Ventilation and Ventilation (Enhanced)
Commercial | Com ¦ ENERGY STAR Dishwasher | 2035 | Achievable | million_m3 | Before Competition Groups | 1.7349 | 0 | 0 | 1264.3733 | 0.0013721 | 27 | Commercial_2035_Achievable_million_m3_Before Competition Groups_27 | ENERGY STAR Dishwasher | 0.1372% | 0 | 1.7349 | Commercial_2035_Achievable_million_m3_Before Competition Groups_ENERGY STAR Dishwasher
Commercial | Com ¦ Condensing Tankless Water Heater | 2035 | Economic | million_m3 | Before Competition Groups | 2.2919 | 0 | 0 | 1996.7003 | 0.0011479 | 30 | Commercial_2035_Economic_million_m3_Before Competition Groups_30 | Condensing Tankless Water Heater | 0.1148% | 0 | 2.2919 | Commercial_2035_Economic_million_m3_Before Competition Groups_Condensing Tankless Water Heater
Commercial | Com ¦ Dock Door Seals | 2035 | Technical | million_m3 | Before Competition Groups | 2.3846 | 0 | 0 | 2176.2859 | 0.0010957 | 38 | Commercial_2035_Technical_million_m3_Before Competition Groups_38 | Dock Door Seals | 0.1096% | 0 | 2.3846 | Commercial_2035_Technical_million_m3_Before Competition Groups_Dock Door Seals
Commercial | Com ¦ Gas Heat Pump Water Heater | 2035 | Economic | million_m3 | Before Competition Groups | 1.8463 | 0 | 0 | 1996.7003 | 0.00092469 | 31 | Commercial_2035_Economic_million_m3_Before Competition Groups_31 | Gas Heat Pump Water Heater | 0.09247% | 0 | 1.8463 | Commercial_2035_Economic_million_m3_Before Competition Groups_Gas Heat Pump Water Heater
Commercial | Com ¦ Drain Water Heat Recovery (DWHR) ¦ Retro | 2035 | Achievable | million_m3 | Before Competition Groups | 1.1294 | 0 | 0 | 1264.3733 | 0.00089322 | 28 | Commercial_2035_Achievable_million_m3_Before Competition Groups_28 | Drain Water Heat Recovery (DWHR) ¦ Retro | 0.08932% | 0 | 1.1294 | Commercial_2035_Achievable_million_m3_Before Competition Groups_Drain Water Heat Recovery (DWHR) ¦ Retro
Commercial | Com ¦ CEE Tier 2/Energy Star Clothes Washers | 2035 | Achievable | million_m3 | Before Competition Groups | 0.9501 | 0 | 0 | 1264.3733 | 0.00075144 | 29 | Commercial_2035_Achievable_million_m3_Before Competition Groups_29 | CEE Tier 2/Energy Star Clothes Washers | 0.07514% | 0 | 0.9501 | Commercial_2035_Achievable_million_m3_Before Competition Groups_CEE Tier 2/Energy Star Clothes Washers
Commercial | Com ¦ CEE Tier 2/Energy Star Clothes Washers | 2035 | Economic | million_m3 | Before Competition Groups | 1.2593 | 0 | 0 | 1996.7003 | 0.00063069 | 32 | Commercial_2035_Economic_million_m3_Before Competition Groups_32 | CEE Tier 2/Energy Star Clothes Washers | 0.06307% | 0 | 1.2593 | Commercial_2035_Economic_million_m3_Before Competition Groups_CEE Tier 2/Energy Star Clothes Washers
Commercial | Com ¦ CEE Tier 2/Energy Star Clothes Washers | 2035 | Technical | million_m3 | Before Competition Groups | 1.2593 | 0 | 0 | 2176.2859 | 0.00057865 | 39 | Commercial_2035_Technical_million_m3_Before Competition Groups_39 | CEE Tier 2/Energy Star Clothes Washers | 0.05786% | 0 | 1.2593 | Commercial_2035_Technical_million_m3_Before Competition Groups_CEE Tier 2/Energy Star Clothes Washers
Commercial | Com ¦ Drain Water Heat Recovery (DWHR) ¦ Retro | 2035 | Economic | million_m3 | Before Competition Groups | 1.1127 | 0 | 0 | 1996.7003 | 0.00055727 | 33 | Commercial_2035_Economic_million_m3_Before Competition Groups_33 | Drain Water Heat Recovery (DWHR) ¦ Retro | 0.05573% | 0 | 1.1127 | Commercial_2035_Economic_million_m3_Before Competition Groups_Drain Water Heat Recovery (DWHR) ¦ Retro
Commercial | Com ¦ Drain Water Heat Recovery (DWHR) ¦ Retro | 2035 | Technical | million_m3 | Before Competition Groups | 1.1127 | 0 | 0 | 2176.2859 | 0.00051128 | 40 | Commercial_2035_Technical_million_m3_Before Competition Groups_40 | Drain Water Heat Recovery (DWHR) ¦ Retro | 0.05113% | 0 | 1.1127 | Commercial_2035_Technical_million_m3_Before Competition Groups_Drain Water Heat Recovery (DWHR) ¦ Retro
Commercial | Com ¦ Heat Recovery Ventilator | 2035 | Achievable | million_m3 | Before Competition Groups | 0.63123 | 0 | 0 | 1264.3733 | 0.00049924 | 30 | Commercial_2035_Achievable_million_m3_Before Competition Groups_30 | Heat Recovery Ventilator | 0.04992% | 0 | 0.63123 | Commercial_2035_Achievable_million_m3_Before Competition Groups_Heat Recovery Ventilator
Commercial | Com ¦ Condensing Storage Water Heater | 2035 | Achievable | million_m3 | Before Competition Groups | 0.57123 | 0 | 0 | 1264.3733 | 0.00045179 | 31 | Commercial_2035_Achievable_million_m3_Before Competition Groups_31 | Condensing Storage Water Heater | 0.04518% | 0 | 0.57123 | Commercial_2035_Achievable_million_m3_Before Competition Groups_Condensing Storage Water Heater
Commercial | Com ¦ Low Flow Pre-Rinse Spray Nozzle | 2035 | Achievable | million_m3 | Before Competition Groups | 0.50033 | 0 | 0 | 1264.3733 | 0.00039571 | 32 | Commercial_2035_Achievable_million_m3_Before Competition Groups_32 | Low Flow Pre-Rinse Spray Nozzle | 0.03957% | 0 | 0.50033 | Commercial_2035_Achievable_million_m3_Before Competition Groups_Low Flow Pre-Rinse Spray Nozzle
Commercial | Com ¦ Low Flow Pre-Rinse Spray Nozzle | 2035 | Economic | million_m3 | Before Competition Groups | 0.72354 | 0 | 0 | 1996.7003 | 0.00036237 | 34 | Commercial_2035_Economic_million_m3_Before Competition Groups_34 | Low Flow Pre-Rinse Spray Nozzle | 0.03624% | 0 | 0.72354 | Commercial_2035_Economic_million_m3_Before Competition Groups_Low Flow Pre-Rinse Spray Nozzle
Commercial | Com ¦ Low Flow Pre-Rinse Spray Nozzle | 2035 | Technical | million_m3 | Before Competition Groups | 0.72354 | 0 | 0 | 2176.2859 | 0.00033246 | 41 | Commercial_2035_Technical_million_m3_Before Competition Groups_41 | Low Flow Pre-Rinse Spray Nozzle | 0.03325% | 0 | 0.72354 | Commercial_2035_Technical_million_m3_Before Competition Groups_Low Flow Pre-Rinse Spray Nozzle
Commercial | Com ¦ ENERGY STAR Steam Cooker | 2035 | Achievable | million_m3 | Before Competition Groups | 0.37178 | 0 | 0 | 1264.3733 | 0.00029404 | 33 | Commercial_2035_Achievable_million_m3_Before Competition Groups_33 | ENERGY STAR Steam Cooker | 0.0294% | 0 | 0.37178 | Commercial_2035_Achievable_million_m3_Before Competition Groups_ENERGY STAR Steam Cooker
Commercial | Com ¦ ENERGY STAR Steam Cooker | 2035 | Economic | million_m3 | Before Competition Groups | 0.5826 | 0 | 0 | 1996.7003 | 0.00029178 | 35 | Commercial_2035_Economic_million_m3_Before Competition Groups_35 | ENERGY STAR Steam Cooker | 0.02918% | 0 | 0.5826 | Commercial_2035_Economic_million_m3_Before Competition Groups_ENERGY STAR Steam Cooker
Commercial | Com ¦ ENERGY STAR Steam Cooker | 2035 | Technical | million_m3 | Before Competition Groups | 0.5826 | 0 | 0 | 2176.2859 | 0.0002677 | 42 | Commercial_2035_Technical_million_m3_Before Competition Groups_42 | ENERGY STAR Steam Cooker | 0.02677% | 0 | 0.5826 | Commercial_2035_Technical_million_m3_Before Competition Groups_ENERGY STAR Steam Cooker
Commercial | Com ¦ Drain Water Heat Recovery (DWHR) ¦New | 2035 | Economic | million_m3 | Before Competition Groups | 0.49858 | 0 | 0 | 1996.7003 | 0.0002497 | 36 | Commercial_2035_Economic_million_m3_Before Competition Groups_36 | Drain Water Heat Recovery (DWHR) ¦New | 0.02497% | 0 | 0.49858 | Commercial_2035_Economic_million_m3_Before Competition Groups_Drain Water Heat Recovery (DWHR) ¦New
Commercial | Com ¦ Drain Water Heat Recovery (DWHR) ¦New | 2035 | Technical | million_m3 | Before Competition Groups | 0.49858 | 0 | 0 | 2176.2859 | 0.00022909 | 43 | Commercial_2035_Technical_million_m3_Before Competition Groups_43 | Drain Water Heat Recovery (DWHR) ¦New | 0.02291% | 0 | 0.49858 | Commercial_2035_Technical_million_m3_Before Competition Groups_Drain Water Heat Recovery (DWHR) ¦New
Commercial | Com ¦ Gas Heat Pump Water Heater | 2035 | Achievable | million_m3 | Before Competition Groups | 0.27598 | 0 | 0 | 1264.3733 | 0.00021827 | 34 | Commercial_2035_Achievable_million_m3_Before Competition Groups_34 | Gas Heat Pump Water Heater | 0.02183% | 0 | 0.27598 | Commercial_2035_Achievable_million_m3_Before Competition Groups_Gas Heat Pump Water Heater
Commercial | Com ¦ Drain Water Heat Recovery (DWHR) ¦New | 2035 | Achievable | million_m3 | Before Competition Groups | 0.24808 | 0 | 0 | 1264.3733 | 0.00019621 | 35 | Commercial_2035_Achievable_million_m3_Before Competition Groups_35 | Drain Water Heat Recovery (DWHR) ¦New | 0.01962% | 0 | 0.24808 | Commercial_2035_Achievable_million_m3_Before Competition Groups_Drain Water Heat Recovery (DWHR) ¦New
Commercial | Com ¦ Condensing Tankless Water Heater | 2035 | Achievable | million_m3 | Before Competition Groups | 0.21216 | 0 | 0 | 1264.3733 | 0.0001678 | 36 | Commercial_2035_Achievable_million_m3_Before Competition Groups_36 | Condensing Tankless Water Heater | 0.01678% | 0 | 0.21216 | Commercial_2035_Achievable_million_m3_Before Competition Groups_Condensing Tankless Water Heater
Commercial | Com ¦ Solar Water Preheat (Pools/DHW) | 2035 | Economic | million_m3 | Before Competition Groups | 0.27599 | 0 | 0 | 1996.7003 | 0.00013822 | 37 | Commercial_2035_Economic_million_m3_Before Competition Groups_37 | Solar Water Preheat (Pools/DHW) | 0.01382% | 0 | 0.27599 | Commercial_2035_Economic_million_m3_Before Competition Groups_Solar Water Preheat (Pools/DHW)
Commercial | Com ¦ Solar Water Preheat (Pools/DHW) | 2035 | Technical | million_m3 | Before Competition Groups | 0.28104 | 0 | 0 | 2176.2859 | 0.00012914 | 44 | Commercial_2035_Technical_million_m3_Before Competition Groups_44 | Solar Water Preheat (Pools/DHW) | 0.01291% | 0 | 0.28104 | Commercial_2035_Technical_million_m3_Before Competition Groups_Solar Water Preheat (Pools/DHW)
Commercial | Com ¦ Air Curtains | 2035 | Achievable | million_m3 | Before Competition Groups | 0.12847 | 0 | 0 | 1264.3733 | 0.00010161 | 37 | Commercial_2035_Achievable_million_m3_Before Competition Groups_37 | Air Curtains | 0.01016% | 0 | 0.12847 | Commercial_2035_Achievable_million_m3_Before Competition Groups_Air Curtains
Commercial | Com ¦ Solar Water Preheat (Pools/DHW) | 2035 | Achievable | million_m3 | Before Competition Groups | 0.12242 | 0 | 0 | 1264.3733 | 9.6822e-05 | 38 | Commercial_2035_Achievable_million_m3_Before Competition Groups_38 | Solar Water Preheat (Pools/DHW) | 0.009682% | 0 | 0.12242 | Commercial_2035_Achievable_million_m3_Before Competition Groups_Solar Water Preheat (Pools/DHW)
Commercial | Com ¦ Air Curtains | 2035 | Economic | million_m3 | Before Competition Groups | 0.14709 | 0 | 0 | 1996.7003 | 7.3668e-05 | 38 | Commercial_2035_Economic_million_m3_Before Competition Groups_38 | Air Curtains | 0.007367% | 0 | 0.14709 | Commercial_2035_Economic_million_m3_Before Competition Groups_Air Curtains
Commercial | Com ¦ Air Curtains | 2035 | Technical | million_m3 | Before Competition Groups | 0.14709 | 0 | 0 | 2176.2859 | 6.7589e-05 | 45 | Commercial_2035_Technical_million_m3_Before Competition Groups_45 | Air Curtains | 0.006759% | 0 | 0.14709 | Commercial_2035_Technical_million_m3_Before Competition Groups_Air Curtains
Commercial | Com ¦ Gas Convection Oven | 2035 | Technical | million_m3 | Before Competition Groups | 0.13778 | 0 | 0 | 2176.2859 | 6.331e-05 | 46 | Commercial_2035_Technical_million_m3_Before Competition Groups_46 | Gas Convection Oven | 0.006331% | 0 | 0.13778 | Commercial_2035_Technical_million_m3_Before Competition Groups_Gas Convection Oven
Commercial | Com ¦ Super High Perf Glazing ¦RET | 2035 | Achievable | million_m3 | Before Competition Groups | 0.055174 | 0 | 0 | 1264.3733 | 4.3638e-05 | 39 | Commercial_2035_Achievable_million_m3_Before Competition Groups_39 | Super High Perf Glazing ¦RET | 0.004364% | 0 | 0.055174 | Commercial_2035_Achievable_million_m3_Before Competition Groups_Super High Perf Glazing ¦RET
Commercial | Com ¦ Solar Preheat Make up Air | 2035 | Technical | million_m3 | Before Competition Groups | 0.06112 | 0 | 0 | 2176.2859 | 2.8085e-05 | 47 | Commercial_2035_Technical_million_m3_Before Competition Groups_47 | Solar Preheat Make up Air | 0.002808% | 0 | 0.06112 | Commercial_2035_Technical_million_m3_Before Competition Groups_Solar Preheat Make up Air
Commercial | Com ¦ Super High Perf Glazing ¦RET | 2035 | Economic | million_m3 | Before Competition Groups | 0.055497 | 0 | 0 | 1996.7003 | 2.7794e-05 | 39 | Commercial_2035_Economic_million_m3_Before Competition Groups_39 | Super High Perf Glazing ¦RET | 0.002779% | 0 | 0.055497 | Commercial_2035_Economic_million_m3_Before Competition Groups_Super High Perf Glazing ¦RET
Commercial | Com ¦ Super High Perf Glazing ¦RET | 2035 | Technical | million_m3 | Before Competition Groups | 0.055497 | 0 | 0 | 2176.2859 | 2.5501e-05 | 48 | Commercial_2035_Technical_million_m3_Before Competition Groups_48 | Super High Perf Glazing ¦RET | 0.00255% | 0 | 0.055497 | Commercial_2035_Technical_million_m3_Before Competition Groups_Super High Perf Glazing ¦RET
Commercial | Com ¦ Super High Perf Glazing ¦New | 2035 | Achievable | million_m3 | Before Competition Groups | 0.016416 | 0 | 0 | 1264.3733 | 1.2984e-05 | 40 | Commercial_2035_Achievable_million_m3_Before Competition Groups_40 | Super High Perf Glazing ¦New | 0.001298% | 0 | 0.016416 | Commercial_2035_Achievable_million_m3_Before Competition Groups_Super High Perf Glazing ¦New
Commercial | Com ¦ Super High Perf Glazing ¦New | 2035 | Economic | million_m3 | Before Competition Groups | 0.024719 | 0 | 0 | 1996.7003 | 1.238e-05 | 40 | Commercial_2035_Economic_million_m3_Before Competition Groups_40 | Super High Perf Glazing ¦New | 0.001238% | 0 | 0.024719 | Commercial_2035_Economic_million_m3_Before Competition Groups_Super High Perf Glazing ¦New
Commercial | Com ¦ Super High Perf Glazing ¦New | 2035 | Technical | million_m3 | Before Competition Groups | 0.024719 | 0 | 0 | 2176.2859 | 1.1358e-05 | 49 | Commercial_2035_Technical_million_m3_Before Competition Groups_49 | Super High Perf Glazing ¦New | 0.001136% | 0 | 0.024719 | Commercial_2035_Technical_million_m3_Before Competition Groups_Super High Perf Glazing ¦New
Commercial | Com ¦ Condensing Boiler ¦ Std | 2036 | Economic | million_m3 | Before Competition Groups | 272.5011 | 0 | 0 | 2034.0067 | 0.13397 | 1 | Commercial_2036_Economic_million_m3_Before Competition Groups_1 | Condensing Boiler ¦ Std | 13.4% | 0 | 272.5011 | Commercial_2036_Economic_million_m3_Before Competition Groups_Condensing Boiler ¦ Std
Commercial | Com ¦ Condensing Boiler ¦ Std | 2036 | Technical | million_m3 | Before Competition Groups | 272.5011 | 0 | 0 | 2215.926 | 0.12297 | 1 | Commercial_2036_Technical_million_m3_Before Competition Groups_1 | Condensing Boiler ¦ Std | 12.3% | 0 | 272.5011 | Commercial_2036_Technical_million_m3_Before Competition Groups_Condensing Boiler ¦ Std
Commercial | Com ¦ Building Recommissioning, Operations and Maintenance (O&M) Improvements | 2036 | Economic | million_m3 | Before Competition Groups | 240.1577 | 0 | 0 | 2034.0067 | 0.11807 | 2 | Commercial_2036_Economic_million_m3_Before Competition Groups_2 | Building Recommissioning, Operations and Maintenance (O&M) Improvements | 11.81% | 0 | 240.1577 | Commercial_2036_Economic_million_m3_Before Competition Groups_Building Recommissioning, Operations and Maintenance (O&M) Improvements
Commercial | Com ¦ Condensing Boiler ¦ Std | 2036 | Achievable | million_m3 | Before Competition Groups | 152.1092 | 0 | 0 | 1360.477 | 0.11181 | 1 | Commercial_2036_Achievable_million_m3_Before Competition Groups_1 | Condensing Boiler ¦ Std | 11.18% | 0 | 152.1092 | Commercial_2036_Achievable_million_m3_Before Competition Groups_Condensing Boiler ¦ Std
Commercial | Com ¦ Building Recommissioning, Operations and Maintenance (O&M) Improvements | 2036 | Technical | million_m3 | Before Competition Groups | 240.1577 | 0 | 0 | 2215.926 | 0.10838 | 2 | Commercial_2036_Technical_million_m3_Before Competition Groups_2 | Building Recommissioning, Operations and Maintenance (O&M) Improvements | 10.84% | 0 | 240.1577 | Commercial_2036_Technical_million_m3_Before Competition Groups_Building Recommissioning, Operations and Maintenance (O&M) Improvements
Commercial | Com ¦ Demand Control Ventilation | 2036 | Achievable | million_m3 | Before Competition Groups | 142.1397 | 0 | 0 | 1360.477 | 0.10448 | 2 | Commercial_2036_Achievable_million_m3_Before Competition Groups_2 | Demand Control Ventilation | 10.45% | 0 | 142.1397 | Commercial_2036_Achievable_million_m3_Before Competition Groups_Demand Control Ventilation
Commercial | Com ¦ Demand Control Ventilation | 2036 | Economic | million_m3 | Before Competition Groups | 204.1099 | 0 | 0 | 2034.0067 | 0.10035 | 3 | Commercial_2036_Economic_million_m3_Before Competition Groups_3 | Demand Control Ventilation | 10.03% | 0 | 204.1099 | Commercial_2036_Economic_million_m3_Before Competition Groups_Demand Control Ventilation
Commercial | Com ¦ Adaptive Thermostats | 2036 | Achievable | million_m3 | Before Competition Groups | 131.8962 | 0 | 0 | 1360.477 | 0.096948 | 3 | Commercial_2036_Achievable_million_m3_Before Competition Groups_3 | Adaptive Thermostats | 9.695% | 0 | 131.8962 | Commercial_2036_Achievable_million_m3_Before Competition Groups_Adaptive Thermostats
Commercial | Com ¦ Gas Fired Rooftop Units | 2036 | Economic | million_m3 | Before Competition Groups | 196.1355 | 0 | 0 | 2034.0067 | 0.096428 | 4 | Commercial_2036_Economic_million_m3_Before Competition Groups_4 | Gas Fired Rooftop Units | 9.643% | 0 | 196.1355 | Commercial_2036_Economic_million_m3_Before Competition Groups_Gas Fired Rooftop Units
Commercial | Com ¦ Demand Control Ventilation | 2036 | Technical | million_m3 | Before Competition Groups | 211.4971 | 0 | 0 | 2215.926 | 0.095444 | 3 | Commercial_2036_Technical_million_m3_Before Competition Groups_3 | Demand Control Ventilation | 9.544% | 0 | 211.4971 | Commercial_2036_Technical_million_m3_Before Competition Groups_Demand Control Ventilation
Commercial | Com ¦ Building Recommissioning, Operations and Maintenance (O&M) Improvements | 2036 | Achievable | million_m3 | Before Competition Groups | 126.4769 | 0 | 0 | 1360.477 | 0.092965 | 4 | Commercial_2036_Achievable_million_m3_Before Competition Groups_4 | Building Recommissioning, Operations and Maintenance (O&M) Improvements | 9.297% | 0 | 126.4769 | Commercial_2036_Achievable_million_m3_Before Competition Groups_Building Recommissioning, Operations and Maintenance (O&M) Improvements
Commercial | Com ¦ Gas Fired Rooftop Units | 2036 | Technical | million_m3 | Before Competition Groups | 196.1355 | 0 | 0 | 2215.926 | 0.088512 | 4 | Commercial_2036_Technical_million_m3_Before Competition Groups_4 | Gas Fired Rooftop Units | 8.851% | 0 | 196.1355 | Commercial_2036_Technical_million_m3_Before Competition Groups_Gas Fired Rooftop Units
Commercial | Com ¦ Boilers - Advanced Controls (Steam Systems) | 2036 | Economic | million_m3 | Before Competition Groups | 149.5069 | 0 | 0 | 2034.0067 | 0.073504 | 5 | Commercial_2036_Economic_million_m3_Before Competition Groups_5 | Boilers - Advanced Controls (Steam Systems) | 7.35% | 0 | 149.5069 | Commercial_2036_Economic_million_m3_Before Competition Groups_Boilers - Advanced Controls (Steam Systems)
Commercial | Com ¦ Gas Fired Rooftop Units | 2036 | Achievable | million_m3 | Before Competition Groups | 98.5014 | 0 | 0 | 1360.477 | 0.072402 | 5 | Commercial_2036_Achievable_million_m3_Before Competition Groups_5 | Gas Fired Rooftop Units | 7.24% | 0 | 98.5014 | Commercial_2036_Achievable_million_m3_Before Competition Groups_Gas Fired Rooftop Units
Commercial | Com ¦ Adaptive Thermostats | 2036 | Economic | million_m3 | Before Competition Groups | 138.2553 | 0 | 0 | 2034.0067 | 0.067972 | 6 | Commercial_2036_Economic_million_m3_Before Competition Groups_6 | Adaptive Thermostats | 6.797% | 0 | 138.2553 | Commercial_2036_Economic_million_m3_Before Competition Groups_Adaptive Thermostats
Commercial | Com ¦ Boilers - Advanced Controls (Steam Systems) | 2036 | Technical | million_m3 | Before Competition Groups | 149.5069 | 0 | 0 | 2215.926 | 0.067469 | 5 | Commercial_2036_Technical_million_m3_Before Competition Groups_5 | Boilers - Advanced Controls (Steam Systems) | 6.747% | 0 | 149.5069 | Commercial_2036_Technical_million_m3_Before Competition Groups_Boilers - Advanced Controls (Steam Systems)
Commercial | Com ¦ Adaptive Thermostats | 2036 | Technical | million_m3 | Before Competition Groups | 138.2553 | 0 | 0 | 2215.926 | 0.062392 | 6 | Commercial_2036_Technical_million_m3_Before Competition Groups_6 | Adaptive Thermostats | 6.239% | 0 | 138.2553 | Commercial_2036_Technical_million_m3_Before Competition Groups_Adaptive Thermostats
Commercial | Com ¦ Air Handler with Dedicated Outdoor Air Systems | 2036 | Achievable | million_m3 | Before Competition Groups | 76.0833 | 0 | 0 | 1360.477 | 0.055924 | 6 | Commercial_2036_Achievable_million_m3_Before Competition Groups_6 | Air Handler with Dedicated Outdoor Air Systems | 5.592% | 0 | 76.0833 | Commercial_2036_Achievable_million_m3_Before Competition Groups_Air Handler with Dedicated Outdoor Air Systems
Commercial | Com ¦ Boilers - Advanced Controls (Steam Systems) | 2036 | Achievable | million_m3 | Before Competition Groups | 68.9825 | 0 | 0 | 1360.477 | 0.050705 | 7 | Commercial_2036_Achievable_million_m3_Before Competition Groups_7 | Boilers - Advanced Controls (Steam Systems) | 5.07% | 0 | 68.9825 | Commercial_2036_Achievable_million_m3_Before Competition Groups_Boilers - Advanced Controls (Steam Systems)
Commercial | Com ¦ Education and Capacity Building/Energy Behavior | 2036 | Achievable | million_m3 | Before Competition Groups | 65.9203 | 0 | 0 | 1360.477 | 0.048454 | 8 | Commercial_2036_Achievable_million_m3_Before Competition Groups_8 | Education and Capacity Building/Energy Behavior | 4.845% | 0 | 65.9203 | Commercial_2036_Achievable_million_m3_Before Competition Groups_Education and Capacity Building/Energy Behavior
Commercial | Com ¦ Condensing Make Up Air Unit | 2036 | Economic | million_m3 | Before Competition Groups | 97.5323 | 0 | 0 | 2034.0067 | 0.047951 | 7 | Commercial_2036_Economic_million_m3_Before Competition Groups_7 | Condensing Make Up Air Unit | 4.795% | 0 | 97.5323 | Commercial_2036_Economic_million_m3_Before Competition Groups_Condensing Make Up Air Unit
Commercial | Com ¦ Condensing Make Up Air Unit | 2036 | Technical | million_m3 | Before Competition Groups | 97.5323 | 0 | 0 | 2215.926 | 0.044014 | 7 | Commercial_2036_Technical_million_m3_Before Competition Groups_7 | Condensing Make Up Air Unit | 4.401% | 0 | 97.5323 | Commercial_2036_Technical_million_m3_Before Competition Groups_Condensing Make Up Air Unit
Commercial | Com ¦ Condensing Make Up Air Unit | 2036 | Achievable | million_m3 | Before Competition Groups | 59.6082 | 0 | 0 | 1360.477 | 0.043814 | 9 | Commercial_2036_Achievable_million_m3_Before Competition Groups_9 | Condensing Make Up Air Unit | 4.381% | 0 | 59.6082 | Commercial_2036_Achievable_million_m3_Before Competition Groups_Condensing Make Up Air Unit
Commercial | Com ¦ Air Handler with Dedicated Outdoor Air Systems | 2036 | Economic | million_m3 | Before Competition Groups | 88.6801 | 0 | 0 | 2034.0067 | 0.043599 | 8 | Commercial_2036_Economic_million_m3_Before Competition Groups_8 | Air Handler with Dedicated Outdoor Air Systems | 4.36% | 0 | 88.6801 | Commercial_2036_Economic_million_m3_Before Competition Groups_Air Handler with Dedicated Outdoor Air Systems
Commercial | Com ¦ Air Handler with Dedicated Outdoor Air Systems | 2036 | Technical | million_m3 | Before Competition Groups | 88.6801 | 0 | 0 | 2215.926 | 0.040019 | 8 | Commercial_2036_Technical_million_m3_Before Competition Groups_8 | Air Handler with Dedicated Outdoor Air Systems | 4.002% | 0 | 88.6801 | Commercial_2036_Technical_million_m3_Before Competition Groups_Air Handler with Dedicated Outdoor Air Systems
Commercial | Com ¦ Gas Fired Heat Pump | 2036 | Economic | million_m3 | Before Competition Groups | 81.1892 | 0 | 0 | 2034.0067 | 0.039916 | 9 | Commercial_2036_Economic_million_m3_Before Competition Groups_9 | Gas Fired Heat Pump | 3.992% | 0 | 81.1892 | Commercial_2036_Economic_million_m3_Before Competition Groups_Gas Fired Heat Pump
Commercial | Com ¦ Demand Control Kitchen Ventilation | 2036 | Achievable | million_m3 | Before Competition Groups | 54.2411 | 0 | 0 | 1360.477 | 0.039869 | 10 | Commercial_2036_Achievable_million_m3_Before Competition Groups_10 | Demand Control Kitchen Ventilation | 3.987% | 0 | 54.2411 | Commercial_2036_Achievable_million_m3_Before Competition Groups_Demand Control Kitchen Ventilation
Commercial | Com ¦ Gas Fired Heat Pump | 2036 | Achievable | million_m3 | Before Competition Groups | 52.2338 | 0 | 0 | 1360.477 | 0.038394 | 11 | Commercial_2036_Achievable_million_m3_Before Competition Groups_11 | Gas Fired Heat Pump | 3.839% | 0 | 52.2338 | Commercial_2036_Achievable_million_m3_Before Competition Groups_Gas Fired Heat Pump
Commercial | Com ¦ Advanced BAS/Controllers | 2036 | Economic | million_m3 | Before Competition Groups | 77.0787 | 0 | 0 | 2034.0067 | 0.037895 | 10 | Commercial_2036_Economic_million_m3_Before Competition Groups_10 | Advanced BAS/Controllers | 3.79% | 0 | 77.0787 | Commercial_2036_Economic_million_m3_Before Competition Groups_Advanced BAS/Controllers
Commercial | Com ¦ Steam System Optimization | 2036 | Achievable | million_m3 | Before Competition Groups | 51.0175 | 0 | 0 | 1360.477 | 0.0375 | 12 | Commercial_2036_Achievable_million_m3_Before Competition Groups_12 | Steam System Optimization | 3.75% | 0 | 51.0175 | Commercial_2036_Achievable_million_m3_Before Competition Groups_Steam System Optimization
Commercial | Com ¦ Education and Capacity Building/Energy Behavior | 2036 | Economic | million_m3 | Before Competition Groups | 76.0991 | 0 | 0 | 2034.0067 | 0.037413 | 11 | Commercial_2036_Economic_million_m3_Before Competition Groups_11 | Education and Capacity Building/Energy Behavior | 3.741% | 0 | 76.0991 | Commercial_2036_Economic_million_m3_Before Competition Groups_Education and Capacity Building/Energy Behavior
Commercial | Com ¦ Gas Fired Heat Pump | 2036 | Technical | million_m3 | Before Competition Groups | 81.1892 | 0 | 0 | 2215.926 | 0.036639 | 9 | Commercial_2036_Technical_million_m3_Before Competition Groups_9 | Gas Fired Heat Pump | 3.664% | 0 | 81.1892 | Commercial_2036_Technical_million_m3_Before Competition Groups_Gas Fired Heat Pump
Commercial | Com ¦ Destratification | 2036 | Achievable | million_m3 | Before Competition Groups | 49.1005 | 0 | 0 | 1360.477 | 0.036091 | 13 | Commercial_2036_Achievable_million_m3_Before Competition Groups_13 | Destratification | 3.609% | 0 | 49.1005 | Commercial_2036_Achievable_million_m3_Before Competition Groups_Destratification
Commercial | Com ¦ Demand Control Kitchen Ventilation | 2036 | Economic | million_m3 | Before Competition Groups | 71.7417 | 0 | 0 | 2034.0067 | 0.035271 | 12 | Commercial_2036_Economic_million_m3_Before Competition Groups_12 | Demand Control Kitchen Ventilation | 3.527% | 0 | 71.7417 | Commercial_2036_Economic_million_m3_Before Competition Groups_Demand Control Kitchen Ventilation
Commercial | Com ¦ Advanced BAS/Controllers | 2036 | Technical | million_m3 | Before Competition Groups | 77.0787 | 0 | 0 | 2215.926 | 0.034784 | 10 | Commercial_2036_Technical_million_m3_Before Competition Groups_10 | Advanced BAS/Controllers | 3.478% | 0 | 77.0787 | Commercial_2036_Technical_million_m3_Before Competition Groups_Advanced BAS/Controllers
Commercial | Com ¦ Furnace Tune-Up | 2036 | Achievable | million_m3 | Before Competition Groups | 46.9669 | 0 | 0 | 1360.477 | 0.034522 | 14 | Commercial_2036_Achievable_million_m3_Before Competition Groups_14 | Furnace Tune-Up | 3.452% | 0 | 46.9669 | Commercial_2036_Achievable_million_m3_Before Competition Groups_Furnace Tune-Up
Commercial | Com ¦ Education and Capacity Building/Energy Behavior | 2036 | Technical | million_m3 | Before Competition Groups | 76.0991 | 0 | 0 | 2215.926 | 0.034342 | 11 | Commercial_2036_Technical_million_m3_Before Competition Groups_11 | Education and Capacity Building/Energy Behavior | 3.434% | 0 | 76.0991 | Commercial_2036_Technical_million_m3_Before Competition Groups_Education and Capacity Building/Energy Behavior
Commercial | Com ¦ Advanced BAS/Controllers | 2036 | Achievable | million_m3 | Before Competition Groups | 46.6453 | 0 | 0 | 1360.477 | 0.034286 | 15 | Commercial_2036_Achievable_million_m3_Before Competition Groups_15 | Advanced BAS/Controllers | 3.429% | 0 | 46.6453 | Commercial_2036_Achievable_million_m3_Before Competition Groups_Advanced BAS/Controllers
Commercial | Com ¦ Demand Control Kitchen Ventilation | 2036 | Technical | million_m3 | Before Competition Groups | 71.7417 | 0 | 0 | 2215.926 | 0.032375 | 12 | Commercial_2036_Technical_million_m3_Before Competition Groups_12 | Demand Control Kitchen Ventilation | 3.238% | 0 | 71.7417 | Commercial_2036_Technical_million_m3_Before Competition Groups_Demand Control Kitchen Ventilation
Commercial | Com ¦ Energy Recovery Ventilation and Ventilation (Enhanced) | 2036 | Technical | million_m3 | Before Competition Groups | 64.6844 | 0 | 0 | 2215.926 | 0.029191 | 13 | Commercial_2036_Technical_million_m3_Before Competition Groups_13 | Energy Recovery Ventilation and Ventilation (Enhanced) | 2.919% | 0 | 64.6844 | Commercial_2036_Technical_million_m3_Before Competition Groups_Energy Recovery Ventilation and Ventilation (Enhanced)
Commercial | Com ¦ Condensing Unit Heaters or other Efficient Unit Heating System | 2036 | Economic | million_m3 | Before Competition Groups | 57.4691 | 0 | 0 | 2034.0067 | 0.028254 | 13 | Commercial_2036_Economic_million_m3_Before Competition Groups_13 | Condensing Unit Heaters or other Efficient Unit Heating System | 2.825% | 0 | 57.4691 | Commercial_2036_Economic_million_m3_Before Competition Groups_Condensing Unit Heaters or other Efficient Unit Heating System
Commercial | Com ¦ Condensing Unit Heaters or other Efficient Unit Heating System | 2036 | Technical | million_m3 | Before Competition Groups | 57.4691 | 0 | 0 | 2215.926 | 0.025935 | 14 | Commercial_2036_Technical_million_m3_Before Competition Groups_14 | Condensing Unit Heaters or other Efficient Unit Heating System | 2.593% | 0 | 57.4691 | Commercial_2036_Technical_million_m3_Before Competition Groups_Condensing Unit Heaters or other Efficient Unit Heating System
Commercial | Com ¦ Condensing Unit Heaters or other Efficient Unit Heating System | 2036 | Achievable | million_m3 | Before Competition Groups | 33.4205 | 0 | 0 | 1360.477 | 0.024565 | 16 | Commercial_2036_Achievable_million_m3_Before Competition Groups_16 | Condensing Unit Heaters or other Efficient Unit Heating System | 2.457% | 0 | 33.4205 | Commercial_2036_Achievable_million_m3_Before Competition Groups_Condensing Unit Heaters or other Efficient Unit Heating System
Commercial | Com ¦ Steam System Optimization | 2036 | Economic | million_m3 | Before Competition Groups | 48.787 | 0 | 0 | 2034.0067 | 0.023986 | 14 | Commercial_2036_Economic_million_m3_Before Competition Groups_14 | Steam System Optimization | 2.399% | 0 | 48.787 | Commercial_2036_Economic_million_m3_Before Competition Groups_Steam System Optimization
Commercial | Com ¦ Destratification | 2036 | Economic | million_m3 | Before Competition Groups | 46.2905 | 0 | 0 | 2034.0067 | 0.022758 | 15 | Commercial_2036_Economic_million_m3_Before Competition Groups_15 | Destratification | 2.276% | 0 | 46.2905 | Commercial_2036_Economic_million_m3_Before Competition Groups_Destratification
Commercial | Com ¦ Furnace Tune-Up | 2036 | Economic | million_m3 | Before Competition Groups | 45.109 | 0 | 0 | 2034.0067 | 0.022177 | 16 | Commercial_2036_Economic_million_m3_Before Competition Groups_16 | Furnace Tune-Up | 2.218% | 0 | 45.109 | Commercial_2036_Economic_million_m3_Before Competition Groups_Furnace Tune-Up
Commercial | Com ¦ Steam System Optimization | 2036 | Technical | million_m3 | Before Competition Groups | 48.787 | 0 | 0 | 2215.926 | 0.022017 | 15 | Commercial_2036_Technical_million_m3_Before Competition Groups_15 | Steam System Optimization | 2.202% | 0 | 48.787 | Commercial_2036_Technical_million_m3_Before Competition Groups_Steam System Optimization
Commercial | Com ¦ Destratification | 2036 | Technical | million_m3 | Before Competition Groups | 46.2905 | 0 | 0 | 2215.926 | 0.02089 | 16 | Commercial_2036_Technical_million_m3_Before Competition Groups_16 | Destratification | 2.089% | 0 | 46.2905 | Commercial_2036_Technical_million_m3_Before Competition Groups_Destratification
Commercial | Com ¦ Furnace Tune-Up | 2036 | Technical | million_m3 | Before Competition Groups | 45.109 | 0 | 0 | 2215.926 | 0.020357 | 17 | Commercial_2036_Technical_million_m3_Before Competition Groups_17 | Furnace Tune-Up | 2.036% | 0 | 45.109 | Commercial_2036_Technical_million_m3_Before Competition Groups_Furnace Tune-Up
Commercial | Com ¦ Wall Insulation | 2036 | Achievable | million_m3 | Before Competition Groups | 26.3415 | 0 | 0 | 1360.477 | 0.019362 | 17 | Commercial_2036_Achievable_million_m3_Before Competition Groups_17 | Wall Insulation | 1.936% | 0 | 26.3415 | Commercial_2036_Achievable_million_m3_Before Competition Groups_Wall Insulation
Commercial | Com ¦ High Efficiency Condensing Furnace AFUE 95% from 80% code | 2036 | Technical | million_m3 | Before Competition Groups | 33.1625 | 0 | 0 | 2215.926 | 0.014966 | 18 | Commercial_2036_Technical_million_m3_Before Competition Groups_18 | High Efficiency Condensing Furnace AFUE 95% from 80% code | 1.497% | 0 | 33.1625 | Commercial_2036_Technical_million_m3_Before Competition Groups_High Efficiency Condensing Furnace AFUE 95% from 80% code
Commercial | Com ¦ Heat Recovery Ventilator | 2036 | Technical | million_m3 | Before Competition Groups | 30.7184 | 0 | 0 | 2215.926 | 0.013863 | 19 | Commercial_2036_Technical_million_m3_Before Competition Groups_19 | Heat Recovery Ventilator | 1.386% | 0 | 30.7184 | Commercial_2036_Technical_million_m3_Before Competition Groups_Heat Recovery Ventilator
Commercial | Com ¦ Energy Efficient Laboratory Fume Hood | 2036 | Achievable | million_m3 | Before Competition Groups | 18.6789 | 0 | 0 | 1360.477 | 0.01373 | 18 | Commercial_2036_Achievable_million_m3_Before Competition Groups_18 | Energy Efficient Laboratory Fume Hood | 1.373% | 0 | 18.6789 | Commercial_2036_Achievable_million_m3_Before Competition Groups_Energy Efficient Laboratory Fume Hood
Commercial | Com ¦ Wall Insulation | 2036 | Economic | million_m3 | Before Competition Groups | 25.175 | 0 | 0 | 2034.0067 | 0.012377 | 17 | Commercial_2036_Economic_million_m3_Before Competition Groups_17 | Wall Insulation | 1.238% | 0 | 25.175 | Commercial_2036_Economic_million_m3_Before Competition Groups_Wall Insulation
Commercial | Com ¦ Wall Insulation | 2036 | Technical | million_m3 | Before Competition Groups | 25.175 | 0 | 0 | 2215.926 | 0.011361 | 20 | Commercial_2036_Technical_million_m3_Before Competition Groups_20 | Wall Insulation | 1.136% | 0 | 25.175 | Commercial_2036_Technical_million_m3_Before Competition Groups_Wall Insulation
Commercial | Com ¦ Super-High Efficiency Furnaces (Emerging Tech) | 2036 | Technical | million_m3 | Before Competition Groups | 24.4654 | 0 | 0 | 2215.926 | 0.011041 | 21 | Commercial_2036_Technical_million_m3_Before Competition Groups_21 | Super-High Efficiency Furnaces (Emerging Tech) | 1.104% | 0 | 24.4654 | Commercial_2036_Technical_million_m3_Before Competition Groups_Super-High Efficiency Furnaces (Emerging Tech)
Commercial | Com ¦ Demand controlled Circulating Systems | 2036 | Achievable | million_m3 | Before Competition Groups | 13.813 | 0 | 0 | 1360.477 | 0.010153 | 19 | Commercial_2036_Achievable_million_m3_Before Competition Groups_19 | Demand controlled Circulating Systems | 1.015% | 0 | 13.813 | Commercial_2036_Achievable_million_m3_Before Competition Groups_Demand controlled Circulating Systems
Commercial | Com ¦ Energy Efficient Laboratory Fume Hood | 2036 | Economic | million_m3 | Before Competition Groups | 17.8905 | 0 | 0 | 2034.0067 | 0.0087957 | 18 | Commercial_2036_Economic_million_m3_Before Competition Groups_18 | Energy Efficient Laboratory Fume Hood | 0.8796% | 0 | 17.8905 | Commercial_2036_Economic_million_m3_Before Competition Groups_Energy Efficient Laboratory Fume Hood
Commercial | Com ¦ Energy Efficient Laboratory Fume Hood | 2036 | Technical | million_m3 | Before Competition Groups | 17.8905 | 0 | 0 | 2215.926 | 0.0080736 | 22 | Commercial_2036_Technical_million_m3_Before Competition Groups_22 | Energy Efficient Laboratory Fume Hood | 0.8074% | 0 | 17.8905 | Commercial_2036_Technical_million_m3_Before Competition Groups_Energy Efficient Laboratory Fume Hood
Commercial | Com ¦ Duct Insulation, R8 | 2036 | Achievable | million_m3 | Before Competition Groups | 10.8731 | 0 | 0 | 1360.477 | 0.0079921 | 20 | Commercial_2036_Achievable_million_m3_Before Competition Groups_20 | Duct Insulation, R8 | 0.7992% | 0 | 10.8731 | Commercial_2036_Achievable_million_m3_Before Competition Groups_Duct Insulation, R8
Commercial | Com ¦ Boiler Measures | 2036 | Technical | million_m3 | Before Competition Groups | 17.227 | 0 | 0 | 2215.926 | 0.0077742 | 23 | Commercial_2036_Technical_million_m3_Before Competition Groups_23 | Boiler Measures | 0.7774% | 0 | 17.227 | Commercial_2036_Technical_million_m3_Before Competition Groups_Boiler Measures
Commercial | Com ¦ Energy Recovery Ventilation and Ventilation (Enhanced) | 2036 | Economic | million_m3 | Before Competition Groups | 13.8441 | 0 | 0 | 2034.0067 | 0.0068063 | 19 | Commercial_2036_Economic_million_m3_Before Competition Groups_19 | Energy Recovery Ventilation and Ventilation (Enhanced) | 0.6806% | 0 | 13.8441 | Commercial_2036_Economic_million_m3_Before Competition Groups_Energy Recovery Ventilation and Ventilation (Enhanced)
Commercial | Com ¦ Demand controlled Circulating Systems | 2036 | Economic | million_m3 | Before Competition Groups | 13.2013 | 0 | 0 | 2034.0067 | 0.0064903 | 20 | Commercial_2036_Economic_million_m3_Before Competition Groups_20 | Demand controlled Circulating Systems | 0.649% | 0 | 13.2013 | Commercial_2036_Economic_million_m3_Before Competition Groups_Demand controlled Circulating Systems
Commercial | Com ¦ Demand controlled Circulating Systems | 2036 | Technical | million_m3 | Before Competition Groups | 13.2013 | 0 | 0 | 2215.926 | 0.0059575 | 24 | Commercial_2036_Technical_million_m3_Before Competition Groups_24 | Demand controlled Circulating Systems | 0.5957% | 0 | 13.2013 | Commercial_2036_Technical_million_m3_Before Competition Groups_Demand controlled Circulating Systems
Commercial | Com ¦ Duct Insulation, R8 | 2036 | Economic | million_m3 | Before Competition Groups | 10.4198 | 0 | 0 | 2034.0067 | 0.0051228 | 21 | Commercial_2036_Economic_million_m3_Before Competition Groups_21 | Duct Insulation, R8 | 0.5123% | 0 | 10.4198 | Commercial_2036_Economic_million_m3_Before Competition Groups_Duct Insulation, R8
Commercial | Com ¦ Ozone Laundry Treatment | 2036 | Achievable | million_m3 | Before Competition Groups | 6.8731 | 0 | 0 | 1360.477 | 0.005052 | 21 | Commercial_2036_Achievable_million_m3_Before Competition Groups_21 | Ozone Laundry Treatment | 0.5052% | 0 | 6.8731 | Commercial_2036_Achievable_million_m3_Before Competition Groups_Ozone Laundry Treatment
Commercial | Com ¦ Duct Insulation, R8 | 2036 | Technical | million_m3 | Before Competition Groups | 10.4198 | 0 | 0 | 2215.926 | 0.0047022 | 25 | Commercial_2036_Technical_million_m3_Before Competition Groups_25 | Duct Insulation, R8 | 0.4702% | 0 | 10.4198 | Commercial_2036_Technical_million_m3_Before Competition Groups_Duct Insulation, R8
Commercial | Com ¦ ENERGY STAR Fryer (84% eff) | 2036 | Economic | million_m3 | Before Competition Groups | 8.5475 | 0 | 0 | 2034.0067 | 0.0042023 | 22 | Commercial_2036_Economic_million_m3_Before Competition Groups_22 | ENERGY STAR Fryer (84% eff) | 0.4202% | 0 | 8.5475 | Commercial_2036_Economic_million_m3_Before Competition Groups_ENERGY STAR Fryer (84% eff)
Commercial | Com ¦ Infrared Heaters | 2036 | Economic | million_m3 | Before Competition Groups | 8.4859 | 0 | 0 | 2034.0067 | 0.004172 | 23 | Commercial_2036_Economic_million_m3_Before Competition Groups_23 | Infrared Heaters | 0.4172% | 0 | 8.4859 | Commercial_2036_Economic_million_m3_Before Competition Groups_Infrared Heaters
Commercial | Com ¦ Roof Insulation/Ceiling Insulation (R25 Code to R35) | 2036 | Technical | million_m3 | Before Competition Groups | 9.1616 | 0 | 0 | 2215.926 | 0.0041344 | 26 | Commercial_2036_Technical_million_m3_Before Competition Groups_26 | Roof Insulation/Ceiling Insulation (R25 Code to R35) | 0.4134% | 0 | 9.1616 | Commercial_2036_Technical_million_m3_Before Competition Groups_Roof Insulation/Ceiling Insulation (R25 Code to R35)
Commercial | Com ¦ ENERGY STAR Fryer (84% eff) | 2036 | Achievable | million_m3 | Before Competition Groups | 5.5607 | 0 | 0 | 1360.477 | 0.0040873 | 22 | Commercial_2036_Achievable_million_m3_Before Competition Groups_22 | ENERGY STAR Fryer (84% eff) | 0.4087% | 0 | 5.5607 | Commercial_2036_Achievable_million_m3_Before Competition Groups_ENERGY STAR Fryer (84% eff)
Commercial | Com ¦ High Efficiency Underfired Broilers | 2036 | Achievable | million_m3 | Before Competition Groups | 5.2478 | 0 | 0 | 1360.477 | 0.0038574 | 23 | Commercial_2036_Achievable_million_m3_Before Competition Groups_23 | High Efficiency Underfired Broilers | 0.3857% | 0 | 5.2478 | Commercial_2036_Achievable_million_m3_Before Competition Groups_High Efficiency Underfired Broilers
Commercial | Com ¦ ENERGY STAR Fryer (84% eff) | 2036 | Technical | million_m3 | Before Competition Groups | 8.5475 | 0 | 0 | 2215.926 | 0.0038573 | 27 | Commercial_2036_Technical_million_m3_Before Competition Groups_27 | ENERGY STAR Fryer (84% eff) | 0.3857% | 0 | 8.5475 | Commercial_2036_Technical_million_m3_Before Competition Groups_ENERGY STAR Fryer (84% eff)
Commercial | Com ¦ Infrared Heaters | 2036 | Technical | million_m3 | Before Competition Groups | 8.4859 | 0 | 0 | 2215.926 | 0.0038295 | 28 | Commercial_2036_Technical_million_m3_Before Competition Groups_28 | Infrared Heaters | 0.383% | 0 | 8.4859 | Commercial_2036_Technical_million_m3_Before Competition Groups_Infrared Heaters
Commercial | Com ¦ Ozone Laundry Treatment | 2036 | Economic | million_m3 | Before Competition Groups | 7.7544 | 0 | 0 | 2034.0067 | 0.0038124 | 24 | Commercial_2036_Economic_million_m3_Before Competition Groups_24 | Ozone Laundry Treatment | 0.3812% | 0 | 7.7544 | Commercial_2036_Economic_million_m3_Before Competition Groups_Ozone Laundry Treatment
Commercial | Com ¦ Heat Recovery Ventilator | 2036 | Economic | million_m3 | Before Competition Groups | 7.302 | 0 | 0 | 2034.0067 | 0.00359 | 25 | Commercial_2036_Economic_million_m3_Before Competition Groups_25 | Heat Recovery Ventilator | 0.359% | 0 | 7.302 | Commercial_2036_Economic_million_m3_Before Competition Groups_Heat Recovery Ventilator
Commercial | Com ¦ High Efficiency Underfired Broilers | 2036 | Economic | million_m3 | Before Competition Groups | 7.255 | 0 | 0 | 2034.0067 | 0.0035669 | 26 | Commercial_2036_Economic_million_m3_Before Competition Groups_26 | High Efficiency Underfired Broilers | 0.3567% | 0 | 7.255 | Commercial_2036_Economic_million_m3_Before Competition Groups_High Efficiency Underfired Broilers
Commercial | Com ¦ Ozone Laundry Treatment | 2036 | Technical | million_m3 | Before Competition Groups | 7.7544 | 0 | 0 | 2215.926 | 0.0034994 | 29 | Commercial_2036_Technical_million_m3_Before Competition Groups_29 | Ozone Laundry Treatment | 0.3499% | 0 | 7.7544 | Commercial_2036_Technical_million_m3_Before Competition Groups_Ozone Laundry Treatment
Commercial | Com ¦ Condensing Storage Water Heater | 2036 | Technical | million_m3 | Before Competition Groups | 7.46 | 0 | 0 | 2215.926 | 0.0033666 | 30 | Commercial_2036_Technical_million_m3_Before Competition Groups_30 | Condensing Storage Water Heater | 0.3367% | 0 | 7.46 | Commercial_2036_Technical_million_m3_Before Competition Groups_Condensing Storage Water Heater
Commercial | Com ¦ Infrared Heaters | 2036 | Achievable | million_m3 | Before Competition Groups | 4.5084 | 0 | 0 | 1360.477 | 0.0033138 | 24 | Commercial_2036_Achievable_million_m3_Before Competition Groups_24 | Infrared Heaters | 0.3314% | 0 | 4.5084 | Commercial_2036_Achievable_million_m3_Before Competition Groups_Infrared Heaters
Commercial | Com ¦ High Efficiency Underfired Broilers | 2036 | Technical | million_m3 | Before Competition Groups | 7.255 | 0 | 0 | 2215.926 | 0.003274 | 31 | Commercial_2036_Technical_million_m3_Before Competition Groups_31 | High Efficiency Underfired Broilers | 0.3274% | 0 | 7.255 | Commercial_2036_Technical_million_m3_Before Competition Groups_High Efficiency Underfired Broilers
Commercial | Com ¦ ENERGY STAR Griddle (74% eff) | 2036 | Economic | million_m3 | Before Competition Groups | 5.6168 | 0 | 0 | 2034.0067 | 0.0027614 | 27 | Commercial_2036_Economic_million_m3_Before Competition Groups_27 | ENERGY STAR Griddle (74% eff) | 0.2761% | 0 | 5.6168 | Commercial_2036_Economic_million_m3_Before Competition Groups_ENERGY STAR Griddle (74% eff)
Commercial | Com ¦ ENERGY STAR Griddle (74% eff) | 2036 | Achievable | million_m3 | Before Competition Groups | 3.6966 | 0 | 0 | 1360.477 | 0.0027172 | 25 | Commercial_2036_Achievable_million_m3_Before Competition Groups_25 | ENERGY STAR Griddle (74% eff) | 0.2717% | 0 | 3.6966 | Commercial_2036_Achievable_million_m3_Before Competition Groups_ENERGY STAR Griddle (74% eff)
Commercial | Com ¦ ENERGY STAR Griddle (74% eff) | 2036 | Technical | million_m3 | Before Competition Groups | 5.6168 | 0 | 0 | 2215.926 | 0.0025347 | 32 | Commercial_2036_Technical_million_m3_Before Competition Groups_32 | ENERGY STAR Griddle (74% eff) | 0.2535% | 0 | 5.6168 | Commercial_2036_Technical_million_m3_Before Competition Groups_ENERGY STAR Griddle (74% eff)
Commercial | Com ¦ Condensing Storage Water Heater | 2036 | Economic | million_m3 | Before Competition Groups | 4.6721 | 0 | 0 | 2034.0067 | 0.002297 | 28 | Commercial_2036_Economic_million_m3_Before Competition Groups_28 | Condensing Storage Water Heater | 0.2297% | 0 | 4.6721 | Commercial_2036_Economic_million_m3_Before Competition Groups_Condensing Storage Water Heater
Commercial | Com ¦ Condensing Tankless Water Heater | 2036 | Technical | million_m3 | Before Competition Groups | 4.3313 | 0 | 0 | 2215.926 | 0.0019546 | 33 | Commercial_2036_Technical_million_m3_Before Competition Groups_33 | Condensing Tankless Water Heater | 0.1955% | 0 | 4.3313 | Commercial_2036_Technical_million_m3_Before Competition Groups_Condensing Tankless Water Heater
Commercial | Com ¦ ENERGY STAR Dishwasher | 2036 | Economic | million_m3 | Before Competition Groups | 3.9178 | 0 | 0 | 2034.0067 | 0.0019262 | 29 | Commercial_2036_Economic_million_m3_Before Competition Groups_29 | ENERGY STAR Dishwasher | 0.1926% | 0 | 3.9178 | Commercial_2036_Economic_million_m3_Before Competition Groups_ENERGY STAR Dishwasher
Commercial | Com ¦ ENERGY STAR Dishwasher | 2036 | Technical | million_m3 | Before Competition Groups | 3.9178 | 0 | 0 | 2215.926 | 0.001768 | 34 | Commercial_2036_Technical_million_m3_Before Competition Groups_34 | ENERGY STAR Dishwasher | 0.1768% | 0 | 3.9178 | Commercial_2036_Technical_million_m3_Before Competition Groups_ENERGY STAR Dishwasher
Commercial | Com ¦ HOTEL OCCUPANCY CONTROLS (HVAC + LIGHTING) | 2036 | Technical | million_m3 | Before Competition Groups | 3.8566 | 0 | 0 | 2215.926 | 0.0017404 | 35 | Commercial_2036_Technical_million_m3_Before Competition Groups_35 | HOTEL OCCUPANCY CONTROLS (HVAC + LIGHTING) | 0.174% | 0 | 3.8566 | Commercial_2036_Technical_million_m3_Before Competition Groups_HOTEL OCCUPANCY CONTROLS (HVAC + LIGHTING)
Commercial | Com ¦ Gas Heat Pump Water Heater | 2036 | Technical | million_m3 | Before Competition Groups | 3.721 | 0 | 0 | 2215.926 | 0.0016792 | 36 | Commercial_2036_Technical_million_m3_Before Competition Groups_36 | Gas Heat Pump Water Heater | 0.1679% | 0 | 3.721 | Commercial_2036_Technical_million_m3_Before Competition Groups_Gas Heat Pump Water Heater
Commercial | Com ¦ Ice Rink Heat Recovery | 2036 | Technical | million_m3 | Before Competition Groups | 3.3492 | 0 | 0 | 2215.926 | 0.0015114 | 37 | Commercial_2036_Technical_million_m3_Before Competition Groups_37 | Ice Rink Heat Recovery | 0.1511% | 0 | 3.3492 | Commercial_2036_Technical_million_m3_Before Competition Groups_Ice Rink Heat Recovery
Commercial | Com ¦ Energy Recovery Ventilation and Ventilation (Enhanced) | 2036 | Achievable | million_m3 | Before Competition Groups | 2.038 | 0 | 0 | 1360.477 | 0.001498 | 26 | Commercial_2036_Achievable_million_m3_Before Competition Groups_26 | Energy Recovery Ventilation and Ventilation (Enhanced) | 0.1498% | 0 | 2.038 | Commercial_2036_Achievable_million_m3_Before Competition Groups_Energy Recovery Ventilation and Ventilation (Enhanced)
Commercial | Com ¦ ENERGY STAR Dishwasher | 2036 | Achievable | million_m3 | Before Competition Groups | 1.8813 | 0 | 0 | 1360.477 | 0.0013828 | 27 | Commercial_2036_Achievable_million_m3_Before Competition Groups_27 | ENERGY STAR Dishwasher | 0.1383% | 0 | 1.8813 | Commercial_2036_Achievable_million_m3_Before Competition Groups_ENERGY STAR Dishwasher
Commercial | Com ¦ Condensing Tankless Water Heater | 2036 | Economic | million_m3 | Before Competition Groups | 2.4488 | 0 | 0 | 2034.0067 | 0.0012039 | 30 | Commercial_2036_Economic_million_m3_Before Competition Groups_30 | Condensing Tankless Water Heater | 0.1204% | 0 | 2.4488 | Commercial_2036_Economic_million_m3_Before Competition Groups_Condensing Tankless Water Heater
Commercial | Com ¦ Dock Door Seals | 2036 | Technical | million_m3 | Before Competition Groups | 2.4926 | 0 | 0 | 2215.926 | 0.0011249 | 38 | Commercial_2036_Technical_million_m3_Before Competition Groups_38 | Dock Door Seals | 0.1125% | 0 | 2.4926 | Commercial_2036_Technical_million_m3_Before Competition Groups_Dock Door Seals
Commercial | Com ¦ Gas Heat Pump Water Heater | 2036 | Economic | million_m3 | Before Competition Groups | 2.0407 | 0 | 0 | 2034.0067 | 0.0010033 | 31 | Commercial_2036_Economic_million_m3_Before Competition Groups_31 | Gas Heat Pump Water Heater | 0.1003% | 0 | 2.0407 | Commercial_2036_Economic_million_m3_Before Competition Groups_Gas Heat Pump Water Heater
Commercial | Com ¦ Drain Water Heat Recovery (DWHR) ¦ Retro | 2036 | Achievable | million_m3 | Before Competition Groups | 1.1569 | 0 | 0 | 1360.477 | 0.00085036 | 28 | Commercial_2036_Achievable_million_m3_Before Competition Groups_28 | Drain Water Heat Recovery (DWHR) ¦ Retro | 0.08504% | 0 | 1.1569 | Commercial_2036_Achievable_million_m3_Before Competition Groups_Drain Water Heat Recovery (DWHR) ¦ Retro
Commercial | Com ¦ CEE Tier 2/Energy Star Clothes Washers | 2036 | Achievable | million_m3 | Before Competition Groups | 1.0041 | 0 | 0 | 1360.477 | 0.00073802 | 29 | Commercial_2036_Achievable_million_m3_Before Competition Groups_29 | CEE Tier 2/Energy Star Clothes Washers | 0.0738% | 0 | 1.0041 | Commercial_2036_Achievable_million_m3_Before Competition Groups_CEE Tier 2/Energy Star Clothes Washers
Commercial | Com ¦ CEE Tier 2/Energy Star Clothes Washers | 2036 | Economic | million_m3 | Before Competition Groups | 1.3044 | 0 | 0 | 2034.0067 | 0.00064128 | 32 | Commercial_2036_Economic_million_m3_Before Competition Groups_32 | CEE Tier 2/Energy Star Clothes Washers | 0.06413% | 0 | 1.3044 | Commercial_2036_Economic_million_m3_Before Competition Groups_CEE Tier 2/Energy Star Clothes Washers
Commercial | Com ¦ CEE Tier 2/Energy Star Clothes Washers | 2036 | Technical | million_m3 | Before Competition Groups | 1.3044 | 0 | 0 | 2215.926 | 0.00058863 | 39 | Commercial_2036_Technical_million_m3_Before Competition Groups_39 | CEE Tier 2/Energy Star Clothes Washers | 0.05886% | 0 | 1.3044 | Commercial_2036_Technical_million_m3_Before Competition Groups_CEE Tier 2/Energy Star Clothes Washers
Commercial | Com ¦ Drain Water Heat Recovery (DWHR) ¦ Retro | 2036 | Economic | million_m3 | Before Competition Groups | 1.0903 | 0 | 0 | 2034.0067 | 0.00053605 | 33 | Commercial_2036_Economic_million_m3_Before Competition Groups_33 | Drain Water Heat Recovery (DWHR) ¦ Retro | 0.05361% | 0 | 1.0903 | Commercial_2036_Economic_million_m3_Before Competition Groups_Drain Water Heat Recovery (DWHR) ¦ Retro
Commercial | Com ¦ Heat Recovery Ventilator | 2036 | Achievable | million_m3 | Before Competition Groups | 0.68483 | 0 | 0 | 1360.477 | 0.00050338 | 30 | Commercial_2036_Achievable_million_m3_Before Competition Groups_30 | Heat Recovery Ventilator | 0.05034% | 0 | 0.68483 | Commercial_2036_Achievable_million_m3_Before Competition Groups_Heat Recovery Ventilator
Commercial | Com ¦ Drain Water Heat Recovery (DWHR) ¦ Retro | 2036 | Technical | million_m3 | Before Competition Groups | 1.0903 | 0 | 0 | 2215.926 | 0.00049204 | 40 | Commercial_2036_Technical_million_m3_Before Competition Groups_40 | Drain Water Heat Recovery (DWHR) ¦ Retro | 0.0492% | 0 | 1.0903 | Commercial_2036_Technical_million_m3_Before Competition Groups_Drain Water Heat Recovery (DWHR) ¦ Retro
Commercial | Com ¦ Condensing Storage Water Heater | 2036 | Achievable | million_m3 | Before Competition Groups | 0.64635 | 0 | 0 | 1360.477 | 0.00047509 | 31 | Commercial_2036_Achievable_million_m3_Before Competition Groups_31 | Condensing Storage Water Heater | 0.04751% | 0 | 0.64635 | Commercial_2036_Achievable_million_m3_Before Competition Groups_Condensing Storage Water Heater
Commercial | Com ¦ Low Flow Pre-Rinse Spray Nozzle | 2036 | Achievable | million_m3 | Before Competition Groups | 0.51864 | 0 | 0 | 1360.477 | 0.00038122 | 32 | Commercial_2036_Achievable_million_m3_Before Competition Groups_32 | Low Flow Pre-Rinse Spray Nozzle | 0.03812% | 0 | 0.51864 | Commercial_2036_Achievable_million_m3_Before Competition Groups_Low Flow Pre-Rinse Spray Nozzle
Commercial | Com ¦ Low Flow Pre-Rinse Spray Nozzle | 2036 | Economic | million_m3 | Before Competition Groups | 0.73196 | 0 | 0 | 2034.0067 | 0.00035986 | 34 | Commercial_2036_Economic_million_m3_Before Competition Groups_34 | Low Flow Pre-Rinse Spray Nozzle | 0.03599% | 0 | 0.73196 | Commercial_2036_Economic_million_m3_Before Competition Groups_Low Flow Pre-Rinse Spray Nozzle
Commercial | Com ¦ Low Flow Pre-Rinse Spray Nozzle | 2036 | Technical | million_m3 | Before Competition Groups | 0.73196 | 0 | 0 | 2215.926 | 0.00033032 | 41 | Commercial_2036_Technical_million_m3_Before Competition Groups_41 | Low Flow Pre-Rinse Spray Nozzle | 0.03303% | 0 | 0.73196 | Commercial_2036_Technical_million_m3_Before Competition Groups_Low Flow Pre-Rinse Spray Nozzle
Commercial | Com ¦ ENERGY STAR Steam Cooker | 2036 | Economic | million_m3 | Before Competition Groups | 0.61163 | 0 | 0 | 2034.0067 | 0.0003007 | 35 | Commercial_2036_Economic_million_m3_Before Competition Groups_35 | ENERGY STAR Steam Cooker | 0.03007% | 0 | 0.61163 | Commercial_2036_Economic_million_m3_Before Competition Groups_ENERGY STAR Steam Cooker
Commercial | Com ¦ ENERGY STAR Steam Cooker | 2036 | Achievable | million_m3 | Before Competition Groups | 0.39797 | 0 | 0 | 1360.477 | 0.00029253 | 33 | Commercial_2036_Achievable_million_m3_Before Competition Groups_33 | ENERGY STAR Steam Cooker | 0.02925% | 0 | 0.39797 | Commercial_2036_Achievable_million_m3_Before Competition Groups_ENERGY STAR Steam Cooker
Commercial | Com ¦ ENERGY STAR Steam Cooker | 2036 | Technical | million_m3 | Before Competition Groups | 0.61163 | 0 | 0 | 2215.926 | 0.00027602 | 42 | Commercial_2036_Technical_million_m3_Before Competition Groups_42 | ENERGY STAR Steam Cooker | 0.0276% | 0 | 0.61163 | Commercial_2036_Technical_million_m3_Before Competition Groups_ENERGY STAR Steam Cooker
Commercial | Com ¦ Drain Water Heat Recovery (DWHR) ¦New | 2036 | Economic | million_m3 | Before Competition Groups | 0.53367 | 0 | 0 | 2034.0067 | 0.00026237 | 36 | Commercial_2036_Economic_million_m3_Before Competition Groups_36 | Drain Water Heat Recovery (DWHR) ¦New | 0.02624% | 0 | 0.53367 | Commercial_2036_Economic_million_m3_Before Competition Groups_Drain Water Heat Recovery (DWHR) ¦New
Commercial | Com ¦ Gas Heat Pump Water Heater | 2036 | Achievable | million_m3 | Before Competition Groups | 0.33547 | 0 | 0 | 1360.477 | 0.00024658 | 34 | Commercial_2036_Achievable_million_m3_Before Competition Groups_34 | Gas Heat Pump Water Heater | 0.02466% | 0 | 0.33547 | Commercial_2036_Achievable_million_m3_Before Competition Groups_Gas Heat Pump Water Heater
Commercial | Com ¦ Drain Water Heat Recovery (DWHR) ¦New | 2036 | Technical | million_m3 | Before Competition Groups | 0.53367 | 0 | 0 | 2215.926 | 0.00024083 | 43 | Commercial_2036_Technical_million_m3_Before Competition Groups_43 | Drain Water Heat Recovery (DWHR) ¦New | 0.02408% | 0 | 0.53367 | Commercial_2036_Technical_million_m3_Before Competition Groups_Drain Water Heat Recovery (DWHR) ¦New
Commercial | Com ¦ Drain Water Heat Recovery (DWHR) ¦New | 2036 | Achievable | million_m3 | Before Competition Groups | 0.28007 | 0 | 0 | 1360.477 | 0.00020586 | 35 | Commercial_2036_Achievable_million_m3_Before Competition Groups_35 | Drain Water Heat Recovery (DWHR) ¦New | 0.02059% | 0 | 0.28007 | Commercial_2036_Achievable_million_m3_Before Competition Groups_Drain Water Heat Recovery (DWHR) ¦New
Commercial | Com ¦ Condensing Tankless Water Heater | 2036 | Achievable | million_m3 | Before Competition Groups | 0.2492 | 0 | 0 | 1360.477 | 0.00018317 | 36 | Commercial_2036_Achievable_million_m3_Before Competition Groups_36 | Condensing Tankless Water Heater | 0.01832% | 0 | 0.2492 | Commercial_2036_Achievable_million_m3_Before Competition Groups_Condensing Tankless Water Heater
Commercial | Com ¦ Solar Water Preheat (Pools/DHW) | 2036 | Economic | million_m3 | Before Competition Groups | 0.29078 | 0 | 0 | 2034.0067 | 0.00014296 | 37 | Commercial_2036_Economic_million_m3_Before Competition Groups_37 | Solar Water Preheat (Pools/DHW) | 0.0143% | 0 | 0.29078 | Commercial_2036_Economic_million_m3_Before Competition Groups_Solar Water Preheat (Pools/DHW)
Commercial | Com ¦ Solar Water Preheat (Pools/DHW) | 2036 | Technical | million_m3 | Before Competition Groups | 0.29611 | 0 | 0 | 2215.926 | 0.00013363 | 44 | Commercial_2036_Technical_million_m3_Before Competition Groups_44 | Solar Water Preheat (Pools/DHW) | 0.01336% | 0 | 0.29611 | Commercial_2036_Technical_million_m3_Before Competition Groups_Solar Water Preheat (Pools/DHW)
Commercial | Com ¦ Solar Water Preheat (Pools/DHW) | 2036 | Achievable | million_m3 | Before Competition Groups | 0.13873 | 0 | 0 | 1360.477 | 0.00010197 | 37 | Commercial_2036_Achievable_million_m3_Before Competition Groups_37 | Solar Water Preheat (Pools/DHW) | 0.0102% | 0 | 0.13873 | Commercial_2036_Achievable_million_m3_Before Competition Groups_Solar Water Preheat (Pools/DHW)
Commercial | Com ¦ Air Curtains | 2036 | Achievable | million_m3 | Before Competition Groups | 0.13418 | 0 | 0 | 1360.477 | 9.8629e-05 | 38 | Commercial_2036_Achievable_million_m3_Before Competition Groups_38 | Air Curtains | 0.009863% | 0 | 0.13418 | Commercial_2036_Achievable_million_m3_Before Competition Groups_Air Curtains
Commercial | Com ¦ Air Curtains | 2036 | Economic | million_m3 | Before Competition Groups | 0.14817 | 0 | 0 | 2034.0067 | 7.2846e-05 | 38 | Commercial_2036_Economic_million_m3_Before Competition Groups_38 | Air Curtains | 0.007285% | 0 | 0.14817 | Commercial_2036_Economic_million_m3_Before Competition Groups_Air Curtains
Commercial | Com ¦ Air Curtains | 2036 | Technical | million_m3 | Before Competition Groups | 0.14817 | 0 | 0 | 2215.926 | 6.6866e-05 | 45 | Commercial_2036_Technical_million_m3_Before Competition Groups_45 | Air Curtains | 0.006687% | 0 | 0.14817 | Commercial_2036_Technical_million_m3_Before Competition Groups_Air Curtains
Commercial | Com ¦ Gas Convection Oven | 2036 | Technical | million_m3 | Before Competition Groups | 0.14461 | 0 | 0 | 2215.926 | 6.5258e-05 | 46 | Commercial_2036_Technical_million_m3_Before Competition Groups_46 | Gas Convection Oven | 0.006526% | 0 | 0.14461 | Commercial_2036_Technical_million_m3_Before Competition Groups_Gas Convection Oven
Commercial | Com ¦ Super High Perf Glazing ¦RET | 2036 | Achievable | million_m3 | Before Competition Groups | 0.056708 | 0 | 0 | 1360.477 | 4.1682e-05 | 39 | Commercial_2036_Achievable_million_m3_Before Competition Groups_39 | Super High Perf Glazing ¦RET | 0.004168% | 0 | 0.056708 | Commercial_2036_Achievable_million_m3_Before Competition Groups_Super High Perf Glazing ¦RET
Commercial | Com ¦ Solar Preheat Make up Air | 2036 | Technical | million_m3 | Before Competition Groups | 0.059892 | 0 | 0 | 2215.926 | 2.7028e-05 | 47 | Commercial_2036_Technical_million_m3_Before Competition Groups_47 | Solar Preheat Make up Air | 0.002703% | 0 | 0.059892 | Commercial_2036_Technical_million_m3_Before Competition Groups_Solar Preheat Make up Air
Commercial | Com ¦ Super High Perf Glazing ¦RET | 2036 | Economic | million_m3 | Before Competition Groups | 0.054382 | 0 | 0 | 2034.0067 | 2.6736e-05 | 39 | Commercial_2036_Economic_million_m3_Before Competition Groups_39 | Super High Perf Glazing ¦RET | 0.002674% | 0 | 0.054382 | Commercial_2036_Economic_million_m3_Before Competition Groups_Super High Perf Glazing ¦RET
Commercial | Com ¦ Super High Perf Glazing ¦RET | 2036 | Technical | million_m3 | Before Competition Groups | 0.054382 | 0 | 0 | 2215.926 | 2.4541e-05 | 48 | Commercial_2036_Technical_million_m3_Before Competition Groups_48 | Super High Perf Glazing ¦RET | 0.002454% | 0 | 0.054382 | Commercial_2036_Technical_million_m3_Before Competition Groups_Super High Perf Glazing ¦RET
Commercial | Com ¦ Super High Perf Glazing ¦New | 2036 | Achievable | million_m3 | Before Competition Groups | 0.018008 | 0 | 0 | 1360.477 | 1.3237e-05 | 40 | Commercial_2036_Achievable_million_m3_Before Competition Groups_40 | Super High Perf Glazing ¦New | 0.001324% | 0 | 0.018008 | Commercial_2036_Achievable_million_m3_Before Competition Groups_Super High Perf Glazing ¦New
Commercial | Com ¦ Super High Perf Glazing ¦New | 2036 | Economic | million_m3 | Before Competition Groups | 0.026464 | 0 | 0 | 2034.0067 | 1.3011e-05 | 40 | Commercial_2036_Economic_million_m3_Before Competition Groups_40 | Super High Perf Glazing ¦New | 0.001301% | 0 | 0.026464 | Commercial_2036_Economic_million_m3_Before Competition Groups_Super High Perf Glazing ¦New
Commercial | Com ¦ Super High Perf Glazing ¦New | 2036 | Technical | million_m3 | Before Competition Groups | 0.026464 | 0 | 0 | 2215.926 | 1.1943e-05 | 49 | Commercial_2036_Technical_million_m3_Before Competition Groups_49 | Super High Perf Glazing ¦New | 0.001194% | 0 | 0.026464 | Commercial_2036_Technical_million_m3_Before Competition Groups_Super High Perf Glazing ¦New
Commercial | Com ¦ Condensing Boiler ¦ Std | 2037 | Economic | million_m3 | Before Competition Groups | 288.5257 | 0 | 0 | 2070.9819 | 0.13932 | 1 | Commercial_2037_Economic_million_m3_Before Competition Groups_1 | Condensing Boiler ¦ Std | 13.93% | 0 | 288.5257 | Commercial_2037_Economic_million_m3_Before Competition Groups_Condensing Boiler ¦ Std
Commercial | Com ¦ Condensing Boiler ¦ Std | 2037 | Technical | million_m3 | Before Competition Groups | 288.5257 | 0 | 0 | 2255.1856 | 0.12794 | 1 | Commercial_2037_Technical_million_m3_Before Competition Groups_1 | Condensing Boiler ¦ Std | 12.79% | 0 | 288.5257 | Commercial_2037_Technical_million_m3_Before Competition Groups_Condensing Boiler ¦ Std
Commercial | Com ¦ Condensing Boiler ¦ Std | 2037 | Achievable | million_m3 | Before Competition Groups | 167.6688 | 0 | 0 | 1452.0451 | 0.11547 | 1 | Commercial_2037_Achievable_million_m3_Before Competition Groups_1 | Condensing Boiler ¦ Std | 11.55% | 0 | 167.6688 | Commercial_2037_Achievable_million_m3_Before Competition Groups_Condensing Boiler ¦ Std
Commercial | Com ¦ Building Recommissioning, Operations and Maintenance (O&M) Improvements | 2037 | Economic | million_m3 | Before Competition Groups | 235.3305 | 0 | 0 | 2070.9819 | 0.11363 | 2 | Commercial_2037_Economic_million_m3_Before Competition Groups_2 | Building Recommissioning, Operations and Maintenance (O&M) Improvements | 11.36% | 0 | 235.3305 | Commercial_2037_Economic_million_m3_Before Competition Groups_Building Recommissioning, Operations and Maintenance (O&M) Improvements
Commercial | Com ¦ Building Recommissioning, Operations and Maintenance (O&M) Improvements | 2037 | Technical | million_m3 | Before Competition Groups | 235.3305 | 0 | 0 | 2255.1856 | 0.10435 | 2 | Commercial_2037_Technical_million_m3_Before Competition Groups_2 | Building Recommissioning, Operations and Maintenance (O&M) Improvements | 10.44% | 0 | 235.3305 | Commercial_2037_Technical_million_m3_Before Competition Groups_Building Recommissioning, Operations and Maintenance (O&M) Improvements
Commercial | Com ¦ Demand Control Ventilation | 2037 | Achievable | million_m3 | Before Competition Groups | 150.5994 | 0 | 0 | 1452.0451 | 0.10372 | 2 | Commercial_2037_Achievable_million_m3_Before Competition Groups_2 | Demand Control Ventilation | 10.37% | 0 | 150.5994 | Commercial_2037_Achievable_million_m3_Before Competition Groups_Demand Control Ventilation
Commercial | Com ¦ Demand Control Ventilation | 2037 | Economic | million_m3 | Before Competition Groups | 208.156 | 0 | 0 | 2070.9819 | 0.10051 | 3 | Commercial_2037_Economic_million_m3_Before Competition Groups_3 | Demand Control Ventilation | 10.05% | 0 | 208.156 | Commercial_2037_Economic_million_m3_Before Competition Groups_Demand Control Ventilation
Commercial | Com ¦ Gas Fired Rooftop Units | 2037 | Economic | million_m3 | Before Competition Groups | 206.184 | 0 | 0 | 2070.9819 | 0.099559 | 4 | Commercial_2037_Economic_million_m3_Before Competition Groups_4 | Gas Fired Rooftop Units | 9.956% | 0 | 206.184 | Commercial_2037_Economic_million_m3_Before Competition Groups_Gas Fired Rooftop Units
Commercial | Com ¦ Building Recommissioning, Operations and Maintenance (O&M) Improvements | 2037 | Achievable | million_m3 | Before Competition Groups | 141.5688 | 0 | 0 | 1452.0451 | 0.097496 | 3 | Commercial_2037_Achievable_million_m3_Before Competition Groups_3 | Building Recommissioning, Operations and Maintenance (O&M) Improvements | 9.75% | 0 | 141.5688 | Commercial_2037_Achievable_million_m3_Before Competition Groups_Building Recommissioning, Operations and Maintenance (O&M) Improvements
Commercial | Com ¦ Demand Control Ventilation | 2037 | Technical | million_m3 | Before Competition Groups | 215.6857 | 0 | 0 | 2255.1856 | 0.09564 | 3 | Commercial_2037_Technical_million_m3_Before Competition Groups_3 | Demand Control Ventilation | 9.564% | 0 | 215.6857 | Commercial_2037_Technical_million_m3_Before Competition Groups_Demand Control Ventilation
Commercial | Com ¦ Adaptive Thermostats | 2037 | Achievable | million_m3 | Before Competition Groups | 136.1593 | 0 | 0 | 1452.0451 | 0.093771 | 4 | Commercial_2037_Achievable_million_m3_Before Competition Groups_4 | Adaptive Thermostats | 9.377% | 0 | 136.1593 | Commercial_2037_Achievable_million_m3_Before Competition Groups_Adaptive Thermostats
Commercial | Com ¦ Gas Fired Rooftop Units | 2037 | Technical | million_m3 | Before Competition Groups | 206.184 | 0 | 0 | 2255.1856 | 0.091427 | 4 | Commercial_2037_Technical_million_m3_Before Competition Groups_4 | Gas Fired Rooftop Units | 9.143% | 0 | 206.184 | Commercial_2037_Technical_million_m3_Before Competition Groups_Gas Fired Rooftop Units
Commercial | Com ¦ Gas Fired Rooftop Units | 2037 | Achievable | million_m3 | Before Competition Groups | 109.8834 | 0 | 0 | 1452.0451 | 0.075675 | 5 | Commercial_2037_Achievable_million_m3_Before Competition Groups_5 | Gas Fired Rooftop Units | 7.567% | 0 | 109.8834 | Commercial_2037_Achievable_million_m3_Before Competition Groups_Gas Fired Rooftop Units
Commercial | Com ¦ Boilers - Advanced Controls (Steam Systems) | 2037 | Economic | million_m3 | Before Competition Groups | 150.8398 | 0 | 0 | 2070.9819 | 0.072835 | 5 | Commercial_2037_Economic_million_m3_Before Competition Groups_5 | Boilers - Advanced Controls (Steam Systems) | 7.283% | 0 | 150.8398 | Commercial_2037_Economic_million_m3_Before Competition Groups_Boilers - Advanced Controls (Steam Systems)
Commercial | Com ¦ Adaptive Thermostats | 2037 | Economic | million_m3 | Before Competition Groups | 138.5394 | 0 | 0 | 2070.9819 | 0.066896 | 6 | Commercial_2037_Economic_million_m3_Before Competition Groups_6 | Adaptive Thermostats | 6.69% | 0 | 138.5394 | Commercial_2037_Economic_million_m3_Before Competition Groups_Adaptive Thermostats
Commercial | Com ¦ Boilers - Advanced Controls (Steam Systems) | 2037 | Technical | million_m3 | Before Competition Groups | 150.8398 | 0 | 0 | 2255.1856 | 0.066886 | 5 | Commercial_2037_Technical_million_m3_Before Competition Groups_5 | Boilers - Advanced Controls (Steam Systems) | 6.689% | 0 | 150.8398 | Commercial_2037_Technical_million_m3_Before Competition Groups_Boilers - Advanced Controls (Steam Systems)
Commercial | Com ¦ Adaptive Thermostats | 2037 | Technical | million_m3 | Before Competition Groups | 138.5394 | 0 | 0 | 2255.1856 | 0.061431 | 6 | Commercial_2037_Technical_million_m3_Before Competition Groups_6 | Adaptive Thermostats | 6.143% | 0 | 138.5394 | Commercial_2037_Technical_million_m3_Before Competition Groups_Adaptive Thermostats
Commercial | Com ¦ Air Handler with Dedicated Outdoor Air Systems | 2037 | Achievable | million_m3 | Before Competition Groups | 79.2562 | 0 | 0 | 1452.0451 | 0.054582 | 6 | Commercial_2037_Achievable_million_m3_Before Competition Groups_6 | Air Handler with Dedicated Outdoor Air Systems | 5.458% | 0 | 79.2562 | Commercial_2037_Achievable_million_m3_Before Competition Groups_Air Handler with Dedicated Outdoor Air Systems
Commercial | Com ¦ Boilers - Advanced Controls (Steam Systems) | 2037 | Achievable | million_m3 | Before Competition Groups | 74.8403 | 0 | 0 | 1452.0451 | 0.051541 | 7 | Commercial_2037_Achievable_million_m3_Before Competition Groups_7 | Boilers - Advanced Controls (Steam Systems) | 5.154% | 0 | 74.8403 | Commercial_2037_Achievable_million_m3_Before Competition Groups_Boilers - Advanced Controls (Steam Systems)
Commercial | Com ¦ Condensing Make Up Air Unit | 2037 | Economic | million_m3 | Before Competition Groups | 102.961 | 0 | 0 | 2070.9819 | 0.049716 | 7 | Commercial_2037_Economic_million_m3_Before Competition Groups_7 | Condensing Make Up Air Unit | 4.972% | 0 | 102.961 | Commercial_2037_Economic_million_m3_Before Competition Groups_Condensing Make Up Air Unit
Commercial | Com ¦ Condensing Make Up Air Unit | 2037 | Technical | million_m3 | Before Competition Groups | 102.961 | 0 | 0 | 2255.1856 | 0.045655 | 7 | Commercial_2037_Technical_million_m3_Before Competition Groups_7 | Condensing Make Up Air Unit | 4.566% | 0 | 102.961 | Commercial_2037_Technical_million_m3_Before Competition Groups_Condensing Make Up Air Unit
Commercial | Com ¦ Education and Capacity Building/Energy Behavior | 2037 | Achievable | million_m3 | Before Competition Groups | 65.9203 | 0 | 0 | 1452.0451 | 0.045398 | 8 | Commercial_2037_Achievable_million_m3_Before Competition Groups_8 | Education and Capacity Building/Energy Behavior | 4.54% | 0 | 65.9203 | Commercial_2037_Achievable_million_m3_Before Competition Groups_Education and Capacity Building/Energy Behavior
Commercial | Com ¦ Condensing Make Up Air Unit | 2037 | Achievable | million_m3 | Before Competition Groups | 65.05 | 0 | 0 | 1452.0451 | 0.044799 | 9 | Commercial_2037_Achievable_million_m3_Before Competition Groups_9 | Condensing Make Up Air Unit | 4.48% | 0 | 65.05 | Commercial_2037_Achievable_million_m3_Before Competition Groups_Condensing Make Up Air Unit
Commercial | Com ¦ Air Handler with Dedicated Outdoor Air Systems | 2037 | Economic | million_m3 | Before Competition Groups | 86.8977 | 0 | 0 | 2070.9819 | 0.04196 | 8 | Commercial_2037_Economic_million_m3_Before Competition Groups_8 | Air Handler with Dedicated Outdoor Air Systems | 4.196% | 0 | 86.8977 | Commercial_2037_Economic_million_m3_Before Competition Groups_Air Handler with Dedicated Outdoor Air Systems
Commercial | Com ¦ Gas Fired Heat Pump | 2037 | Economic | million_m3 | Before Competition Groups | 85.5749 | 0 | 0 | 2070.9819 | 0.041321 | 9 | Commercial_2037_Economic_million_m3_Before Competition Groups_9 | Gas Fired Heat Pump | 4.132% | 0 | 85.5749 | Commercial_2037_Economic_million_m3_Before Competition Groups_Gas Fired Heat Pump
Commercial | Com ¦ Demand Control Kitchen Ventilation | 2037 | Achievable | million_m3 | Before Competition Groups | 57.2854 | 0 | 0 | 1452.0451 | 0.039452 | 10 | Commercial_2037_Achievable_million_m3_Before Competition Groups_10 | Demand Control Kitchen Ventilation | 3.945% | 0 | 57.2854 | Commercial_2037_Achievable_million_m3_Before Competition Groups_Demand Control Kitchen Ventilation
Commercial | Com ¦ Gas Fired Heat Pump | 2037 | Achievable | million_m3 | Before Competition Groups | 56.6129 | 0 | 0 | 1452.0451 | 0.038988 | 11 | Commercial_2037_Achievable_million_m3_Before Competition Groups_11 | Gas Fired Heat Pump | 3.899% | 0 | 56.6129 | Commercial_2037_Achievable_million_m3_Before Competition Groups_Gas Fired Heat Pump
Commercial | Com ¦ Air Handler with Dedicated Outdoor Air Systems | 2037 | Technical | million_m3 | Before Competition Groups | 86.8977 | 0 | 0 | 2255.1856 | 0.038532 | 8 | Commercial_2037_Technical_million_m3_Before Competition Groups_8 | Air Handler with Dedicated Outdoor Air Systems | 3.853% | 0 | 86.8977 | Commercial_2037_Technical_million_m3_Before Competition Groups_Air Handler with Dedicated Outdoor Air Systems
Commercial | Com ¦ Gas Fired Heat Pump | 2037 | Technical | million_m3 | Before Competition Groups | 85.5749 | 0 | 0 | 2255.1856 | 0.037946 | 9 | Commercial_2037_Technical_million_m3_Before Competition Groups_9 | Gas Fired Heat Pump | 3.795% | 0 | 85.5749 | Commercial_2037_Technical_million_m3_Before Competition Groups_Gas Fired Heat Pump
Commercial | Com ¦ Advanced BAS/Controllers | 2037 | Economic | million_m3 | Before Competition Groups | 77.7091 | 0 | 0 | 2070.9819 | 0.037523 | 10 | Commercial_2037_Economic_million_m3_Before Competition Groups_10 | Advanced BAS/Controllers | 3.752% | 0 | 77.7091 | Commercial_2037_Economic_million_m3_Before Competition Groups_Advanced BAS/Controllers
Commercial | Com ¦ Education and Capacity Building/Energy Behavior | 2037 | Economic | million_m3 | Before Competition Groups | 74.5695 | 0 | 0 | 2070.9819 | 0.036007 | 11 | Commercial_2037_Economic_million_m3_Before Competition Groups_11 | Education and Capacity Building/Energy Behavior | 3.601% | 0 | 74.5695 | Commercial_2037_Economic_million_m3_Before Competition Groups_Education and Capacity Building/Energy Behavior
Commercial | Com ¦ Steam System Optimization | 2037 | Achievable | million_m3 | Before Competition Groups | 52.0136 | 0 | 0 | 1452.0451 | 0.035821 | 12 | Commercial_2037_Achievable_million_m3_Before Competition Groups_12 | Steam System Optimization | 3.582% | 0 | 52.0136 | Commercial_2037_Achievable_million_m3_Before Competition Groups_Steam System Optimization
Commercial | Com ¦ Advanced BAS/Controllers | 2037 | Achievable | million_m3 | Before Competition Groups | 51.5364 | 0 | 0 | 1452.0451 | 0.035492 | 13 | Commercial_2037_Achievable_million_m3_Before Competition Groups_13 | Advanced BAS/Controllers | 3.549% | 0 | 51.5364 | Commercial_2037_Achievable_million_m3_Before Competition Groups_Advanced BAS/Controllers
Commercial | Com ¦ Demand Control Kitchen Ventilation | 2037 | Economic | million_m3 | Before Competition Groups | 73.2174 | 0 | 0 | 2070.9819 | 0.035354 | 12 | Commercial_2037_Economic_million_m3_Before Competition Groups_12 | Demand Control Kitchen Ventilation | 3.535% | 0 | 73.2174 | Commercial_2037_Economic_million_m3_Before Competition Groups_Demand Control Kitchen Ventilation
Commercial | Com ¦ Destratification | 2037 | Achievable | million_m3 | Before Competition Groups | 50.1147 | 0 | 0 | 1452.0451 | 0.034513 | 14 | Commercial_2037_Achievable_million_m3_Before Competition Groups_14 | Destratification | 3.451% | 0 | 50.1147 | Commercial_2037_Achievable_million_m3_Before Competition Groups_Destratification
Commercial | Com ¦ Advanced BAS/Controllers | 2037 | Technical | million_m3 | Before Competition Groups | 77.7091 | 0 | 0 | 2255.1856 | 0.034458 | 10 | Commercial_2037_Technical_million_m3_Before Competition Groups_10 | Advanced BAS/Controllers | 3.446% | 0 | 77.7091 | Commercial_2037_Technical_million_m3_Before Competition Groups_Advanced BAS/Controllers
Commercial | Com ¦ Education and Capacity Building/Energy Behavior | 2037 | Technical | million_m3 | Before Competition Groups | 74.5695 | 0 | 0 | 2255.1856 | 0.033066 | 11 | Commercial_2037_Technical_million_m3_Before Competition Groups_11 | Education and Capacity Building/Energy Behavior | 3.307% | 0 | 74.5695 | Commercial_2037_Technical_million_m3_Before Competition Groups_Education and Capacity Building/Energy Behavior
Commercial | Com ¦ Furnace Tune-Up | 2037 | Achievable | million_m3 | Before Competition Groups | 47.9171 | 0 | 0 | 1452.0451 | 0.033 | 15 | Commercial_2037_Achievable_million_m3_Before Competition Groups_15 | Furnace Tune-Up | 3.3% | 0 | 47.9171 | Commercial_2037_Achievable_million_m3_Before Competition Groups_Furnace Tune-Up
Commercial | Com ¦ Demand Control Kitchen Ventilation | 2037 | Technical | million_m3 | Before Competition Groups | 73.2174 | 0 | 0 | 2255.1856 | 0.032466 | 12 | Commercial_2037_Technical_million_m3_Before Competition Groups_12 | Demand Control Kitchen Ventilation | 3.247% | 0 | 73.2174 | Commercial_2037_Technical_million_m3_Before Competition Groups_Demand Control Kitchen Ventilation
Commercial | Com ¦ Energy Recovery Ventilation and Ventilation (Enhanced) | 2037 | Technical | million_m3 | Before Competition Groups | 65.9509 | 0 | 0 | 2255.1856 | 0.029244 | 13 | Commercial_2037_Technical_million_m3_Before Competition Groups_13 | Energy Recovery Ventilation and Ventilation (Enhanced) | 2.924% | 0 | 65.9509 | Commercial_2037_Technical_million_m3_Before Competition Groups_Energy Recovery Ventilation and Ventilation (Enhanced)
Commercial | Com ¦ Condensing Unit Heaters or other Efficient Unit Heating System | 2037 | Economic | million_m3 | Before Competition Groups | 60.5613 | 0 | 0 | 2070.9819 | 0.029243 | 13 | Commercial_2037_Economic_million_m3_Before Competition Groups_13 | Condensing Unit Heaters or other Efficient Unit Heating System | 2.924% | 0 | 60.5613 | Commercial_2037_Economic_million_m3_Before Competition Groups_Condensing Unit Heaters or other Efficient Unit Heating System
Commercial | Com ¦ Condensing Unit Heaters or other Efficient Unit Heating System | 2037 | Technical | million_m3 | Before Competition Groups | 60.5613 | 0 | 0 | 2255.1856 | 0.026854 | 14 | Commercial_2037_Technical_million_m3_Before Competition Groups_14 | Condensing Unit Heaters or other Efficient Unit Heating System | 2.685% | 0 | 60.5613 | Commercial_2037_Technical_million_m3_Before Competition Groups_Condensing Unit Heaters or other Efficient Unit Heating System
Commercial | Com ¦ Condensing Unit Heaters or other Efficient Unit Heating System | 2037 | Achievable | million_m3 | Before Competition Groups | 36.6682 | 0 | 0 | 1452.0451 | 0.025253 | 16 | Commercial_2037_Achievable_million_m3_Before Competition Groups_16 | Condensing Unit Heaters or other Efficient Unit Heating System | 2.525% | 0 | 36.6682 | Commercial_2037_Achievable_million_m3_Before Competition Groups_Condensing Unit Heaters or other Efficient Unit Heating System
Commercial | Com ¦ Steam System Optimization | 2037 | Economic | million_m3 | Before Competition Groups | 47.8064 | 0 | 0 | 2070.9819 | 0.023084 | 14 | Commercial_2037_Economic_million_m3_Before Competition Groups_14 | Steam System Optimization | 2.308% | 0 | 47.8064 | Commercial_2037_Economic_million_m3_Before Competition Groups_Steam System Optimization
Commercial | Com ¦ Destratification | 2037 | Economic | million_m3 | Before Competition Groups | 45.2197 | 0 | 0 | 2070.9819 | 0.021835 | 15 | Commercial_2037_Economic_million_m3_Before Competition Groups_15 | Destratification | 2.183% | 0 | 45.2197 | Commercial_2037_Economic_million_m3_Before Competition Groups_Destratification
Commercial | Com ¦ Furnace Tune-Up | 2037 | Economic | million_m3 | Before Competition Groups | 44.2023 | 0 | 0 | 2070.9819 | 0.021344 | 16 | Commercial_2037_Economic_million_m3_Before Competition Groups_16 | Furnace Tune-Up | 2.134% | 0 | 44.2023 | Commercial_2037_Economic_million_m3_Before Competition Groups_Furnace Tune-Up
Commercial | Com ¦ Steam System Optimization | 2037 | Technical | million_m3 | Before Competition Groups | 47.8064 | 0 | 0 | 2255.1856 | 0.021198 | 15 | Commercial_2037_Technical_million_m3_Before Competition Groups_15 | Steam System Optimization | 2.12% | 0 | 47.8064 | Commercial_2037_Technical_million_m3_Before Competition Groups_Steam System Optimization
Commercial | Com ¦ Destratification | 2037 | Technical | million_m3 | Before Competition Groups | 45.2197 | 0 | 0 | 2255.1856 | 0.020051 | 16 | Commercial_2037_Technical_million_m3_Before Competition Groups_16 | Destratification | 2.005% | 0 | 45.2197 | Commercial_2037_Technical_million_m3_Before Competition Groups_Destratification
Commercial | Com ¦ Furnace Tune-Up | 2037 | Technical | million_m3 | Before Competition Groups | 44.2023 | 0 | 0 | 2255.1856 | 0.0196 | 17 | Commercial_2037_Technical_million_m3_Before Competition Groups_17 | Furnace Tune-Up | 1.96% | 0 | 44.2023 | Commercial_2037_Technical_million_m3_Before Competition Groups_Furnace Tune-Up
Commercial | Com ¦ Wall Insulation | 2037 | Achievable | million_m3 | Before Competition Groups | 26.8532 | 0 | 0 | 1452.0451 | 0.018493 | 17 | Commercial_2037_Achievable_million_m3_Before Competition Groups_17 | Wall Insulation | 1.849% | 0 | 26.8532 | Commercial_2037_Achievable_million_m3_Before Competition Groups_Wall Insulation
Commercial | Com ¦ High Efficiency Condensing Furnace AFUE 95% from 80% code | 2037 | Technical | million_m3 | Before Competition Groups | 32.496 | 0 | 0 | 2255.1856 | 0.014409 | 18 | Commercial_2037_Technical_million_m3_Before Competition Groups_18 | High Efficiency Condensing Furnace AFUE 95% from 80% code | 1.441% | 0 | 32.496 | Commercial_2037_Technical_million_m3_Before Competition Groups_High Efficiency Condensing Furnace AFUE 95% from 80% code
Commercial | Com ¦ Heat Recovery Ventilator | 2037 | Technical | million_m3 | Before Competition Groups | 30.6479 | 0 | 0 | 2255.1856 | 0.01359 | 19 | Commercial_2037_Technical_million_m3_Before Competition Groups_19 | Heat Recovery Ventilator | 1.359% | 0 | 30.6479 | Commercial_2037_Technical_million_m3_Before Competition Groups_Heat Recovery Ventilator
Commercial | Com ¦ Energy Efficient Laboratory Fume Hood | 2037 | Achievable | million_m3 | Before Competition Groups | 19.0484 | 0 | 0 | 1452.0451 | 0.013118 | 18 | Commercial_2037_Achievable_million_m3_Before Competition Groups_18 | Energy Efficient Laboratory Fume Hood | 1.312% | 0 | 19.0484 | Commercial_2037_Achievable_million_m3_Before Competition Groups_Energy Efficient Laboratory Fume Hood
Commercial | Com ¦ Wall Insulation | 2037 | Economic | million_m3 | Before Competition Groups | 24.669 | 0 | 0 | 2070.9819 | 0.011912 | 17 | Commercial_2037_Economic_million_m3_Before Competition Groups_17 | Wall Insulation | 1.191% | 0 | 24.669 | Commercial_2037_Economic_million_m3_Before Competition Groups_Wall Insulation
Commercial | Com ¦ Super-High Efficiency Furnaces (Emerging Tech) | 2037 | Technical | million_m3 | Before Competition Groups | 25.7933 | 0 | 0 | 2255.1856 | 0.011437 | 20 | Commercial_2037_Technical_million_m3_Before Competition Groups_20 | Super-High Efficiency Furnaces (Emerging Tech) | 1.144% | 0 | 25.7933 | Commercial_2037_Technical_million_m3_Before Competition Groups_Super-High Efficiency Furnaces (Emerging Tech)
Commercial | Com ¦ Wall Insulation | 2037 | Technical | million_m3 | Before Competition Groups | 24.669 | 0 | 0 | 2255.1856 | 0.010939 | 21 | Commercial_2037_Technical_million_m3_Before Competition Groups_21 | Wall Insulation | 1.094% | 0 | 24.669 | Commercial_2037_Technical_million_m3_Before Competition Groups_Wall Insulation
Commercial | Com ¦ Demand controlled Circulating Systems | 2037 | Achievable | million_m3 | Before Competition Groups | 14.0814 | 0 | 0 | 1452.0451 | 0.0096976 | 19 | Commercial_2037_Achievable_million_m3_Before Competition Groups_19 | Demand controlled Circulating Systems | 0.9698% | 0 | 14.0814 | Commercial_2037_Achievable_million_m3_Before Competition Groups_Demand controlled Circulating Systems
Commercial | Com ¦ Energy Efficient Laboratory Fume Hood | 2037 | Economic | million_m3 | Before Competition Groups | 17.5309 | 0 | 0 | 2070.9819 | 0.008465 | 18 | Commercial_2037_Economic_million_m3_Before Competition Groups_18 | Energy Efficient Laboratory Fume Hood | 0.8465% | 0 | 17.5309 | Commercial_2037_Economic_million_m3_Before Competition Groups_Energy Efficient Laboratory Fume Hood
Commercial | Com ¦ Boiler Measures | 2037 | Technical | million_m3 | Before Competition Groups | 17.5549 | 0 | 0 | 2255.1856 | 0.0077842 | 22 | Commercial_2037_Technical_million_m3_Before Competition Groups_22 | Boiler Measures | 0.7784% | 0 | 17.5549 | Commercial_2037_Technical_million_m3_Before Competition Groups_Boiler Measures
Commercial | Com ¦ Energy Efficient Laboratory Fume Hood | 2037 | Technical | million_m3 | Before Competition Groups | 17.5309 | 0 | 0 | 2255.1856 | 0.0077736 | 23 | Commercial_2037_Technical_million_m3_Before Competition Groups_23 | Energy Efficient Laboratory Fume Hood | 0.7774% | 0 | 17.5309 | Commercial_2037_Technical_million_m3_Before Competition Groups_Energy Efficient Laboratory Fume Hood
Commercial | Com ¦ Duct Insulation, R8 | 2037 | Achievable | million_m3 | Before Competition Groups | 11.0891 | 0 | 0 | 1452.0451 | 0.0076369 | 20 | Commercial_2037_Achievable_million_m3_Before Competition Groups_20 | Duct Insulation, R8 | 0.7637% | 0 | 11.0891 | Commercial_2037_Achievable_million_m3_Before Competition Groups_Duct Insulation, R8
Commercial | Com ¦ Energy Recovery Ventilation and Ventilation (Enhanced) | 2037 | Economic | million_m3 | Before Competition Groups | 14.1795 | 0 | 0 | 2070.9819 | 0.0068467 | 19 | Commercial_2037_Economic_million_m3_Before Competition Groups_19 | Energy Recovery Ventilation and Ventilation (Enhanced) | 0.6847% | 0 | 14.1795 | Commercial_2037_Economic_million_m3_Before Competition Groups_Energy Recovery Ventilation and Ventilation (Enhanced)
Commercial | Com ¦ Demand controlled Circulating Systems | 2037 | Economic | million_m3 | Before Competition Groups | 12.936 | 0 | 0 | 2070.9819 | 0.0062463 | 20 | Commercial_2037_Economic_million_m3_Before Competition Groups_20 | Demand controlled Circulating Systems | 0.6246% | 0 | 12.936 | Commercial_2037_Economic_million_m3_Before Competition Groups_Demand controlled Circulating Systems
Commercial | Com ¦ Demand controlled Circulating Systems | 2037 | Technical | million_m3 | Before Competition Groups | 12.936 | 0 | 0 | 2255.1856 | 0.0057361 | 24 | Commercial_2037_Technical_million_m3_Before Competition Groups_24 | Demand controlled Circulating Systems | 0.5736% | 0 | 12.936 | Commercial_2037_Technical_million_m3_Before Competition Groups_Demand controlled Circulating Systems
Commercial | Com ¦ Duct Insulation, R8 | 2037 | Economic | million_m3 | Before Competition Groups | 10.2103 | 0 | 0 | 2070.9819 | 0.0049302 | 21 | Commercial_2037_Economic_million_m3_Before Competition Groups_21 | Duct Insulation, R8 | 0.493% | 0 | 10.2103 | Commercial_2037_Economic_million_m3_Before Competition Groups_Duct Insulation, R8
Commercial | Com ¦ Ozone Laundry Treatment | 2037 | Achievable | million_m3 | Before Competition Groups | 7.121 | 0 | 0 | 1452.0451 | 0.0049041 | 21 | Commercial_2037_Achievable_million_m3_Before Competition Groups_21 | Ozone Laundry Treatment | 0.4904% | 0 | 7.121 | Commercial_2037_Achievable_million_m3_Before Competition Groups_Ozone Laundry Treatment
Commercial | Com ¦ Duct Insulation, R8 | 2037 | Technical | million_m3 | Before Competition Groups | 10.2103 | 0 | 0 | 2255.1856 | 0.0045275 | 25 | Commercial_2037_Technical_million_m3_Before Competition Groups_25 | Duct Insulation, R8 | 0.4527% | 0 | 10.2103 | Commercial_2037_Technical_million_m3_Before Competition Groups_Duct Insulation, R8
Commercial | Com ¦ Infrared Heaters | 2037 | Economic | million_m3 | Before Competition Groups | 8.946 | 0 | 0 | 2070.9819 | 0.0043197 | 22 | Commercial_2037_Economic_million_m3_Before Competition Groups_22 | Infrared Heaters | 0.432% | 0 | 8.946 | Commercial_2037_Economic_million_m3_Before Competition Groups_Infrared Heaters
Commercial | Com ¦ ENERGY STAR Fryer (84% eff) | 2037 | Economic | million_m3 | Before Competition Groups | 8.9435 | 0 | 0 | 2070.9819 | 0.0043185 | 23 | Commercial_2037_Economic_million_m3_Before Competition Groups_23 | ENERGY STAR Fryer (84% eff) | 0.4318% | 0 | 8.9435 | Commercial_2037_Economic_million_m3_Before Competition Groups_ENERGY STAR Fryer (84% eff)
Commercial | Com ¦ Roof Insulation/Ceiling Insulation (R25 Code to R35) | 2037 | Technical | million_m3 | Before Competition Groups | 9.2511 | 0 | 0 | 2255.1856 | 0.0041021 | 26 | Commercial_2037_Technical_million_m3_Before Competition Groups_26 | Roof Insulation/Ceiling Insulation (R25 Code to R35) | 0.4102% | 0 | 9.2511 | Commercial_2037_Technical_million_m3_Before Competition Groups_Roof Insulation/Ceiling Insulation (R25 Code to R35)
Commercial | Com ¦ ENERGY STAR Fryer (84% eff) | 2037 | Achievable | million_m3 | Before Competition Groups | 5.9263 | 0 | 0 | 1452.0451 | 0.0040813 | 22 | Commercial_2037_Achievable_million_m3_Before Competition Groups_22 | ENERGY STAR Fryer (84% eff) | 0.4081% | 0 | 5.9263 | Commercial_2037_Achievable_million_m3_Before Competition Groups_ENERGY STAR Fryer (84% eff)
Commercial | Com ¦ Infrared Heaters | 2037 | Technical | million_m3 | Before Competition Groups | 8.946 | 0 | 0 | 2255.1856 | 0.0039669 | 27 | Commercial_2037_Technical_million_m3_Before Competition Groups_27 | Infrared Heaters | 0.3967% | 0 | 8.946 | Commercial_2037_Technical_million_m3_Before Competition Groups_Infrared Heaters
Commercial | Com ¦ ENERGY STAR Fryer (84% eff) | 2037 | Technical | million_m3 | Before Competition Groups | 8.9435 | 0 | 0 | 2255.1856 | 0.0039657 | 28 | Commercial_2037_Technical_million_m3_Before Competition Groups_28 | ENERGY STAR Fryer (84% eff) | 0.3966% | 0 | 8.9435 | Commercial_2037_Technical_million_m3_Before Competition Groups_ENERGY STAR Fryer (84% eff)
Commercial | Com ¦ High Efficiency Underfired Broilers | 2037 | Achievable | million_m3 | Before Competition Groups | 5.5831 | 0 | 0 | 1452.0451 | 0.003845 | 23 | Commercial_2037_Achievable_million_m3_Before Competition Groups_23 | High Efficiency Underfired Broilers | 0.3845% | 0 | 5.5831 | Commercial_2037_Achievable_million_m3_Before Competition Groups_High Efficiency Underfired Broilers
Commercial | Com ¦ Ozone Laundry Treatment | 2037 | Economic | million_m3 | Before Competition Groups | 7.802 | 0 | 0 | 2070.9819 | 0.0037673 | 24 | Commercial_2037_Economic_million_m3_Before Competition Groups_24 | Ozone Laundry Treatment | 0.3767% | 0 | 7.802 | Commercial_2037_Economic_million_m3_Before Competition Groups_Ozone Laundry Treatment
Commercial | Com ¦ High Efficiency Underfired Broilers | 2037 | Economic | million_m3 | Before Competition Groups | 7.591 | 0 | 0 | 2070.9819 | 0.0036654 | 25 | Commercial_2037_Economic_million_m3_Before Competition Groups_25 | High Efficiency Underfired Broilers | 0.3665% | 0 | 7.591 | Commercial_2037_Economic_million_m3_Before Competition Groups_High Efficiency Underfired Broilers
Commercial | Com ¦ Heat Recovery Ventilator | 2037 | Economic | million_m3 | Before Competition Groups | 7.3467 | 0 | 0 | 2070.9819 | 0.0035475 | 26 | Commercial_2037_Economic_million_m3_Before Competition Groups_26 | Heat Recovery Ventilator | 0.3547% | 0 | 7.3467 | Commercial_2037_Economic_million_m3_Before Competition Groups_Heat Recovery Ventilator
Commercial | Com ¦ Condensing Storage Water Heater | 2037 | Technical | million_m3 | Before Competition Groups | 7.837 | 0 | 0 | 2255.1856 | 0.0034751 | 29 | Commercial_2037_Technical_million_m3_Before Competition Groups_29 | Condensing Storage Water Heater | 0.3475% | 0 | 7.837 | Commercial_2037_Technical_million_m3_Before Competition Groups_Condensing Storage Water Heater
Commercial | Com ¦ Ozone Laundry Treatment | 2037 | Technical | million_m3 | Before Competition Groups | 7.802 | 0 | 0 | 2255.1856 | 0.0034596 | 30 | Commercial_2037_Technical_million_m3_Before Competition Groups_30 | Ozone Laundry Treatment | 0.346% | 0 | 7.802 | Commercial_2037_Technical_million_m3_Before Competition Groups_Ozone Laundry Treatment
Commercial | Com ¦ Infrared Heaters | 2037 | Achievable | million_m3 | Before Competition Groups | 4.9987 | 0 | 0 | 1452.0451 | 0.0034425 | 24 | Commercial_2037_Achievable_million_m3_Before Competition Groups_24 | Infrared Heaters | 0.3443% | 0 | 4.9987 | Commercial_2037_Achievable_million_m3_Before Competition Groups_Infrared Heaters
Commercial | Com ¦ High Efficiency Underfired Broilers | 2037 | Technical | million_m3 | Before Competition Groups | 7.591 | 0 | 0 | 2255.1856 | 0.003366 | 31 | Commercial_2037_Technical_million_m3_Before Competition Groups_31 | High Efficiency Underfired Broilers | 0.3366% | 0 | 7.591 | Commercial_2037_Technical_million_m3_Before Competition Groups_High Efficiency Underfired Broilers
Commercial | Com ¦ ENERGY STAR Griddle (74% eff) | 2037 | Economic | million_m3 | Before Competition Groups | 5.8747 | 0 | 0 | 2070.9819 | 0.0028367 | 27 | Commercial_2037_Economic_million_m3_Before Competition Groups_27 | ENERGY STAR Griddle (74% eff) | 0.2837% | 0 | 5.8747 | Commercial_2037_Economic_million_m3_Before Competition Groups_ENERGY STAR Griddle (74% eff)
Commercial | Com ¦ ENERGY STAR Griddle (74% eff) | 2037 | Achievable | million_m3 | Before Competition Groups | 3.9374 | 0 | 0 | 1452.0451 | 0.0027116 | 25 | Commercial_2037_Achievable_million_m3_Before Competition Groups_25 | ENERGY STAR Griddle (74% eff) | 0.2712% | 0 | 3.9374 | Commercial_2037_Achievable_million_m3_Before Competition Groups_ENERGY STAR Griddle (74% eff)
Commercial | Com ¦ ENERGY STAR Griddle (74% eff) | 2037 | Technical | million_m3 | Before Competition Groups | 5.8747 | 0 | 0 | 2255.1856 | 0.002605 | 32 | Commercial_2037_Technical_million_m3_Before Competition Groups_32 | ENERGY STAR Griddle (74% eff) | 0.2605% | 0 | 5.8747 | Commercial_2037_Technical_million_m3_Before Competition Groups_ENERGY STAR Griddle (74% eff)
Commercial | Com ¦ Condensing Storage Water Heater | 2037 | Economic | million_m3 | Before Competition Groups | 4.9321 | 0 | 0 | 2070.9819 | 0.0023815 | 28 | Commercial_2037_Economic_million_m3_Before Competition Groups_28 | Condensing Storage Water Heater | 0.2382% | 0 | 4.9321 | Commercial_2037_Economic_million_m3_Before Competition Groups_Condensing Storage Water Heater
Commercial | Com ¦ Condensing Tankless Water Heater | 2037 | Technical | million_m3 | Before Competition Groups | 4.5502 | 0 | 0 | 2255.1856 | 0.0020177 | 33 | Commercial_2037_Technical_million_m3_Before Competition Groups_33 | Condensing Tankless Water Heater | 0.2018% | 0 | 4.5502 | Commercial_2037_Technical_million_m3_Before Competition Groups_Condensing Tankless Water Heater
Commercial | Com ¦ ENERGY STAR Dishwasher | 2037 | Economic | million_m3 | Before Competition Groups | 3.9974 | 0 | 0 | 2070.9819 | 0.0019302 | 29 | Commercial_2037_Economic_million_m3_Before Competition Groups_29 | ENERGY STAR Dishwasher | 0.193% | 0 | 3.9974 | Commercial_2037_Economic_million_m3_Before Competition Groups_ENERGY STAR Dishwasher
Commercial | Com ¦ ENERGY STAR Dishwasher | 2037 | Technical | million_m3 | Before Competition Groups | 3.9974 | 0 | 0 | 2255.1856 | 0.0017725 | 34 | Commercial_2037_Technical_million_m3_Before Competition Groups_34 | ENERGY STAR Dishwasher | 0.1773% | 0 | 3.9974 | Commercial_2037_Technical_million_m3_Before Competition Groups_ENERGY STAR Dishwasher
Commercial | Com ¦ Gas Heat Pump Water Heater | 2037 | Technical | million_m3 | Before Competition Groups | 3.9091 | 0 | 0 | 2255.1856 | 0.0017334 | 35 | Commercial_2037_Technical_million_m3_Before Competition Groups_35 | Gas Heat Pump Water Heater | 0.1733% | 0 | 3.9091 | Commercial_2037_Technical_million_m3_Before Competition Groups_Gas Heat Pump Water Heater
Commercial | Com ¦ HOTEL OCCUPANCY CONTROLS (HVAC + LIGHTING) | 2037 | Technical | million_m3 | Before Competition Groups | 3.8723 | 0 | 0 | 2255.1856 | 0.0017171 | 36 | Commercial_2037_Technical_million_m3_Before Competition Groups_36 | HOTEL OCCUPANCY CONTROLS (HVAC + LIGHTING) | 0.1717% | 0 | 3.8723 | Commercial_2037_Technical_million_m3_Before Competition Groups_HOTEL OCCUPANCY CONTROLS (HVAC + LIGHTING)
Commercial | Com ¦ Energy Recovery Ventilation and Ventilation (Enhanced) | 2037 | Achievable | million_m3 | Before Competition Groups | 2.232 | 0 | 0 | 1452.0451 | 0.0015371 | 26 | Commercial_2037_Achievable_million_m3_Before Competition Groups_26 | Energy Recovery Ventilation and Ventilation (Enhanced) | 0.1537% | 0 | 2.232 | Commercial_2037_Achievable_million_m3_Before Competition Groups_Energy Recovery Ventilation and Ventilation (Enhanced)
Commercial | Com ¦ Ice Rink Heat Recovery | 2037 | Technical | million_m3 | Before Competition Groups | 3.2819 | 0 | 0 | 2255.1856 | 0.0014553 | 37 | Commercial_2037_Technical_million_m3_Before Competition Groups_37 | Ice Rink Heat Recovery | 0.1455% | 0 | 3.2819 | Commercial_2037_Technical_million_m3_Before Competition Groups_Ice Rink Heat Recovery
Commercial | Com ¦ ENERGY STAR Dishwasher | 2037 | Achievable | million_m3 | Before Competition Groups | 2.0296 | 0 | 0 | 1452.0451 | 0.0013977 | 27 | Commercial_2037_Achievable_million_m3_Before Competition Groups_27 | ENERGY STAR Dishwasher | 0.1398% | 0 | 2.0296 | Commercial_2037_Achievable_million_m3_Before Competition Groups_ENERGY STAR Dishwasher
Commercial | Com ¦ Condensing Tankless Water Heater | 2037 | Economic | million_m3 | Before Competition Groups | 2.5997 | 0 | 0 | 2070.9819 | 0.0012553 | 30 | Commercial_2037_Economic_million_m3_Before Competition Groups_30 | Condensing Tankless Water Heater | 0.1255% | 0 | 2.5997 | Commercial_2037_Economic_million_m3_Before Competition Groups_Condensing Tankless Water Heater
Commercial | Com ¦ Dock Door Seals | 2037 | Technical | million_m3 | Before Competition Groups | 2.6009 | 0 | 0 | 2255.1856 | 0.0011533 | 38 | Commercial_2037_Technical_million_m3_Before Competition Groups_38 | Dock Door Seals | 0.1153% | 0 | 2.6009 | Commercial_2037_Technical_million_m3_Before Competition Groups_Dock Door Seals
Commercial | Com ¦ Gas Heat Pump Water Heater | 2037 | Economic | million_m3 | Before Competition Groups | 2.2289 | 0 | 0 | 2070.9819 | 0.0010762 | 31 | Commercial_2037_Economic_million_m3_Before Competition Groups_31 | Gas Heat Pump Water Heater | 0.1076% | 0 | 2.2289 | Commercial_2037_Economic_million_m3_Before Competition Groups_Gas Heat Pump Water Heater
Commercial | Com ¦ Drain Water Heat Recovery (DWHR) ¦ Retro | 2037 | Achievable | million_m3 | Before Competition Groups | 1.1768 | 0 | 0 | 1452.0451 | 0.00081042 | 28 | Commercial_2037_Achievable_million_m3_Before Competition Groups_28 | Drain Water Heat Recovery (DWHR) ¦ Retro | 0.08104% | 0 | 1.1768 | Commercial_2037_Achievable_million_m3_Before Competition Groups_Drain Water Heat Recovery (DWHR) ¦ Retro
Commercial | Com ¦ CEE Tier 2/Energy Star Clothes Washers | 2037 | Achievable | million_m3 | Before Competition Groups | 1.0548 | 0 | 0 | 1452.0451 | 0.0007264 | 29 | Commercial_2037_Achievable_million_m3_Before Competition Groups_29 | CEE Tier 2/Energy Star Clothes Washers | 0.07264% | 0 | 1.0548 | Commercial_2037_Achievable_million_m3_Before Competition Groups_CEE Tier 2/Energy Star Clothes Washers
Commercial | Com ¦ CEE Tier 2/Energy Star Clothes Washers | 2037 | Economic | million_m3 | Before Competition Groups | 1.3473 | 0 | 0 | 2070.9819 | 0.00065054 | 32 | Commercial_2037_Economic_million_m3_Before Competition Groups_32 | CEE Tier 2/Energy Star Clothes Washers | 0.06505% | 0 | 1.3473 | Commercial_2037_Economic_million_m3_Before Competition Groups_CEE Tier 2/Energy Star Clothes Washers
Commercial | Com ¦ CEE Tier 2/Energy Star Clothes Washers | 2037 | Technical | million_m3 | Before Competition Groups | 1.3473 | 0 | 0 | 2255.1856 | 0.0005974 | 39 | Commercial_2037_Technical_million_m3_Before Competition Groups_39 | CEE Tier 2/Energy Star Clothes Washers | 0.05974% | 0 | 1.3473 | Commercial_2037_Technical_million_m3_Before Competition Groups_CEE Tier 2/Energy Star Clothes Washers
Commercial | Com ¦ Drain Water Heat Recovery (DWHR) ¦ Retro | 2037 | Economic | million_m3 | Before Competition Groups | 1.0684 | 0 | 0 | 2070.9819 | 0.0005159 | 33 | Commercial_2037_Economic_million_m3_Before Competition Groups_33 | Drain Water Heat Recovery (DWHR) ¦ Retro | 0.05159% | 0 | 1.0684 | Commercial_2037_Economic_million_m3_Before Competition Groups_Drain Water Heat Recovery (DWHR) ¦ Retro
Commercial | Com ¦ Heat Recovery Ventilator | 2037 | Achievable | million_m3 | Before Competition Groups | 0.73795 | 0 | 0 | 1452.0451 | 0.00050822 | 30 | Commercial_2037_Achievable_million_m3_Before Competition Groups_30 | Heat Recovery Ventilator | 0.05082% | 0 | 0.73795 | Commercial_2037_Achievable_million_m3_Before Competition Groups_Heat Recovery Ventilator
Commercial | Com ¦ Condensing Storage Water Heater | 2037 | Achievable | million_m3 | Before Competition Groups | 0.72118 | 0 | 0 | 1452.0451 | 0.00049667 | 31 | Commercial_2037_Achievable_million_m3_Before Competition Groups_31 | Condensing Storage Water Heater | 0.04967% | 0 | 0.72118 | Commercial_2037_Achievable_million_m3_Before Competition Groups_Condensing Storage Water Heater
Commercial | Com ¦ Drain Water Heat Recovery (DWHR) ¦ Retro | 2037 | Technical | million_m3 | Before Competition Groups | 1.0684 | 0 | 0 | 2255.1856 | 0.00047376 | 40 | Commercial_2037_Technical_million_m3_Before Competition Groups_40 | Drain Water Heat Recovery (DWHR) ¦ Retro | 0.04738% | 0 | 1.0684 | Commercial_2037_Technical_million_m3_Before Competition Groups_Drain Water Heat Recovery (DWHR) ¦ Retro
Commercial | Com ¦ Low Flow Pre-Rinse Spray Nozzle | 2037 | Achievable | million_m3 | Before Competition Groups | 0.53371 | 0 | 0 | 1452.0451 | 0.00036756 | 32 | Commercial_2037_Achievable_million_m3_Before Competition Groups_32 | Low Flow Pre-Rinse Spray Nozzle | 0.03676% | 0 | 0.53371 | Commercial_2037_Achievable_million_m3_Before Competition Groups_Low Flow Pre-Rinse Spray Nozzle
Commercial | Com ¦ Low Flow Pre-Rinse Spray Nozzle | 2037 | Economic | million_m3 | Before Competition Groups | 0.73869 | 0 | 0 | 2070.9819 | 0.00035669 | 34 | Commercial_2037_Economic_million_m3_Before Competition Groups_34 | Low Flow Pre-Rinse Spray Nozzle | 0.03567% | 0 | 0.73869 | Commercial_2037_Economic_million_m3_Before Competition Groups_Low Flow Pre-Rinse Spray Nozzle
Commercial | Com ¦ Low Flow Pre-Rinse Spray Nozzle | 2037 | Technical | million_m3 | Before Competition Groups | 0.73869 | 0 | 0 | 2255.1856 | 0.00032755 | 41 | Commercial_2037_Technical_million_m3_Before Competition Groups_41 | Low Flow Pre-Rinse Spray Nozzle | 0.03276% | 0 | 0.73869 | Commercial_2037_Technical_million_m3_Before Competition Groups_Low Flow Pre-Rinse Spray Nozzle
Commercial | Com ¦ ENERGY STAR Steam Cooker | 2037 | Economic | million_m3 | Before Competition Groups | 0.63996 | 0 | 0 | 2070.9819 | 0.00030901 | 35 | Commercial_2037_Economic_million_m3_Before Competition Groups_35 | ENERGY STAR Steam Cooker | 0.0309% | 0 | 0.63996 | Commercial_2037_Economic_million_m3_Before Competition Groups_ENERGY STAR Steam Cooker
Commercial | Com ¦ Gas Heat Pump Water Heater | 2037 | Achievable | million_m3 | Before Competition Groups | 0.43022 | 0 | 0 | 1452.0451 | 0.00029629 | 33 | Commercial_2037_Achievable_million_m3_Before Competition Groups_33 | Gas Heat Pump Water Heater | 0.02963% | 0 | 0.43022 | Commercial_2037_Achievable_million_m3_Before Competition Groups_Gas Heat Pump Water Heater
Commercial | Com ¦ ENERGY STAR Steam Cooker | 2037 | Achievable | million_m3 | Before Competition Groups | 0.42414 | 0 | 0 | 1452.0451 | 0.0002921 | 34 | Commercial_2037_Achievable_million_m3_Before Competition Groups_34 | ENERGY STAR Steam Cooker | 0.02921% | 0 | 0.42414 | Commercial_2037_Achievable_million_m3_Before Competition Groups_ENERGY STAR Steam Cooker
Commercial | Com ¦ ENERGY STAR Steam Cooker | 2037 | Technical | million_m3 | Before Competition Groups | 0.63996 | 0 | 0 | 2255.1856 | 0.00028377 | 42 | Commercial_2037_Technical_million_m3_Before Competition Groups_42 | ENERGY STAR Steam Cooker | 0.02838% | 0 | 0.63996 | Commercial_2037_Technical_million_m3_Before Competition Groups_ENERGY STAR Steam Cooker
Commercial | Com ¦ Drain Water Heat Recovery (DWHR) ¦New | 2037 | Economic | million_m3 | Before Competition Groups | 0.5692 | 0 | 0 | 2070.9819 | 0.00027484 | 36 | Commercial_2037_Economic_million_m3_Before Competition Groups_36 | Drain Water Heat Recovery (DWHR) ¦New | 0.02748% | 0 | 0.5692 | Commercial_2037_Economic_million_m3_Before Competition Groups_Drain Water Heat Recovery (DWHR) ¦New
Commercial | Com ¦ Drain Water Heat Recovery (DWHR) ¦New | 2037 | Technical | million_m3 | Before Competition Groups | 0.5692 | 0 | 0 | 2255.1856 | 0.00025239 | 43 | Commercial_2037_Technical_million_m3_Before Competition Groups_43 | Drain Water Heat Recovery (DWHR) ¦New | 0.02524% | 0 | 0.5692 | Commercial_2037_Technical_million_m3_Before Competition Groups_Drain Water Heat Recovery (DWHR) ¦New
Commercial | Com ¦ Drain Water Heat Recovery (DWHR) ¦New | 2037 | Achievable | million_m3 | Before Competition Groups | 0.31303 | 0 | 0 | 1452.0451 | 0.00021558 | 35 | Commercial_2037_Achievable_million_m3_Before Competition Groups_35 | Drain Water Heat Recovery (DWHR) ¦New | 0.02156% | 0 | 0.31303 | Commercial_2037_Achievable_million_m3_Before Competition Groups_Drain Water Heat Recovery (DWHR) ¦New
Commercial | Com ¦ Condensing Tankless Water Heater | 2037 | Achievable | million_m3 | Before Competition Groups | 0.28674 | 0 | 0 | 1452.0451 | 0.00019747 | 36 | Commercial_2037_Achievable_million_m3_Before Competition Groups_36 | Condensing Tankless Water Heater | 0.01975% | 0 | 0.28674 | Commercial_2037_Achievable_million_m3_Before Competition Groups_Condensing Tankless Water Heater
Commercial | Com ¦ Solar Water Preheat (Pools/DHW) | 2037 | Economic | million_m3 | Before Competition Groups | 0.3049 | 0 | 0 | 2070.9819 | 0.00014723 | 37 | Commercial_2037_Economic_million_m3_Before Competition Groups_37 | Solar Water Preheat (Pools/DHW) | 0.01472% | 0 | 0.3049 | Commercial_2037_Economic_million_m3_Before Competition Groups_Solar Water Preheat (Pools/DHW)
Commercial | Com ¦ Solar Water Preheat (Pools/DHW) | 2037 | Technical | million_m3 | Before Competition Groups | 0.3105 | 0 | 0 | 2255.1856 | 0.00013768 | 44 | Commercial_2037_Technical_million_m3_Before Competition Groups_44 | Solar Water Preheat (Pools/DHW) | 0.01377% | 0 | 0.3105 | Commercial_2037_Technical_million_m3_Before Competition Groups_Solar Water Preheat (Pools/DHW)
Commercial | Com ¦ Solar Water Preheat (Pools/DHW) | 2037 | Achievable | million_m3 | Before Competition Groups | 0.15471 | 0 | 0 | 1452.0451 | 0.00010655 | 37 | Commercial_2037_Achievable_million_m3_Before Competition Groups_37 | Solar Water Preheat (Pools/DHW) | 0.01065% | 0 | 0.15471 | Commercial_2037_Achievable_million_m3_Before Competition Groups_Solar Water Preheat (Pools/DHW)
Commercial | Com ¦ Air Curtains | 2037 | Achievable | million_m3 | Before Competition Groups | 0.13937 | 0 | 0 | 1452.0451 | 9.5979e-05 | 38 | Commercial_2037_Achievable_million_m3_Before Competition Groups_38 | Air Curtains | 0.009598% | 0 | 0.13937 | Commercial_2037_Achievable_million_m3_Before Competition Groups_Air Curtains
Commercial | Com ¦ Air Curtains | 2037 | Economic | million_m3 | Before Competition Groups | 0.1495 | 0 | 0 | 2070.9819 | 7.2189e-05 | 38 | Commercial_2037_Economic_million_m3_Before Competition Groups_38 | Air Curtains | 0.007219% | 0 | 0.1495 | Commercial_2037_Economic_million_m3_Before Competition Groups_Air Curtains
Commercial | Com ¦ Gas Convection Oven | 2037 | Technical | million_m3 | Before Competition Groups | 0.15118 | 0 | 0 | 2255.1856 | 6.7035e-05 | 45 | Commercial_2037_Technical_million_m3_Before Competition Groups_45 | Gas Convection Oven | 0.006703% | 0 | 0.15118 | Commercial_2037_Technical_million_m3_Before Competition Groups_Gas Convection Oven
Commercial | Com ¦ Air Curtains | 2037 | Technical | million_m3 | Before Competition Groups | 0.1495 | 0 | 0 | 2255.1856 | 6.6293e-05 | 46 | Commercial_2037_Technical_million_m3_Before Competition Groups_46 | Air Curtains | 0.006629% | 0 | 0.1495 | Commercial_2037_Technical_million_m3_Before Competition Groups_Air Curtains
Commercial | Com ¦ Super High Perf Glazing ¦RET | 2037 | Achievable | million_m3 | Before Competition Groups | 0.057841 | 0 | 0 | 1452.0451 | 3.9834e-05 | 39 | Commercial_2037_Achievable_million_m3_Before Competition Groups_39 | Super High Perf Glazing ¦RET | 0.003983% | 0 | 0.057841 | Commercial_2037_Achievable_million_m3_Before Competition Groups_Super High Perf Glazing ¦RET
Commercial | Com ¦ Solar Preheat Make up Air | 2037 | Technical | million_m3 | Before Competition Groups | 0.058688 | 0 | 0 | 2255.1856 | 2.6024e-05 | 47 | Commercial_2037_Technical_million_m3_Before Competition Groups_47 | Solar Preheat Make up Air | 0.002602% | 0 | 0.058688 | Commercial_2037_Technical_million_m3_Before Competition Groups_Solar Preheat Make up Air
Commercial | Com ¦ Super High Perf Glazing ¦RET | 2037 | Economic | million_m3 | Before Competition Groups | 0.053288 | 0 | 0 | 2070.9819 | 2.5731e-05 | 39 | Commercial_2037_Economic_million_m3_Before Competition Groups_39 | Super High Perf Glazing ¦RET | 0.002573% | 0 | 0.053288 | Commercial_2037_Economic_million_m3_Before Competition Groups_Super High Perf Glazing ¦RET
Commercial | Com ¦ Super High Perf Glazing ¦RET | 2037 | Technical | million_m3 | Before Competition Groups | 0.053288 | 0 | 0 | 2255.1856 | 2.3629e-05 | 48 | Commercial_2037_Technical_million_m3_Before Competition Groups_48 | Super High Perf Glazing ¦RET | 0.002363% | 0 | 0.053288 | Commercial_2037_Technical_million_m3_Before Competition Groups_Super High Perf Glazing ¦RET
Commercial | Com ¦ Super High Perf Glazing ¦New | 2037 | Economic | million_m3 | Before Competition Groups | 0.028268 | 0 | 0 | 2070.9819 | 1.3649e-05 | 40 | Commercial_2037_Economic_million_m3_Before Competition Groups_40 | Super High Perf Glazing ¦New | 0.001365% | 0 | 0.028268 | Commercial_2037_Economic_million_m3_Before Competition Groups_Super High Perf Glazing ¦New
Commercial | Com ¦ Super High Perf Glazing ¦New | 2037 | Achievable | million_m3 | Before Competition Groups | 0.019662 | 0 | 0 | 1452.0451 | 1.3541e-05 | 40 | Commercial_2037_Achievable_million_m3_Before Competition Groups_40 | Super High Perf Glazing ¦New | 0.001354% | 0 | 0.019662 | Commercial_2037_Achievable_million_m3_Before Competition Groups_Super High Perf Glazing ¦New
Commercial | Com ¦ Super High Perf Glazing ¦New | 2037 | Technical | million_m3 | Before Competition Groups | 0.028268 | 0 | 0 | 2255.1856 | 1.2535e-05 | 49 | Commercial_2037_Technical_million_m3_Before Competition Groups_49 | Super High Perf Glazing ¦New | 0.001253% | 0 | 0.028268 | Commercial_2037_Technical_million_m3_Before Competition Groups_Super High Perf Glazing ¦New
Commercial | Com ¦ Condensing Boiler ¦ Std | 2038 | Economic | million_m3 | Before Competition Groups | 304.1517 | 0 | 0 | 2107.1259 | 0.14434 | 1 | Commercial_2038_Economic_million_m3_Before Competition Groups_1 | Condensing Boiler ¦ Std | 14.43% | 0 | 304.1517 | Commercial_2038_Economic_million_m3_Before Competition Groups_Condensing Boiler ¦ Std
Commercial | Com ¦ Condensing Boiler ¦ Std | 2038 | Technical | million_m3 | Before Competition Groups | 304.1517 | 0 | 0 | 2293.1273 | 0.13264 | 1 | Commercial_2038_Technical_million_m3_Before Competition Groups_1 | Condensing Boiler ¦ Std | 13.26% | 0 | 304.1517 | Commercial_2038_Technical_million_m3_Before Competition Groups_Condensing Boiler ¦ Std
Commercial | Com ¦ Condensing Boiler ¦ Std | 2038 | Achievable | million_m3 | Before Competition Groups | 182.926 | 0 | 0 | 1538.5845 | 0.11889 | 1 | Commercial_2038_Achievable_million_m3_Before Competition Groups_1 | Condensing Boiler ¦ Std | 11.89% | 0 | 182.926 | Commercial_2038_Achievable_million_m3_Before Competition Groups_Condensing Boiler ¦ Std
Commercial | Com ¦ Building Recommissioning, Operations and Maintenance (O&M) Improvements | 2038 | Economic | million_m3 | Before Competition Groups | 230.6004 | 0 | 0 | 2107.1259 | 0.10944 | 2 | Commercial_2038_Economic_million_m3_Before Competition Groups_2 | Building Recommissioning, Operations and Maintenance (O&M) Improvements | 10.94% | 0 | 230.6004 | Commercial_2038_Economic_million_m3_Before Competition Groups_Building Recommissioning, Operations and Maintenance (O&M) Improvements
Commercial | Com ¦ Demand Control Ventilation | 2038 | Achievable | million_m3 | Before Competition Groups | 158.3377 | 0 | 0 | 1538.5845 | 0.10291 | 2 | Commercial_2038_Achievable_million_m3_Before Competition Groups_2 | Demand Control Ventilation | 10.29% | 0 | 158.3377 | Commercial_2038_Achievable_million_m3_Before Competition Groups_Demand Control Ventilation
Commercial | Com ¦ Gas Fired Rooftop Units | 2038 | Economic | million_m3 | Before Competition Groups | 215.8615 | 0 | 0 | 2107.1259 | 0.10244 | 3 | Commercial_2038_Economic_million_m3_Before Competition Groups_3 | Gas Fired Rooftop Units | 10.24% | 0 | 215.8615 | Commercial_2038_Economic_million_m3_Before Competition Groups_Gas Fired Rooftop Units
Commercial | Com ¦ Building Recommissioning, Operations and Maintenance (O&M) Improvements | 2038 | Achievable | million_m3 | Before Competition Groups | 156.0428 | 0 | 0 | 1538.5845 | 0.10142 | 3 | Commercial_2038_Achievable_million_m3_Before Competition Groups_3 | Building Recommissioning, Operations and Maintenance (O&M) Improvements | 10.14% | 0 | 156.0428 | Commercial_2038_Achievable_million_m3_Before Competition Groups_Building Recommissioning, Operations and Maintenance (O&M) Improvements
Commercial | Com ¦ Demand Control Ventilation | 2038 | Economic | million_m3 | Before Competition Groups | 212.0181 | 0 | 0 | 2107.1259 | 0.10062 | 4 | Commercial_2038_Economic_million_m3_Before Competition Groups_4 | Demand Control Ventilation | 10.06% | 0 | 212.0181 | Commercial_2038_Economic_million_m3_Before Competition Groups_Demand Control Ventilation
Commercial | Com ¦ Building Recommissioning, Operations and Maintenance (O&M) Improvements | 2038 | Technical | million_m3 | Before Competition Groups | 230.6004 | 0 | 0 | 2293.1273 | 0.10056 | 2 | Commercial_2038_Technical_million_m3_Before Competition Groups_2 | Building Recommissioning, Operations and Maintenance (O&M) Improvements | 10.06% | 0 | 230.6004 | Commercial_2038_Technical_million_m3_Before Competition Groups_Building Recommissioning, Operations and Maintenance (O&M) Improvements
Commercial | Com ¦ Demand Control Ventilation | 2038 | Technical | million_m3 | Before Competition Groups | 219.6833 | 0 | 0 | 2293.1273 | 0.095801 | 3 | Commercial_2038_Technical_million_m3_Before Competition Groups_3 | Demand Control Ventilation | 9.58% | 0 | 219.6833 | Commercial_2038_Technical_million_m3_Before Competition Groups_Demand Control Ventilation
Commercial | Com ¦ Gas Fired Rooftop Units | 2038 | Technical | million_m3 | Before Competition Groups | 215.8615 | 0 | 0 | 2293.1273 | 0.094134 | 4 | Commercial_2038_Technical_million_m3_Before Competition Groups_4 | Gas Fired Rooftop Units | 9.413% | 0 | 215.8615 | Commercial_2038_Technical_million_m3_Before Competition Groups_Gas Fired Rooftop Units
Commercial | Com ¦ Adaptive Thermostats | 2038 | Achievable | million_m3 | Before Competition Groups | 139.8395 | 0 | 0 | 1538.5845 | 0.090888 | 4 | Commercial_2038_Achievable_million_m3_Before Competition Groups_4 | Adaptive Thermostats | 9.089% | 0 | 139.8395 | Commercial_2038_Achievable_million_m3_Before Competition Groups_Adaptive Thermostats
Commercial | Com ¦ Gas Fired Rooftop Units | 2038 | Achievable | million_m3 | Before Competition Groups | 120.9791 | 0 | 0 | 1538.5845 | 0.07863 | 5 | Commercial_2038_Achievable_million_m3_Before Competition Groups_5 | Gas Fired Rooftop Units | 7.863% | 0 | 120.9791 | Commercial_2038_Achievable_million_m3_Before Competition Groups_Gas Fired Rooftop Units
Commercial | Com ¦ Boilers - Advanced Controls (Steam Systems) | 2038 | Economic | million_m3 | Before Competition Groups | 152.188 | 0 | 0 | 2107.1259 | 0.072225 | 5 | Commercial_2038_Economic_million_m3_Before Competition Groups_5 | Boilers - Advanced Controls (Steam Systems) | 7.223% | 0 | 152.188 | Commercial_2038_Economic_million_m3_Before Competition Groups_Boilers - Advanced Controls (Steam Systems)
Commercial | Com ¦ Boilers - Advanced Controls (Steam Systems) | 2038 | Technical | million_m3 | Before Competition Groups | 152.188 | 0 | 0 | 2293.1273 | 0.066367 | 5 | Commercial_2038_Technical_million_m3_Before Competition Groups_5 | Boilers - Advanced Controls (Steam Systems) | 6.637% | 0 | 152.188 | Commercial_2038_Technical_million_m3_Before Competition Groups_Boilers - Advanced Controls (Steam Systems)
Commercial | Com ¦ Adaptive Thermostats | 2038 | Economic | million_m3 | Before Competition Groups | 138.8478 | 0 | 0 | 2107.1259 | 0.065894 | 6 | Commercial_2038_Economic_million_m3_Before Competition Groups_6 | Adaptive Thermostats | 6.589% | 0 | 138.8478 | Commercial_2038_Economic_million_m3_Before Competition Groups_Adaptive Thermostats
Commercial | Com ¦ Adaptive Thermostats | 2038 | Technical | million_m3 | Before Competition Groups | 138.8478 | 0 | 0 | 2293.1273 | 0.06055 | 6 | Commercial_2038_Technical_million_m3_Before Competition Groups_6 | Adaptive Thermostats | 6.055% | 0 | 138.8478 | Commercial_2038_Technical_million_m3_Before Competition Groups_Adaptive Thermostats
Commercial | Com ¦ Air Handler with Dedicated Outdoor Air Systems | 2038 | Achievable | million_m3 | Before Competition Groups | 81.9156 | 0 | 0 | 1538.5845 | 0.053241 | 6 | Commercial_2038_Achievable_million_m3_Before Competition Groups_6 | Air Handler with Dedicated Outdoor Air Systems | 5.324% | 0 | 81.9156 | Commercial_2038_Achievable_million_m3_Before Competition Groups_Air Handler with Dedicated Outdoor Air Systems
Commercial | Com ¦ Boilers - Advanced Controls (Steam Systems) | 2038 | Achievable | million_m3 | Before Competition Groups | 80.7585 | 0 | 0 | 1538.5845 | 0.052489 | 7 | Commercial_2038_Achievable_million_m3_Before Competition Groups_7 | Boilers - Advanced Controls (Steam Systems) | 5.249% | 0 | 80.7585 | Commercial_2038_Achievable_million_m3_Before Competition Groups_Boilers - Advanced Controls (Steam Systems)
Commercial | Com ¦ Condensing Make Up Air Unit | 2038 | Economic | million_m3 | Before Competition Groups | 108.2383 | 0 | 0 | 2107.1259 | 0.051368 | 7 | Commercial_2038_Economic_million_m3_Before Competition Groups_7 | Condensing Make Up Air Unit | 5.137% | 0 | 108.2383 | Commercial_2038_Economic_million_m3_Before Competition Groups_Condensing Make Up Air Unit
Commercial | Com ¦ Condensing Make Up Air Unit | 2038 | Technical | million_m3 | Before Competition Groups | 108.2383 | 0 | 0 | 2293.1273 | 0.047201 | 7 | Commercial_2038_Technical_million_m3_Before Competition Groups_7 | Condensing Make Up Air Unit | 4.72% | 0 | 108.2383 | Commercial_2038_Technical_million_m3_Before Competition Groups_Condensing Make Up Air Unit
Commercial | Com ¦ Condensing Make Up Air Unit | 2038 | Achievable | million_m3 | Before Competition Groups | 70.354 | 0 | 0 | 1538.5845 | 0.045726 | 8 | Commercial_2038_Achievable_million_m3_Before Competition Groups_8 | Condensing Make Up Air Unit | 4.573% | 0 | 70.354 | Commercial_2038_Achievable_million_m3_Before Competition Groups_Condensing Make Up Air Unit
Commercial | Com ¦ Education and Capacity Building/Energy Behavior | 2038 | Achievable | million_m3 | Before Competition Groups | 65.9203 | 0 | 0 | 1538.5845 | 0.042845 | 9 | Commercial_2038_Achievable_million_m3_Before Competition Groups_9 | Education and Capacity Building/Energy Behavior | 4.284% | 0 | 65.9203 | Commercial_2038_Achievable_million_m3_Before Competition Groups_Education and Capacity Building/Energy Behavior
Commercial | Com ¦ Gas Fired Heat Pump | 2038 | Economic | million_m3 | Before Competition Groups | 89.8234 | 0 | 0 | 2107.1259 | 0.042628 | 8 | Commercial_2038_Economic_million_m3_Before Competition Groups_8 | Gas Fired Heat Pump | 4.263% | 0 | 89.8234 | Commercial_2038_Economic_million_m3_Before Competition Groups_Gas Fired Heat Pump
Commercial | Com ¦ Air Handler with Dedicated Outdoor Air Systems | 2038 | Economic | million_m3 | Before Competition Groups | 85.151 | 0 | 0 | 2107.1259 | 0.040411 | 9 | Commercial_2038_Economic_million_m3_Before Competition Groups_9 | Air Handler with Dedicated Outdoor Air Systems | 4.041% | 0 | 85.151 | Commercial_2038_Economic_million_m3_Before Competition Groups_Air Handler with Dedicated Outdoor Air Systems
Commercial | Com ¦ Gas Fired Heat Pump | 2038 | Achievable | million_m3 | Before Competition Groups | 60.8572 | 0 | 0 | 1538.5845 | 0.039554 | 10 | Commercial_2038_Achievable_million_m3_Before Competition Groups_10 | Gas Fired Heat Pump | 3.955% | 0 | 60.8572 | Commercial_2038_Achievable_million_m3_Before Competition Groups_Gas Fired Heat Pump
Commercial | Com ¦ Gas Fired Heat Pump | 2038 | Technical | million_m3 | Before Competition Groups | 89.8234 | 0 | 0 | 2293.1273 | 0.039171 | 8 | Commercial_2038_Technical_million_m3_Before Competition Groups_8 | Gas Fired Heat Pump | 3.917% | 0 | 89.8234 | Commercial_2038_Technical_million_m3_Before Competition Groups_Gas Fired Heat Pump
Commercial | Com ¦ Demand Control Kitchen Ventilation | 2038 | Achievable | million_m3 | Before Competition Groups | 60.0659 | 0 | 0 | 1538.5845 | 0.03904 | 11 | Commercial_2038_Achievable_million_m3_Before Competition Groups_11 | Demand Control Kitchen Ventilation | 3.904% | 0 | 60.0659 | Commercial_2038_Achievable_million_m3_Before Competition Groups_Demand Control Kitchen Ventilation
Commercial | Com ¦ Advanced BAS/Controllers | 2038 | Economic | million_m3 | Before Competition Groups | 78.346 | 0 | 0 | 2107.1259 | 0.037181 | 10 | Commercial_2038_Economic_million_m3_Before Competition Groups_10 | Advanced BAS/Controllers | 3.718% | 0 | 78.346 | Commercial_2038_Economic_million_m3_Before Competition Groups_Advanced BAS/Controllers
Commercial | Com ¦ Air Handler with Dedicated Outdoor Air Systems | 2038 | Technical | million_m3 | Before Competition Groups | 85.151 | 0 | 0 | 2293.1273 | 0.037133 | 9 | Commercial_2038_Technical_million_m3_Before Competition Groups_9 | Air Handler with Dedicated Outdoor Air Systems | 3.713% | 0 | 85.151 | Commercial_2038_Technical_million_m3_Before Competition Groups_Air Handler with Dedicated Outdoor Air Systems
Commercial | Com ¦ Advanced BAS/Controllers | 2038 | Achievable | million_m3 | Before Competition Groups | 56.2604 | 0 | 0 | 1538.5845 | 0.036566 | 12 | Commercial_2038_Achievable_million_m3_Before Competition Groups_12 | Advanced BAS/Controllers | 3.657% | 0 | 56.2604 | Commercial_2038_Achievable_million_m3_Before Competition Groups_Advanced BAS/Controllers
Commercial | Com ¦ Demand Control Kitchen Ventilation | 2038 | Economic | million_m3 | Before Competition Groups | 74.6302 | 0 | 0 | 2107.1259 | 0.035418 | 11 | Commercial_2038_Economic_million_m3_Before Competition Groups_11 | Demand Control Kitchen Ventilation | 3.542% | 0 | 74.6302 | Commercial_2038_Economic_million_m3_Before Competition Groups_Demand Control Kitchen Ventilation
Commercial | Com ¦ Education and Capacity Building/Energy Behavior | 2038 | Economic | million_m3 | Before Competition Groups | 73.0706 | 0 | 0 | 2107.1259 | 0.034678 | 12 | Commercial_2038_Economic_million_m3_Before Competition Groups_12 | Education and Capacity Building/Energy Behavior | 3.468% | 0 | 73.0706 | Commercial_2038_Economic_million_m3_Before Competition Groups_Education and Capacity Building/Energy Behavior
Commercial | Com ¦ Steam System Optimization | 2038 | Achievable | million_m3 | Before Competition Groups | 52.7354 | 0 | 0 | 1538.5845 | 0.034275 | 13 | Commercial_2038_Achievable_million_m3_Before Competition Groups_13 | Steam System Optimization | 3.428% | 0 | 52.7354 | Commercial_2038_Achievable_million_m3_Before Competition Groups_Steam System Optimization
Commercial | Com ¦ Advanced BAS/Controllers | 2038 | Technical | million_m3 | Before Competition Groups | 78.346 | 0 | 0 | 2293.1273 | 0.034166 | 10 | Commercial_2038_Technical_million_m3_Before Competition Groups_10 | Advanced BAS/Controllers | 3.417% | 0 | 78.346 | Commercial_2038_Technical_million_m3_Before Competition Groups_Advanced BAS/Controllers
Commercial | Com ¦ Destratification | 2038 | Achievable | million_m3 | Before Competition Groups | 50.8555 | 0 | 0 | 1538.5845 | 0.033053 | 14 | Commercial_2038_Achievable_million_m3_Before Competition Groups_14 | Destratification | 3.305% | 0 | 50.8555 | Commercial_2038_Achievable_million_m3_Before Competition Groups_Destratification
Commercial | Com ¦ Demand Control Kitchen Ventilation | 2038 | Technical | million_m3 | Before Competition Groups | 74.6302 | 0 | 0 | 2293.1273 | 0.032545 | 11 | Commercial_2038_Technical_million_m3_Before Competition Groups_11 | Demand Control Kitchen Ventilation | 3.255% | 0 | 74.6302 | Commercial_2038_Technical_million_m3_Before Competition Groups_Demand Control Kitchen Ventilation
Commercial | Com ¦ Education and Capacity Building/Energy Behavior | 2038 | Technical | million_m3 | Before Competition Groups | 73.0706 | 0 | 0 | 2293.1273 | 0.031865 | 12 | Commercial_2038_Technical_million_m3_Before Competition Groups_12 | Education and Capacity Building/Energy Behavior | 3.187% | 0 | 73.0706 | Commercial_2038_Technical_million_m3_Before Competition Groups_Education and Capacity Building/Energy Behavior
Commercial | Com ¦ Furnace Tune-Up | 2038 | Achievable | million_m3 | Before Competition Groups | 48.6092 | 0 | 0 | 1538.5845 | 0.031593 | 15 | Commercial_2038_Achievable_million_m3_Before Competition Groups_15 | Furnace Tune-Up | 3.159% | 0 | 48.6092 | Commercial_2038_Achievable_million_m3_Before Competition Groups_Furnace Tune-Up
Commercial | Com ¦ Condensing Unit Heaters or other Efficient Unit Heating System | 2038 | Economic | million_m3 | Before Competition Groups | 63.5559 | 0 | 0 | 2107.1259 | 0.030162 | 13 | Commercial_2038_Economic_million_m3_Before Competition Groups_13 | Condensing Unit Heaters or other Efficient Unit Heating System | 3.016% | 0 | 63.5559 | Commercial_2038_Economic_million_m3_Before Competition Groups_Condensing Unit Heaters or other Efficient Unit Heating System
Commercial | Com ¦ Energy Recovery Ventilation and Ventilation (Enhanced) | 2038 | Technical | million_m3 | Before Competition Groups | 67.1562 | 0 | 0 | 2293.1273 | 0.029286 | 13 | Commercial_2038_Technical_million_m3_Before Competition Groups_13 | Energy Recovery Ventilation and Ventilation (Enhanced) | 2.929% | 0 | 67.1562 | Commercial_2038_Technical_million_m3_Before Competition Groups_Energy Recovery Ventilation and Ventilation (Enhanced)
Commercial | Com ¦ Condensing Unit Heaters or other Efficient Unit Heating System | 2038 | Technical | million_m3 | Before Competition Groups | 63.5559 | 0 | 0 | 2293.1273 | 0.027716 | 14 | Commercial_2038_Technical_million_m3_Before Competition Groups_14 | Condensing Unit Heaters or other Efficient Unit Heating System | 2.772% | 0 | 63.5559 | Commercial_2038_Technical_million_m3_Before Competition Groups_Condensing Unit Heaters or other Efficient Unit Heating System
Commercial | Com ¦ Condensing Unit Heaters or other Efficient Unit Heating System | 2038 | Achievable | million_m3 | Before Competition Groups | 39.8279 | 0 | 0 | 1538.5845 | 0.025886 | 16 | Commercial_2038_Achievable_million_m3_Before Competition Groups_16 | Condensing Unit Heaters or other Efficient Unit Heating System | 2.589% | 0 | 39.8279 | Commercial_2038_Achievable_million_m3_Before Competition Groups_Condensing Unit Heaters or other Efficient Unit Heating System
Commercial | Com ¦ Steam System Optimization | 2038 | Economic | million_m3 | Before Competition Groups | 46.8455 | 0 | 0 | 2107.1259 | 0.022232 | 14 | Commercial_2038_Economic_million_m3_Before Competition Groups_14 | Steam System Optimization | 2.223% | 0 | 46.8455 | Commercial_2038_Economic_million_m3_Before Competition Groups_Steam System Optimization
Commercial | Com ¦ Destratification | 2038 | Economic | million_m3 | Before Competition Groups | 44.1726 | 0 | 0 | 2107.1259 | 0.020963 | 15 | Commercial_2038_Economic_million_m3_Before Competition Groups_15 | Destratification | 2.096% | 0 | 44.1726 | Commercial_2038_Economic_million_m3_Before Competition Groups_Destratification
Commercial | Com ¦ Furnace Tune-Up | 2038 | Economic | million_m3 | Before Competition Groups | 43.3139 | 0 | 0 | 2107.1259 | 0.020556 | 16 | Commercial_2038_Economic_million_m3_Before Competition Groups_16 | Furnace Tune-Up | 2.056% | 0 | 43.3139 | Commercial_2038_Economic_million_m3_Before Competition Groups_Furnace Tune-Up
Commercial | Com ¦ Steam System Optimization | 2038 | Technical | million_m3 | Before Competition Groups | 46.8455 | 0 | 0 | 2293.1273 | 0.020429 | 15 | Commercial_2038_Technical_million_m3_Before Competition Groups_15 | Steam System Optimization | 2.043% | 0 | 46.8455 | Commercial_2038_Technical_million_m3_Before Competition Groups_Steam System Optimization
Commercial | Com ¦ Destratification | 2038 | Technical | million_m3 | Before Competition Groups | 44.1726 | 0 | 0 | 2293.1273 | 0.019263 | 16 | Commercial_2038_Technical_million_m3_Before Competition Groups_16 | Destratification | 1.926% | 0 | 44.1726 | Commercial_2038_Technical_million_m3_Before Competition Groups_Destratification
Commercial | Com ¦ Furnace Tune-Up | 2038 | Technical | million_m3 | Before Competition Groups | 43.3139 | 0 | 0 | 2293.1273 | 0.018889 | 17 | Commercial_2038_Technical_million_m3_Before Competition Groups_17 | Furnace Tune-Up | 1.889% | 0 | 43.3139 | Commercial_2038_Technical_million_m3_Before Competition Groups_Furnace Tune-Up
Commercial | Com ¦ Wall Insulation | 2038 | Achievable | million_m3 | Before Competition Groups | 27.2238 | 0 | 0 | 1538.5845 | 0.017694 | 17 | Commercial_2038_Achievable_million_m3_Before Competition Groups_17 | Wall Insulation | 1.769% | 0 | 27.2238 | Commercial_2038_Achievable_million_m3_Before Competition Groups_Wall Insulation
Commercial | Com ¦ High Efficiency Condensing Furnace AFUE 95% from 80% code | 2038 | Technical | million_m3 | Before Competition Groups | 31.8428 | 0 | 0 | 2293.1273 | 0.013886 | 18 | Commercial_2038_Technical_million_m3_Before Competition Groups_18 | High Efficiency Condensing Furnace AFUE 95% from 80% code | 1.389% | 0 | 31.8428 | Commercial_2038_Technical_million_m3_Before Competition Groups_High Efficiency Condensing Furnace AFUE 95% from 80% code
Commercial | Com ¦ Heat Recovery Ventilator | 2038 | Technical | million_m3 | Before Competition Groups | 30.5711 | 0 | 0 | 2293.1273 | 0.013332 | 19 | Commercial_2038_Technical_million_m3_Before Competition Groups_19 | Heat Recovery Ventilator | 1.333% | 0 | 30.5711 | Commercial_2038_Technical_million_m3_Before Competition Groups_Heat Recovery Ventilator
Commercial | Com ¦ Energy Efficient Laboratory Fume Hood | 2038 | Achievable | million_m3 | Before Competition Groups | 19.3166 | 0 | 0 | 1538.5845 | 0.012555 | 18 | Commercial_2038_Achievable_million_m3_Before Competition Groups_18 | Energy Efficient Laboratory Fume Hood | 1.255% | 0 | 19.3166 | Commercial_2038_Achievable_million_m3_Before Competition Groups_Energy Efficient Laboratory Fume Hood
Commercial | Com ¦ Super-High Efficiency Furnaces (Emerging Tech) | 2038 | Technical | million_m3 | Before Competition Groups | 27.0789 | 0 | 0 | 2293.1273 | 0.011809 | 20 | Commercial_2038_Technical_million_m3_Before Competition Groups_20 | Super-High Efficiency Furnaces (Emerging Tech) | 1.181% | 0 | 27.0789 | Commercial_2038_Technical_million_m3_Before Competition Groups_Super-High Efficiency Furnaces (Emerging Tech)
Commercial | Com ¦ Wall Insulation | 2038 | Economic | million_m3 | Before Competition Groups | 24.1731 | 0 | 0 | 2107.1259 | 0.011472 | 17 | Commercial_2038_Economic_million_m3_Before Competition Groups_17 | Wall Insulation | 1.147% | 0 | 24.1731 | Commercial_2038_Economic_million_m3_Before Competition Groups_Wall Insulation
Commercial | Com ¦ Wall Insulation | 2038 | Technical | million_m3 | Before Competition Groups | 24.1731 | 0 | 0 | 2293.1273 | 0.010542 | 21 | Commercial_2038_Technical_million_m3_Before Competition Groups_21 | Wall Insulation | 1.054% | 0 | 24.1731 | Commercial_2038_Technical_million_m3_Before Competition Groups_Wall Insulation
Commercial | Com ¦ Demand controlled Circulating Systems | 2038 | Achievable | million_m3 | Before Competition Groups | 14.2757 | 0 | 0 | 1538.5845 | 0.0092785 | 19 | Commercial_2038_Achievable_million_m3_Before Competition Groups_19 | Demand controlled Circulating Systems | 0.9278% | 0 | 14.2757 | Commercial_2038_Achievable_million_m3_Before Competition Groups_Demand controlled Circulating Systems
Commercial | Com ¦ Energy Efficient Laboratory Fume Hood | 2038 | Economic | million_m3 | Before Competition Groups | 17.1785 | 0 | 0 | 2107.1259 | 0.0081526 | 18 | Commercial_2038_Economic_million_m3_Before Competition Groups_18 | Energy Efficient Laboratory Fume Hood | 0.8153% | 0 | 17.1785 | Commercial_2038_Economic_million_m3_Before Competition Groups_Energy Efficient Laboratory Fume Hood
Commercial | Com ¦ Boiler Measures | 2038 | Technical | million_m3 | Before Competition Groups | 17.8755 | 0 | 0 | 2293.1273 | 0.0077953 | 22 | Commercial_2038_Technical_million_m3_Before Competition Groups_22 | Boiler Measures | 0.7795% | 0 | 17.8755 | Commercial_2038_Technical_million_m3_Before Competition Groups_Boiler Measures
Commercial | Com ¦ Energy Efficient Laboratory Fume Hood | 2038 | Technical | million_m3 | Before Competition Groups | 17.1785 | 0 | 0 | 2293.1273 | 0.0074913 | 23 | Commercial_2038_Technical_million_m3_Before Competition Groups_23 | Energy Efficient Laboratory Fume Hood | 0.7491% | 0 | 17.1785 | Commercial_2038_Technical_million_m3_Before Competition Groups_Energy Efficient Laboratory Fume Hood
Commercial | Com ¦ Duct Insulation, R8 | 2038 | Achievable | million_m3 | Before Competition Groups | 11.2461 | 0 | 0 | 1538.5845 | 0.0073094 | 20 | Commercial_2038_Achievable_million_m3_Before Competition Groups_20 | Duct Insulation, R8 | 0.7309% | 0 | 11.2461 | Commercial_2038_Achievable_million_m3_Before Competition Groups_Duct Insulation, R8
Commercial | Com ¦ Energy Recovery Ventilation and Ventilation (Enhanced) | 2038 | Economic | million_m3 | Before Competition Groups | 14.837 | 0 | 0 | 2107.1259 | 0.0070414 | 19 | Commercial_2038_Economic_million_m3_Before Competition Groups_19 | Energy Recovery Ventilation and Ventilation (Enhanced) | 0.7041% | 0 | 14.837 | Commercial_2038_Economic_million_m3_Before Competition Groups_Energy Recovery Ventilation and Ventilation (Enhanced)
Commercial | Com ¦ Demand controlled Circulating Systems | 2038 | Economic | million_m3 | Before Competition Groups | 12.676 | 0 | 0 | 2107.1259 | 0.0060158 | 20 | Commercial_2038_Economic_million_m3_Before Competition Groups_20 | Demand controlled Circulating Systems | 0.6016% | 0 | 12.676 | Commercial_2038_Economic_million_m3_Before Competition Groups_Demand controlled Circulating Systems
Commercial | Com ¦ Demand controlled Circulating Systems | 2038 | Technical | million_m3 | Before Competition Groups | 12.676 | 0 | 0 | 2293.1273 | 0.0055278 | 24 | Commercial_2038_Technical_million_m3_Before Competition Groups_24 | Demand controlled Circulating Systems | 0.5528% | 0 | 12.676 | Commercial_2038_Technical_million_m3_Before Competition Groups_Demand controlled Circulating Systems
Commercial | Com ¦ Ozone Laundry Treatment | 2038 | Achievable | million_m3 | Before Competition Groups | 7.3394 | 0 | 0 | 1538.5845 | 0.0047703 | 21 | Commercial_2038_Achievable_million_m3_Before Competition Groups_21 | Ozone Laundry Treatment | 0.477% | 0 | 7.3394 | Commercial_2038_Achievable_million_m3_Before Competition Groups_Ozone Laundry Treatment
Commercial | Com ¦ Duct Insulation, R8 | 2038 | Economic | million_m3 | Before Competition Groups | 10.0051 | 0 | 0 | 2107.1259 | 0.0047482 | 21 | Commercial_2038_Economic_million_m3_Before Competition Groups_21 | Duct Insulation, R8 | 0.4748% | 0 | 10.0051 | Commercial_2038_Economic_million_m3_Before Competition Groups_Duct Insulation, R8
Commercial | Com ¦ Infrared Heaters | 2038 | Economic | million_m3 | Before Competition Groups | 9.3908 | 0 | 0 | 2107.1259 | 0.0044567 | 22 | Commercial_2038_Economic_million_m3_Before Competition Groups_22 | Infrared Heaters | 0.4457% | 0 | 9.3908 | Commercial_2038_Economic_million_m3_Before Competition Groups_Infrared Heaters
Commercial | Com ¦ ENERGY STAR Fryer (84% eff) | 2038 | Economic | million_m3 | Before Competition Groups | 9.3212 | 0 | 0 | 2107.1259 | 0.0044237 | 23 | Commercial_2038_Economic_million_m3_Before Competition Groups_23 | ENERGY STAR Fryer (84% eff) | 0.4424% | 0 | 9.3212 | Commercial_2038_Economic_million_m3_Before Competition Groups_ENERGY STAR Fryer (84% eff)
Commercial | Com ¦ Duct Insulation, R8 | 2038 | Technical | million_m3 | Before Competition Groups | 10.0051 | 0 | 0 | 2293.1273 | 0.0043631 | 25 | Commercial_2038_Technical_million_m3_Before Competition Groups_25 | Duct Insulation, R8 | 0.4363% | 0 | 10.0051 | Commercial_2038_Technical_million_m3_Before Competition Groups_Duct Insulation, R8
Commercial | Com ¦ Infrared Heaters | 2038 | Technical | million_m3 | Before Competition Groups | 9.3908 | 0 | 0 | 2293.1273 | 0.0040952 | 26 | Commercial_2038_Technical_million_m3_Before Competition Groups_26 | Infrared Heaters | 0.4095% | 0 | 9.3908 | Commercial_2038_Technical_million_m3_Before Competition Groups_Infrared Heaters
Commercial | Com ¦ ENERGY STAR Fryer (84% eff) | 2038 | Achievable | million_m3 | Before Competition Groups | 6.283 | 0 | 0 | 1538.5845 | 0.0040836 | 22 | Commercial_2038_Achievable_million_m3_Before Competition Groups_22 | ENERGY STAR Fryer (84% eff) | 0.4084% | 0 | 6.283 | Commercial_2038_Achievable_million_m3_Before Competition Groups_ENERGY STAR Fryer (84% eff)
Commercial | Com ¦ Roof Insulation/Ceiling Insulation (R25 Code to R35) | 2038 | Technical | million_m3 | Before Competition Groups | 9.3416 | 0 | 0 | 2293.1273 | 0.0040737 | 27 | Commercial_2038_Technical_million_m3_Before Competition Groups_27 | Roof Insulation/Ceiling Insulation (R25 Code to R35) | 0.4074% | 0 | 9.3416 | Commercial_2038_Technical_million_m3_Before Competition Groups_Roof Insulation/Ceiling Insulation (R25 Code to R35)
Commercial | Com ¦ ENERGY STAR Fryer (84% eff) | 2038 | Technical | million_m3 | Before Competition Groups | 9.3212 | 0 | 0 | 2293.1273 | 0.0040649 | 28 | Commercial_2038_Technical_million_m3_Before Competition Groups_28 | ENERGY STAR Fryer (84% eff) | 0.4065% | 0 | 9.3212 | Commercial_2038_Technical_million_m3_Before Competition Groups_ENERGY STAR Fryer (84% eff)
Commercial | Com ¦ High Efficiency Underfired Broilers | 2038 | Achievable | million_m3 | Before Competition Groups | 5.902 | 0 | 0 | 1538.5845 | 0.003836 | 23 | Commercial_2038_Achievable_million_m3_Before Competition Groups_23 | High Efficiency Underfired Broilers | 0.3836% | 0 | 5.902 | Commercial_2038_Achievable_million_m3_Before Competition Groups_High Efficiency Underfired Broilers
Commercial | Com ¦ High Efficiency Underfired Broilers | 2038 | Economic | million_m3 | Before Competition Groups | 7.9115 | 0 | 0 | 2107.1259 | 0.0037546 | 24 | Commercial_2038_Economic_million_m3_Before Competition Groups_24 | High Efficiency Underfired Broilers | 0.3755% | 0 | 7.9115 | Commercial_2038_Economic_million_m3_Before Competition Groups_High Efficiency Underfired Broilers
Commercial | Com ¦ Ozone Laundry Treatment | 2038 | Economic | million_m3 | Before Competition Groups | 7.8499 | 0 | 0 | 2107.1259 | 0.0037254 | 25 | Commercial_2038_Economic_million_m3_Before Competition Groups_25 | Ozone Laundry Treatment | 0.3725% | 0 | 7.8499 | Commercial_2038_Economic_million_m3_Before Competition Groups_Ozone Laundry Treatment
Commercial | Com ¦ Condensing Storage Water Heater | 2038 | Technical | million_m3 | Before Competition Groups | 8.1997 | 0 | 0 | 2293.1273 | 0.0035758 | 29 | Commercial_2038_Technical_million_m3_Before Competition Groups_29 | Condensing Storage Water Heater | 0.3576% | 0 | 8.1997 | Commercial_2038_Technical_million_m3_Before Competition Groups_Condensing Storage Water Heater
Commercial | Com ¦ Infrared Heaters | 2038 | Achievable | million_m3 | Before Competition Groups | 5.4767 | 0 | 0 | 1538.5845 | 0.0035596 | 24 | Commercial_2038_Achievable_million_m3_Before Competition Groups_24 | Infrared Heaters | 0.356% | 0 | 5.4767 | Commercial_2038_Achievable_million_m3_Before Competition Groups_Infrared Heaters
Commercial | Com ¦ Heat Recovery Ventilator | 2038 | Economic | million_m3 | Before Competition Groups | 7.4351 | 0 | 0 | 2107.1259 | 0.0035286 | 26 | Commercial_2038_Economic_million_m3_Before Competition Groups_26 | Heat Recovery Ventilator | 0.3529% | 0 | 7.4351 | Commercial_2038_Economic_million_m3_Before Competition Groups_Heat Recovery Ventilator
Commercial | Com ¦ High Efficiency Underfired Broilers | 2038 | Technical | million_m3 | Before Competition Groups | 7.9115 | 0 | 0 | 2293.1273 | 0.0034501 | 30 | Commercial_2038_Technical_million_m3_Before Competition Groups_30 | High Efficiency Underfired Broilers | 0.345% | 0 | 7.9115 | Commercial_2038_Technical_million_m3_Before Competition Groups_High Efficiency Underfired Broilers
Commercial | Com ¦ Ozone Laundry Treatment | 2038 | Technical | million_m3 | Before Competition Groups | 7.8499 | 0 | 0 | 2293.1273 | 0.0034232 | 31 | Commercial_2038_Technical_million_m3_Before Competition Groups_31 | Ozone Laundry Treatment | 0.3423% | 0 | 7.8499 | Commercial_2038_Technical_million_m3_Before Competition Groups_Ozone Laundry Treatment
Commercial | Com ¦ ENERGY STAR Griddle (74% eff) | 2038 | Economic | million_m3 | Before Competition Groups | 6.1207 | 0 | 0 | 2107.1259 | 0.0029048 | 27 | Commercial_2038_Economic_million_m3_Before Competition Groups_27 | ENERGY STAR Griddle (74% eff) | 0.2905% | 0 | 6.1207 | Commercial_2038_Economic_million_m3_Before Competition Groups_ENERGY STAR Griddle (74% eff)
Commercial | Com ¦ ENERGY STAR Griddle (74% eff) | 2038 | Achievable | million_m3 | Before Competition Groups | 4.1721 | 0 | 0 | 1538.5845 | 0.0027117 | 25 | Commercial_2038_Achievable_million_m3_Before Competition Groups_25 | ENERGY STAR Griddle (74% eff) | 0.2712% | 0 | 4.1721 | Commercial_2038_Achievable_million_m3_Before Competition Groups_ENERGY STAR Griddle (74% eff)
Commercial | Com ¦ ENERGY STAR Griddle (74% eff) | 2038 | Technical | million_m3 | Before Competition Groups | 6.1207 | 0 | 0 | 2293.1273 | 0.0026691 | 32 | Commercial_2038_Technical_million_m3_Before Competition Groups_32 | ENERGY STAR Griddle (74% eff) | 0.2669% | 0 | 6.1207 | Commercial_2038_Technical_million_m3_Before Competition Groups_ENERGY STAR Griddle (74% eff)
Commercial | Com ¦ Condensing Storage Water Heater | 2038 | Economic | million_m3 | Before Competition Groups | 5.1821 | 0 | 0 | 2107.1259 | 0.0024593 | 28 | Commercial_2038_Economic_million_m3_Before Competition Groups_28 | Condensing Storage Water Heater | 0.2459% | 0 | 5.1821 | Commercial_2038_Economic_million_m3_Before Competition Groups_Condensing Storage Water Heater
Commercial | Com ¦ Condensing Tankless Water Heater | 2038 | Technical | million_m3 | Before Competition Groups | 4.7608 | 0 | 0 | 2293.1273 | 0.0020761 | 33 | Commercial_2038_Technical_million_m3_Before Competition Groups_33 | Condensing Tankless Water Heater | 0.2076% | 0 | 4.7608 | Commercial_2038_Technical_million_m3_Before Competition Groups_Condensing Tankless Water Heater
Commercial | Com ¦ ENERGY STAR Dishwasher | 2038 | Economic | million_m3 | Before Competition Groups | 4.0737 | 0 | 0 | 2107.1259 | 0.0019333 | 29 | Commercial_2038_Economic_million_m3_Before Competition Groups_29 | ENERGY STAR Dishwasher | 0.1933% | 0 | 4.0737 | Commercial_2038_Economic_million_m3_Before Competition Groups_ENERGY STAR Dishwasher
Commercial | Com ¦ Gas Heat Pump Water Heater | 2038 | Technical | million_m3 | Before Competition Groups | 4.0902 | 0 | 0 | 2293.1273 | 0.0017837 | 34 | Commercial_2038_Technical_million_m3_Before Competition Groups_34 | Gas Heat Pump Water Heater | 0.1784% | 0 | 4.0902 | Commercial_2038_Technical_million_m3_Before Competition Groups_Gas Heat Pump Water Heater
Commercial | Com ¦ ENERGY STAR Dishwasher | 2038 | Technical | million_m3 | Before Competition Groups | 4.0737 | 0 | 0 | 2293.1273 | 0.0017765 | 35 | Commercial_2038_Technical_million_m3_Before Competition Groups_35 | ENERGY STAR Dishwasher | 0.1776% | 0 | 4.0737 | Commercial_2038_Technical_million_m3_Before Competition Groups_ENERGY STAR Dishwasher
Commercial | Com ¦ HOTEL OCCUPANCY CONTROLS (HVAC + LIGHTING) | 2038 | Technical | million_m3 | Before Competition Groups | 3.8881 | 0 | 0 | 2293.1273 | 0.0016955 | 36 | Commercial_2038_Technical_million_m3_Before Competition Groups_36 | HOTEL OCCUPANCY CONTROLS (HVAC + LIGHTING) | 0.1696% | 0 | 3.8881 | Commercial_2038_Technical_million_m3_Before Competition Groups_HOTEL OCCUPANCY CONTROLS (HVAC + LIGHTING)
Commercial | Com ¦ Energy Recovery Ventilation and Ventilation (Enhanced) | 2038 | Achievable | million_m3 | Before Competition Groups | 2.422 | 0 | 0 | 1538.5845 | 0.0015742 | 26 | Commercial_2038_Achievable_million_m3_Before Competition Groups_26 | Energy Recovery Ventilation and Ventilation (Enhanced) | 0.1574% | 0 | 2.422 | Commercial_2038_Achievable_million_m3_Before Competition Groups_Energy Recovery Ventilation and Ventilation (Enhanced)
Commercial | Com ¦ ENERGY STAR Dishwasher | 2038 | Achievable | million_m3 | Before Competition Groups | 2.1776 | 0 | 0 | 1538.5845 | 0.0014153 | 27 | Commercial_2038_Achievable_million_m3_Before Competition Groups_27 | ENERGY STAR Dishwasher | 0.1415% | 0 | 2.1776 | Commercial_2038_Achievable_million_m3_Before Competition Groups_ENERGY STAR Dishwasher
Commercial | Com ¦ Ice Rink Heat Recovery | 2038 | Technical | million_m3 | Before Competition Groups | 3.216 | 0 | 0 | 2293.1273 | 0.0014024 | 37 | Commercial_2038_Technical_million_m3_Before Competition Groups_37 | Ice Rink Heat Recovery | 0.1402% | 0 | 3.216 | Commercial_2038_Technical_million_m3_Before Competition Groups_Ice Rink Heat Recovery
Commercial | Com ¦ Condensing Tankless Water Heater | 2038 | Economic | million_m3 | Before Competition Groups | 2.7449 | 0 | 0 | 2107.1259 | 0.0013027 | 30 | Commercial_2038_Economic_million_m3_Before Competition Groups_30 | Condensing Tankless Water Heater | 0.1303% | 0 | 2.7449 | Commercial_2038_Economic_million_m3_Before Competition Groups_Condensing Tankless Water Heater
Commercial | Com ¦ Dock Door Seals | 2038 | Technical | million_m3 | Before Competition Groups | 2.7038 | 0 | 0 | 2293.1273 | 0.0011791 | 38 | Commercial_2038_Technical_million_m3_Before Competition Groups_38 | Dock Door Seals | 0.1179% | 0 | 2.7038 | Commercial_2038_Technical_million_m3_Before Competition Groups_Dock Door Seals
Commercial | Com ¦ Gas Heat Pump Water Heater | 2038 | Economic | million_m3 | Before Competition Groups | 2.41 | 0 | 0 | 2107.1259 | 0.0011437 | 31 | Commercial_2038_Economic_million_m3_Before Competition Groups_31 | Gas Heat Pump Water Heater | 0.1144% | 0 | 2.41 | Commercial_2038_Economic_million_m3_Before Competition Groups_Gas Heat Pump Water Heater
Commercial | Com ¦ Drain Water Heat Recovery (DWHR) ¦ Retro | 2038 | Achievable | million_m3 | Before Competition Groups | 1.1909 | 0 | 0 | 1538.5845 | 0.00077402 | 28 | Commercial_2038_Achievable_million_m3_Before Competition Groups_28 | Drain Water Heat Recovery (DWHR) ¦ Retro | 0.0774% | 0 | 1.1909 | Commercial_2038_Achievable_million_m3_Before Competition Groups_Drain Water Heat Recovery (DWHR) ¦ Retro
Commercial | Com ¦ CEE Tier 2/Energy Star Clothes Washers | 2038 | Achievable | million_m3 | Before Competition Groups | 1.1017 | 0 | 0 | 1538.5845 | 0.00071604 | 29 | Commercial_2038_Achievable_million_m3_Before Competition Groups_29 | CEE Tier 2/Energy Star Clothes Washers | 0.0716% | 0 | 1.1017 | Commercial_2038_Achievable_million_m3_Before Competition Groups_CEE Tier 2/Energy Star Clothes Washers
Commercial | Com ¦ CEE Tier 2/Energy Star Clothes Washers | 2038 | Economic | million_m3 | Before Competition Groups | 1.3874 | 0 | 0 | 2107.1259 | 0.00065843 | 32 | Commercial_2038_Economic_million_m3_Before Competition Groups_32 | CEE Tier 2/Energy Star Clothes Washers | 0.06584% | 0 | 1.3874 | Commercial_2038_Economic_million_m3_Before Competition Groups_CEE Tier 2/Energy Star Clothes Washers
Commercial | Com ¦ CEE Tier 2/Energy Star Clothes Washers | 2038 | Technical | million_m3 | Before Competition Groups | 1.3874 | 0 | 0 | 2293.1273 | 0.00060502 | 39 | Commercial_2038_Technical_million_m3_Before Competition Groups_39 | CEE Tier 2/Energy Star Clothes Washers | 0.0605% | 0 | 1.3874 | Commercial_2038_Technical_million_m3_Before Competition Groups_CEE Tier 2/Energy Star Clothes Washers
Commercial | Com ¦ Condensing Storage Water Heater | 2038 | Achievable | million_m3 | Before Competition Groups | 0.79599 | 0 | 0 | 1538.5845 | 0.00051736 | 30 | Commercial_2038_Achievable_million_m3_Before Competition Groups_30 | Condensing Storage Water Heater | 0.05174% | 0 | 0.79599 | Commercial_2038_Achievable_million_m3_Before Competition Groups_Condensing Storage Water Heater
Commercial | Com ¦ Heat Recovery Ventilator | 2038 | Achievable | million_m3 | Before Competition Groups | 0.79109 | 0 | 0 | 1538.5845 | 0.00051417 | 31 | Commercial_2038_Achievable_million_m3_Before Competition Groups_31 | Heat Recovery Ventilator | 0.05142% | 0 | 0.79109 | Commercial_2038_Achievable_million_m3_Before Competition Groups_Heat Recovery Ventilator
Commercial | Com ¦ Drain Water Heat Recovery (DWHR) ¦ Retro | 2038 | Economic | million_m3 | Before Competition Groups | 1.0469 | 0 | 0 | 2107.1259 | 0.00049686 | 33 | Commercial_2038_Economic_million_m3_Before Competition Groups_33 | Drain Water Heat Recovery (DWHR) ¦ Retro | 0.04969% | 0 | 1.0469 | Commercial_2038_Economic_million_m3_Before Competition Groups_Drain Water Heat Recovery (DWHR) ¦ Retro
Commercial | Com ¦ Drain Water Heat Recovery (DWHR) ¦ Retro | 2038 | Technical | million_m3 | Before Competition Groups | 1.0469 | 0 | 0 | 2293.1273 | 0.00045656 | 40 | Commercial_2038_Technical_million_m3_Before Competition Groups_40 | Drain Water Heat Recovery (DWHR) ¦ Retro | 0.04566% | 0 | 1.0469 | Commercial_2038_Technical_million_m3_Before Competition Groups_Drain Water Heat Recovery (DWHR) ¦ Retro
Commercial | Com ¦ Low Flow Pre-Rinse Spray Nozzle | 2038 | Achievable | million_m3 | Before Competition Groups | 0.54601 | 0 | 0 | 1538.5845 | 0.00035488 | 32 | Commercial_2038_Achievable_million_m3_Before Competition Groups_32 | Low Flow Pre-Rinse Spray Nozzle | 0.03549% | 0 | 0.54601 | Commercial_2038_Achievable_million_m3_Before Competition Groups_Low Flow Pre-Rinse Spray Nozzle
Commercial | Com ¦ Low Flow Pre-Rinse Spray Nozzle | 2038 | Economic | million_m3 | Before Competition Groups | 0.74408 | 0 | 0 | 2107.1259 | 0.00035313 | 34 | Commercial_2038_Economic_million_m3_Before Competition Groups_34 | Low Flow Pre-Rinse Spray Nozzle | 0.03531% | 0 | 0.74408 | Commercial_2038_Economic_million_m3_Before Competition Groups_Low Flow Pre-Rinse Spray Nozzle
Commercial | Com ¦ Gas Heat Pump Water Heater | 2038 | Achievable | million_m3 | Before Competition Groups | 0.52404 | 0 | 0 | 1538.5845 | 0.0003406 | 33 | Commercial_2038_Achievable_million_m3_Before Competition Groups_33 | Gas Heat Pump Water Heater | 0.03406% | 0 | 0.52404 | Commercial_2038_Achievable_million_m3_Before Competition Groups_Gas Heat Pump Water Heater
Commercial | Com ¦ Low Flow Pre-Rinse Spray Nozzle | 2038 | Technical | million_m3 | Before Competition Groups | 0.74408 | 0 | 0 | 2293.1273 | 0.00032448 | 41 | Commercial_2038_Technical_million_m3_Before Competition Groups_41 | Low Flow Pre-Rinse Spray Nozzle | 0.03245% | 0 | 0.74408 | Commercial_2038_Technical_million_m3_Before Competition Groups_Low Flow Pre-Rinse Spray Nozzle
Commercial | Com ¦ ENERGY STAR Steam Cooker | 2038 | Economic | million_m3 | Before Competition Groups | 0.66699 | 0 | 0 | 2107.1259 | 0.00031654 | 35 | Commercial_2038_Economic_million_m3_Before Competition Groups_35 | ENERGY STAR Steam Cooker | 0.03165% | 0 | 0.66699 | Commercial_2038_Economic_million_m3_Before Competition Groups_ENERGY STAR Steam Cooker
Commercial | Com ¦ ENERGY STAR Steam Cooker | 2038 | Achievable | million_m3 | Before Competition Groups | 0.44966 | 0 | 0 | 1538.5845 | 0.00029226 | 34 | Commercial_2038_Achievable_million_m3_Before Competition Groups_34 | ENERGY STAR Steam Cooker | 0.02923% | 0 | 0.44966 | Commercial_2038_Achievable_million_m3_Before Competition Groups_ENERGY STAR Steam Cooker
Commercial | Com ¦ ENERGY STAR Steam Cooker | 2038 | Technical | million_m3 | Before Competition Groups | 0.66699 | 0 | 0 | 2293.1273 | 0.00029087 | 42 | Commercial_2038_Technical_million_m3_Before Competition Groups_42 | ENERGY STAR Steam Cooker | 0.02909% | 0 | 0.66699 | Commercial_2038_Technical_million_m3_Before Competition Groups_ENERGY STAR Steam Cooker
Commercial | Com ¦ Drain Water Heat Recovery (DWHR) ¦New | 2038 | Economic | million_m3 | Before Competition Groups | 0.60443 | 0 | 0 | 2107.1259 | 0.00028685 | 36 | Commercial_2038_Economic_million_m3_Before Competition Groups_36 | Drain Water Heat Recovery (DWHR) ¦New | 0.02868% | 0 | 0.60443 | Commercial_2038_Economic_million_m3_Before Competition Groups_Drain Water Heat Recovery (DWHR) ¦New
Commercial | Com ¦ Drain Water Heat Recovery (DWHR) ¦New | 2038 | Technical | million_m3 | Before Competition Groups | 0.60443 | 0 | 0 | 2293.1273 | 0.00026358 | 43 | Commercial_2038_Technical_million_m3_Before Competition Groups_43 | Drain Water Heat Recovery (DWHR) ¦New | 0.02636% | 0 | 0.60443 | Commercial_2038_Technical_million_m3_Before Competition Groups_Drain Water Heat Recovery (DWHR) ¦New
Commercial | Com ¦ Drain Water Heat Recovery (DWHR) ¦New | 2038 | Achievable | million_m3 | Before Competition Groups | 0.34613 | 0 | 0 | 1538.5845 | 0.00022497 | 35 | Commercial_2038_Achievable_million_m3_Before Competition Groups_35 | Drain Water Heat Recovery (DWHR) ¦New | 0.0225% | 0 | 0.34613 | Commercial_2038_Achievable_million_m3_Before Competition Groups_Drain Water Heat Recovery (DWHR) ¦New
Commercial | Com ¦ Condensing Tankless Water Heater | 2038 | Achievable | million_m3 | Before Competition Groups | 0.32474 | 0 | 0 | 1538.5845 | 0.00021106 | 36 | Commercial_2038_Achievable_million_m3_Before Competition Groups_36 | Condensing Tankless Water Heater | 0.02111% | 0 | 0.32474 | Commercial_2038_Achievable_million_m3_Before Competition Groups_Condensing Tankless Water Heater
Commercial | Com ¦ Solar Water Preheat (Pools/DHW) | 2038 | Economic | million_m3 | Before Competition Groups | 0.31841 | 0 | 0 | 2107.1259 | 0.00015111 | 37 | Commercial_2038_Economic_million_m3_Before Competition Groups_37 | Solar Water Preheat (Pools/DHW) | 0.01511% | 0 | 0.31841 | Commercial_2038_Economic_million_m3_Before Competition Groups_Solar Water Preheat (Pools/DHW)
Commercial | Com ¦ Solar Water Preheat (Pools/DHW) | 2038 | Technical | million_m3 | Before Competition Groups | 0.32426 | 0 | 0 | 2293.1273 | 0.00014141 | 44 | Commercial_2038_Technical_million_m3_Before Competition Groups_44 | Solar Water Preheat (Pools/DHW) | 0.01414% | 0 | 0.32426 | Commercial_2038_Technical_million_m3_Before Competition Groups_Solar Water Preheat (Pools/DHW)
Commercial | Com ¦ Solar Water Preheat (Pools/DHW) | 2038 | Achievable | million_m3 | Before Competition Groups | 0.17022 | 0 | 0 | 1538.5845 | 0.00011063 | 37 | Commercial_2038_Achievable_million_m3_Before Competition Groups_37 | Solar Water Preheat (Pools/DHW) | 0.01106% | 0 | 0.17022 | Commercial_2038_Achievable_million_m3_Before Competition Groups_Solar Water Preheat (Pools/DHW)
Commercial | Com ¦ Air Curtains | 2038 | Achievable | million_m3 | Before Competition Groups | 0.14397 | 0 | 0 | 1538.5845 | 9.3571e-05 | 38 | Commercial_2038_Achievable_million_m3_Before Competition Groups_38 | Air Curtains | 0.009357% | 0 | 0.14397 | Commercial_2038_Achievable_million_m3_Before Competition Groups_Air Curtains
Commercial | Com ¦ Air Curtains | 2038 | Economic | million_m3 | Before Competition Groups | 0.15085 | 0 | 0 | 2107.1259 | 7.1592e-05 | 38 | Commercial_2038_Economic_million_m3_Before Competition Groups_38 | Air Curtains | 0.007159% | 0 | 0.15085 | Commercial_2038_Economic_million_m3_Before Competition Groups_Air Curtains
Commercial | Com ¦ Gas Convection Oven | 2038 | Technical | million_m3 | Before Competition Groups | 0.15743 | 0 | 0 | 2293.1273 | 6.8653e-05 | 45 | Commercial_2038_Technical_million_m3_Before Competition Groups_45 | Gas Convection Oven | 0.006865% | 0 | 0.15743 | Commercial_2038_Technical_million_m3_Before Competition Groups_Gas Convection Oven
Commercial | Com ¦ Air Curtains | 2038 | Technical | million_m3 | Before Competition Groups | 0.15085 | 0 | 0 | 2293.1273 | 6.5785e-05 | 46 | Commercial_2038_Technical_million_m3_Before Competition Groups_46 | Air Curtains | 0.006579% | 0 | 0.15085 | Commercial_2038_Technical_million_m3_Before Competition Groups_Air Curtains
Commercial | Com ¦ Super High Perf Glazing ¦RET | 2038 | Achievable | million_m3 | Before Competition Groups | 0.058665 | 0 | 0 | 1538.5845 | 3.8129e-05 | 39 | Commercial_2038_Achievable_million_m3_Before Competition Groups_39 | Super High Perf Glazing ¦RET | 0.003813% | 0 | 0.058665 | Commercial_2038_Achievable_million_m3_Before Competition Groups_Super High Perf Glazing ¦RET
Commercial | Com ¦ Solar Preheat Make up Air | 2038 | Technical | million_m3 | Before Competition Groups | 0.057508 | 0 | 0 | 2293.1273 | 2.5079e-05 | 47 | Commercial_2038_Technical_million_m3_Before Competition Groups_47 | Solar Preheat Make up Air | 0.002508% | 0 | 0.057508 | Commercial_2038_Technical_million_m3_Before Competition Groups_Solar Preheat Make up Air
Commercial | Com ¦ Super High Perf Glazing ¦RET | 2038 | Economic | million_m3 | Before Competition Groups | 0.052217 | 0 | 0 | 2107.1259 | 2.4781e-05 | 39 | Commercial_2038_Economic_million_m3_Before Competition Groups_39 | Super High Perf Glazing ¦RET | 0.002478% | 0 | 0.052217 | Commercial_2038_Economic_million_m3_Before Competition Groups_Super High Perf Glazing ¦RET
Commercial | Com ¦ Super High Perf Glazing ¦RET | 2038 | Technical | million_m3 | Before Competition Groups | 0.052217 | 0 | 0 | 2293.1273 | 2.2771e-05 | 48 | Commercial_2038_Technical_million_m3_Before Competition Groups_48 | Super High Perf Glazing ¦RET | 0.002277% | 0 | 0.052217 | Commercial_2038_Technical_million_m3_Before Competition Groups_Super High Perf Glazing ¦RET
Commercial | Com ¦ Super High Perf Glazing ¦New | 2038 | Economic | million_m3 | Before Competition Groups | 0.030058 | 0 | 0 | 2107.1259 | 1.4265e-05 | 40 | Commercial_2038_Economic_million_m3_Before Competition Groups_40 | Super High Perf Glazing ¦New | 0.001426% | 0 | 0.030058 | Commercial_2038_Economic_million_m3_Before Competition Groups_Super High Perf Glazing ¦New
Commercial | Com ¦ Super High Perf Glazing ¦New | 2038 | Achievable | million_m3 | Before Competition Groups | 0.02131 | 0 | 0 | 1538.5845 | 1.3851e-05 | 40 | Commercial_2038_Achievable_million_m3_Before Competition Groups_40 | Super High Perf Glazing ¦New | 0.001385% | 0 | 0.02131 | Commercial_2038_Achievable_million_m3_Before Competition Groups_Super High Perf Glazing ¦New
Commercial | Com ¦ Super High Perf Glazing ¦New | 2038 | Technical | million_m3 | Before Competition Groups | 0.030058 | 0 | 0 | 2293.1273 | 1.3108e-05 | 49 | Commercial_2038_Technical_million_m3_Before Competition Groups_49 | Super High Perf Glazing ¦New | 0.001311% | 0 | 0.030058 | Commercial_2038_Technical_million_m3_Before Competition Groups_Super High Perf Glazing ¦New
Commercial | Com ¦ Condensing Boiler ¦ Std | 2039 | Economic | million_m3 | Before Competition Groups | 318.1702 | 0 | 0 | 2138.2816 | 0.1488 | 1 | Commercial_2039_Economic_million_m3_Before Competition Groups_1 | Condensing Boiler ¦ Std | 14.88% | 0 | 318.1702 | Commercial_2039_Economic_million_m3_Before Competition Groups_Condensing Boiler ¦ Std
Commercial | Com ¦ Condensing Boiler ¦ Std | 2039 | Technical | million_m3 | Before Competition Groups | 318.1702 | 0 | 0 | 2325.7615 | 0.1368 | 1 | Commercial_2039_Technical_million_m3_Before Competition Groups_1 | Condensing Boiler ¦ Std | 13.68% | 0 | 318.1702 | Commercial_2039_Technical_million_m3_Before Competition Groups_Condensing Boiler ¦ Std
Commercial | Com ¦ Condensing Boiler ¦ Std | 2039 | Achievable | million_m3 | Before Competition Groups | 196.7247 | 0 | 0 | 1616.4827 | 0.1217 | 1 | Commercial_2039_Achievable_million_m3_Before Competition Groups_1 | Condensing Boiler ¦ Std | 12.17% | 0 | 196.7247 | Commercial_2039_Achievable_million_m3_Before Competition Groups_Condensing Boiler ¦ Std
Commercial | Com ¦ Building Recommissioning, Operations and Maintenance (O&M) Improvements | 2039 | Economic | million_m3 | Before Competition Groups | 225.9653 | 0 | 0 | 2138.2816 | 0.10568 | 2 | Commercial_2039_Economic_million_m3_Before Competition Groups_2 | Building Recommissioning, Operations and Maintenance (O&M) Improvements | 10.57% | 0 | 225.9653 | Commercial_2039_Economic_million_m3_Before Competition Groups_Building Recommissioning, Operations and Maintenance (O&M) Improvements
Commercial | Com ¦ Gas Fired Rooftop Units | 2039 | Economic | million_m3 | Before Competition Groups | 224.43 | 0 | 0 | 2138.2816 | 0.10496 | 3 | Commercial_2039_Economic_million_m3_Before Competition Groups_3 | Gas Fired Rooftop Units | 10.5% | 0 | 224.43 | Commercial_2039_Economic_million_m3_Before Competition Groups_Gas Fired Rooftop Units
Commercial | Com ¦ Building Recommissioning, Operations and Maintenance (O&M) Improvements | 2039 | Achievable | million_m3 | Before Competition Groups | 169.4788 | 0 | 0 | 1616.4827 | 0.10484 | 2 | Commercial_2039_Achievable_million_m3_Before Competition Groups_2 | Building Recommissioning, Operations and Maintenance (O&M) Improvements | 10.48% | 0 | 169.4788 | Commercial_2039_Achievable_million_m3_Before Competition Groups_Building Recommissioning, Operations and Maintenance (O&M) Improvements
Commercial | Com ¦ Demand Control Ventilation | 2039 | Achievable | million_m3 | Before Competition Groups | 165.1728 | 0 | 0 | 1616.4827 | 0.10218 | 3 | Commercial_2039_Achievable_million_m3_Before Competition Groups_3 | Demand Control Ventilation | 10.22% | 0 | 165.1728 | Commercial_2039_Achievable_million_m3_Before Competition Groups_Demand Control Ventilation
Commercial | Com ¦ Demand Control Ventilation | 2039 | Economic | million_m3 | Before Competition Groups | 215.4067 | 0 | 0 | 2138.2816 | 0.10074 | 4 | Commercial_2039_Economic_million_m3_Before Competition Groups_4 | Demand Control Ventilation | 10.07% | 0 | 215.4067 | Commercial_2039_Economic_million_m3_Before Competition Groups_Demand Control Ventilation
Commercial | Com ¦ Building Recommissioning, Operations and Maintenance (O&M) Improvements | 2039 | Technical | million_m3 | Before Competition Groups | 225.9653 | 0 | 0 | 2325.7615 | 0.097158 | 2 | Commercial_2039_Technical_million_m3_Before Competition Groups_2 | Building Recommissioning, Operations and Maintenance (O&M) Improvements | 9.716% | 0 | 225.9653 | Commercial_2039_Technical_million_m3_Before Competition Groups_Building Recommissioning, Operations and Maintenance (O&M) Improvements
Commercial | Com ¦ Gas Fired Rooftop Units | 2039 | Technical | million_m3 | Before Competition Groups | 224.43 | 0 | 0 | 2325.7615 | 0.096497 | 3 | Commercial_2039_Technical_million_m3_Before Competition Groups_3 | Gas Fired Rooftop Units | 9.65% | 0 | 224.43 | Commercial_2039_Technical_million_m3_Before Competition Groups_Gas Fired Rooftop Units
Commercial | Com ¦ Demand Control Ventilation | 2039 | Technical | million_m3 | Before Competition Groups | 223.1867 | 0 | 0 | 2325.7615 | 0.095963 | 4 | Commercial_2039_Technical_million_m3_Before Competition Groups_4 | Demand Control Ventilation | 9.596% | 0 | 223.1867 | Commercial_2039_Technical_million_m3_Before Competition Groups_Demand Control Ventilation
Commercial | Com ¦ Adaptive Thermostats | 2039 | Achievable | million_m3 | Before Competition Groups | 142.8725 | 0 | 0 | 1616.4827 | 0.088385 | 4 | Commercial_2039_Achievable_million_m3_Before Competition Groups_4 | Adaptive Thermostats | 8.838% | 0 | 142.8725 | Commercial_2039_Achievable_million_m3_Before Competition Groups_Adaptive Thermostats
Commercial | Com ¦ Gas Fired Rooftop Units | 2039 | Achievable | million_m3 | Before Competition Groups | 131.0495 | 0 | 0 | 1616.4827 | 0.081071 | 5 | Commercial_2039_Achievable_million_m3_Before Competition Groups_5 | Gas Fired Rooftop Units | 8.107% | 0 | 131.0495 | Commercial_2039_Achievable_million_m3_Before Competition Groups_Gas Fired Rooftop Units
Commercial | Com ¦ Boilers - Advanced Controls (Steam Systems) | 2039 | Economic | million_m3 | Before Competition Groups | 153.014 | 0 | 0 | 2138.2816 | 0.071559 | 5 | Commercial_2039_Economic_million_m3_Before Competition Groups_5 | Boilers - Advanced Controls (Steam Systems) | 7.156% | 0 | 153.014 | Commercial_2039_Economic_million_m3_Before Competition Groups_Boilers - Advanced Controls (Steam Systems)
Commercial | Com ¦ Boilers - Advanced Controls (Steam Systems) | 2039 | Technical | million_m3 | Before Competition Groups | 153.014 | 0 | 0 | 2325.7615 | 0.065791 | 5 | Commercial_2039_Technical_million_m3_Before Competition Groups_5 | Boilers - Advanced Controls (Steam Systems) | 6.579% | 0 | 153.014 | Commercial_2039_Technical_million_m3_Before Competition Groups_Boilers - Advanced Controls (Steam Systems)
Commercial | Com ¦ Adaptive Thermostats | 2039 | Economic | million_m3 | Before Competition Groups | 138.9522 | 0 | 0 | 2138.2816 | 0.064983 | 6 | Commercial_2039_Economic_million_m3_Before Competition Groups_6 | Adaptive Thermostats | 6.498% | 0 | 138.9522 | Commercial_2039_Economic_million_m3_Before Competition Groups_Adaptive Thermostats
Commercial | Com ¦ Adaptive Thermostats | 2039 | Technical | million_m3 | Before Competition Groups | 138.9522 | 0 | 0 | 2325.7615 | 0.059745 | 6 | Commercial_2039_Technical_million_m3_Before Competition Groups_6 | Adaptive Thermostats | 5.974% | 0 | 138.9522 | Commercial_2039_Technical_million_m3_Before Competition Groups_Adaptive Thermostats
Commercial | Com ¦ Boilers - Advanced Controls (Steam Systems) | 2039 | Achievable | million_m3 | Before Competition Groups | 86.2356 | 0 | 0 | 1616.4827 | 0.053348 | 6 | Commercial_2039_Achievable_million_m3_Before Competition Groups_6 | Boilers - Advanced Controls (Steam Systems) | 5.335% | 0 | 86.2356 | Commercial_2039_Achievable_million_m3_Before Competition Groups_Boilers - Advanced Controls (Steam Systems)
Commercial | Com ¦ Condensing Make Up Air Unit | 2039 | Economic | million_m3 | Before Competition Groups | 113.2031 | 0 | 0 | 2138.2816 | 0.052941 | 7 | Commercial_2039_Economic_million_m3_Before Competition Groups_7 | Condensing Make Up Air Unit | 5.294% | 0 | 113.2031 | Commercial_2039_Economic_million_m3_Before Competition Groups_Condensing Make Up Air Unit
Commercial | Com ¦ Air Handler with Dedicated Outdoor Air Systems | 2039 | Achievable | million_m3 | Before Competition Groups | 84.1357 | 0 | 0 | 1616.4827 | 0.052049 | 7 | Commercial_2039_Achievable_million_m3_Before Competition Groups_7 | Air Handler with Dedicated Outdoor Air Systems | 5.205% | 0 | 84.1357 | Commercial_2039_Achievable_million_m3_Before Competition Groups_Air Handler with Dedicated Outdoor Air Systems
Commercial | Com ¦ Condensing Make Up Air Unit | 2039 | Technical | million_m3 | Before Competition Groups | 113.2031 | 0 | 0 | 2325.7615 | 0.048674 | 7 | Commercial_2039_Technical_million_m3_Before Competition Groups_7 | Condensing Make Up Air Unit | 4.867% | 0 | 113.2031 | Commercial_2039_Technical_million_m3_Before Competition Groups_Condensing Make Up Air Unit
Commercial | Com ¦ Condensing Make Up Air Unit | 2039 | Achievable | million_m3 | Before Competition Groups | 75.3592 | 0 | 0 | 1616.4827 | 0.046619 | 8 | Commercial_2039_Achievable_million_m3_Before Competition Groups_8 | Condensing Make Up Air Unit | 4.662% | 0 | 75.3592 | Commercial_2039_Achievable_million_m3_Before Competition Groups_Condensing Make Up Air Unit
Commercial | Com ¦ Gas Fired Heat Pump | 2039 | Economic | million_m3 | Before Competition Groups | 93.7592 | 0 | 0 | 2138.2816 | 0.043848 | 8 | Commercial_2039_Economic_million_m3_Before Competition Groups_8 | Gas Fired Heat Pump | 4.385% | 0 | 93.7592 | Commercial_2039_Economic_million_m3_Before Competition Groups_Gas Fired Heat Pump
Commercial | Com ¦ Education and Capacity Building/Energy Behavior | 2039 | Achievable | million_m3 | Before Competition Groups | 65.9203 | 0 | 0 | 1616.4827 | 0.04078 | 9 | Commercial_2039_Achievable_million_m3_Before Competition Groups_9 | Education and Capacity Building/Energy Behavior | 4.078% | 0 | 65.9203 | Commercial_2039_Achievable_million_m3_Before Competition Groups_Education and Capacity Building/Energy Behavior
Commercial | Com ¦ Gas Fired Heat Pump | 2039 | Technical | million_m3 | Before Competition Groups | 93.7592 | 0 | 0 | 2325.7615 | 0.040313 | 8 | Commercial_2039_Technical_million_m3_Before Competition Groups_8 | Gas Fired Heat Pump | 4.031% | 0 | 93.7592 | Commercial_2039_Technical_million_m3_Before Competition Groups_Gas Fired Heat Pump
Commercial | Com ¦ Gas Fired Heat Pump | 2039 | Achievable | million_m3 | Before Competition Groups | 64.7973 | 0 | 0 | 1616.4827 | 0.040085 | 10 | Commercial_2039_Achievable_million_m3_Before Competition Groups_10 | Gas Fired Heat Pump | 4.009% | 0 | 64.7973 | Commercial_2039_Achievable_million_m3_Before Competition Groups_Gas Fired Heat Pump
Commercial | Com ¦ Air Handler with Dedicated Outdoor Air Systems | 2039 | Economic | million_m3 | Before Competition Groups | 83.4395 | 0 | 0 | 2138.2816 | 0.039022 | 9 | Commercial_2039_Economic_million_m3_Before Competition Groups_9 | Air Handler with Dedicated Outdoor Air Systems | 3.902% | 0 | 83.4395 | Commercial_2039_Economic_million_m3_Before Competition Groups_Air Handler with Dedicated Outdoor Air Systems
Commercial | Com ¦ Demand Control Kitchen Ventilation | 2039 | Achievable | million_m3 | Before Competition Groups | 62.5146 | 0 | 0 | 1616.4827 | 0.038673 | 11 | Commercial_2039_Achievable_million_m3_Before Competition Groups_11 | Demand Control Kitchen Ventilation | 3.867% | 0 | 62.5146 | Commercial_2039_Achievable_million_m3_Before Competition Groups_Demand Control Kitchen Ventilation
Commercial | Com ¦ Advanced BAS/Controllers | 2039 | Achievable | million_m3 | Before Competition Groups | 60.5624 | 0 | 0 | 1616.4827 | 0.037466 | 12 | Commercial_2039_Achievable_million_m3_Before Competition Groups_12 | Advanced BAS/Controllers | 3.747% | 0 | 60.5624 | Commercial_2039_Achievable_million_m3_Before Competition Groups_Advanced BAS/Controllers
Commercial | Com ¦ Advanced BAS/Controllers | 2039 | Economic | million_m3 | Before Competition Groups | 78.8199 | 0 | 0 | 2138.2816 | 0.036861 | 10 | Commercial_2039_Economic_million_m3_Before Competition Groups_10 | Advanced BAS/Controllers | 3.686% | 0 | 78.8199 | Commercial_2039_Economic_million_m3_Before Competition Groups_Advanced BAS/Controllers
Commercial | Com ¦ Air Handler with Dedicated Outdoor Air Systems | 2039 | Technical | million_m3 | Before Competition Groups | 83.4395 | 0 | 0 | 2325.7615 | 0.035876 | 9 | Commercial_2039_Technical_million_m3_Before Competition Groups_9 | Air Handler with Dedicated Outdoor Air Systems | 3.588% | 0 | 83.4395 | Commercial_2039_Technical_million_m3_Before Competition Groups_Air Handler with Dedicated Outdoor Air Systems
Commercial | Com ¦ Demand Control Kitchen Ventilation | 2039 | Economic | million_m3 | Before Competition Groups | 75.8626 | 0 | 0 | 2138.2816 | 0.035478 | 11 | Commercial_2039_Economic_million_m3_Before Competition Groups_11 | Demand Control Kitchen Ventilation | 3.548% | 0 | 75.8626 | Commercial_2039_Economic_million_m3_Before Competition Groups_Demand Control Kitchen Ventilation
Commercial | Com ¦ Advanced BAS/Controllers | 2039 | Technical | million_m3 | Before Competition Groups | 78.8199 | 0 | 0 | 2325.7615 | 0.03389 | 10 | Commercial_2039_Technical_million_m3_Before Competition Groups_10 | Advanced BAS/Controllers | 3.389% | 0 | 78.8199 | Commercial_2039_Technical_million_m3_Before Competition Groups_Advanced BAS/Controllers
Commercial | Com ¦ Education and Capacity Building/Energy Behavior | 2039 | Economic | million_m3 | Before Competition Groups | 71.6019 | 0 | 0 | 2138.2816 | 0.033486 | 12 | Commercial_2039_Economic_million_m3_Before Competition Groups_12 | Education and Capacity Building/Energy Behavior | 3.349% | 0 | 71.6019 | Commercial_2039_Economic_million_m3_Before Competition Groups_Education and Capacity Building/Energy Behavior
Commercial | Com ¦ Steam System Optimization | 2039 | Achievable | million_m3 | Before Competition Groups | 53.2522 | 0 | 0 | 1616.4827 | 0.032943 | 13 | Commercial_2039_Achievable_million_m3_Before Competition Groups_13 | Steam System Optimization | 3.294% | 0 | 53.2522 | Commercial_2039_Achievable_million_m3_Before Competition Groups_Steam System Optimization
Commercial | Com ¦ Demand Control Kitchen Ventilation | 2039 | Technical | million_m3 | Before Competition Groups | 75.8626 | 0 | 0 | 2325.7615 | 0.032618 | 11 | Commercial_2039_Technical_million_m3_Before Competition Groups_11 | Demand Control Kitchen Ventilation | 3.262% | 0 | 75.8626 | Commercial_2039_Technical_million_m3_Before Competition Groups_Demand Control Kitchen Ventilation
Commercial | Com ¦ Destratification | 2039 | Achievable | million_m3 | Before Competition Groups | 51.3898 | 0 | 0 | 1616.4827 | 0.031791 | 14 | Commercial_2039_Achievable_million_m3_Before Competition Groups_14 | Destratification | 3.179% | 0 | 51.3898 | Commercial_2039_Achievable_million_m3_Before Competition Groups_Destratification
Commercial | Com ¦ Condensing Unit Heaters or other Efficient Unit Heating System | 2039 | Economic | million_m3 | Before Competition Groups | 66.3558 | 0 | 0 | 2138.2816 | 0.031032 | 13 | Commercial_2039_Economic_million_m3_Before Competition Groups_13 | Condensing Unit Heaters or other Efficient Unit Heating System | 3.103% | 0 | 66.3558 | Commercial_2039_Economic_million_m3_Before Competition Groups_Condensing Unit Heaters or other Efficient Unit Heating System
Commercial | Com ¦ Education and Capacity Building/Energy Behavior | 2039 | Technical | million_m3 | Before Competition Groups | 71.6019 | 0 | 0 | 2325.7615 | 0.030786 | 12 | Commercial_2039_Technical_million_m3_Before Competition Groups_12 | Education and Capacity Building/Energy Behavior | 3.079% | 0 | 71.6019 | Commercial_2039_Technical_million_m3_Before Competition Groups_Education and Capacity Building/Energy Behavior
Commercial | Com ¦ Furnace Tune-Up | 2039 | Achievable | million_m3 | Before Competition Groups | 49.107 | 0 | 0 | 1616.4827 | 0.030379 | 15 | Commercial_2039_Achievable_million_m3_Before Competition Groups_15 | Furnace Tune-Up | 3.038% | 0 | 49.107 | Commercial_2039_Achievable_million_m3_Before Competition Groups_Furnace Tune-Up
Commercial | Com ¦ Energy Recovery Ventilation and Ventilation (Enhanced) | 2039 | Technical | million_m3 | Before Competition Groups | 68.2463 | 0 | 0 | 2325.7615 | 0.029344 | 13 | Commercial_2039_Technical_million_m3_Before Competition Groups_13 | Energy Recovery Ventilation and Ventilation (Enhanced) | 2.934% | 0 | 68.2463 | Commercial_2039_Technical_million_m3_Before Competition Groups_Energy Recovery Ventilation and Ventilation (Enhanced)
Commercial | Com ¦ Condensing Unit Heaters or other Efficient Unit Heating System | 2039 | Technical | million_m3 | Before Competition Groups | 66.3558 | 0 | 0 | 2325.7615 | 0.028531 | 14 | Commercial_2039_Technical_million_m3_Before Competition Groups_14 | Condensing Unit Heaters or other Efficient Unit Heating System | 2.853% | 0 | 66.3558 | Commercial_2039_Technical_million_m3_Before Competition Groups_Condensing Unit Heaters or other Efficient Unit Heating System
Commercial | Com ¦ Condensing Unit Heaters or other Efficient Unit Heating System | 2039 | Achievable | million_m3 | Before Competition Groups | 42.8018 | 0 | 0 | 1616.4827 | 0.026478 | 16 | Commercial_2039_Achievable_million_m3_Before Competition Groups_16 | Condensing Unit Heaters or other Efficient Unit Heating System | 2.648% | 0 | 42.8018 | Commercial_2039_Achievable_million_m3_Before Competition Groups_Condensing Unit Heaters or other Efficient Unit Heating System
Commercial | Com ¦ Steam System Optimization | 2039 | Economic | million_m3 | Before Competition Groups | 45.9039 | 0 | 0 | 2138.2816 | 0.021468 | 14 | Commercial_2039_Economic_million_m3_Before Competition Groups_14 | Steam System Optimization | 2.147% | 0 | 45.9039 | Commercial_2039_Economic_million_m3_Before Competition Groups_Steam System Optimization
Commercial | Com ¦ Destratification | 2039 | Economic | million_m3 | Before Competition Groups | 43.3276 | 0 | 0 | 2138.2816 | 0.020263 | 15 | Commercial_2039_Economic_million_m3_Before Competition Groups_15 | Destratification | 2.026% | 0 | 43.3276 | Commercial_2039_Economic_million_m3_Before Competition Groups_Destratification
Commercial | Com ¦ Furnace Tune-Up | 2039 | Economic | million_m3 | Before Competition Groups | 42.4433 | 0 | 0 | 2138.2816 | 0.019849 | 16 | Commercial_2039_Economic_million_m3_Before Competition Groups_16 | Furnace Tune-Up | 1.985% | 0 | 42.4433 | Commercial_2039_Economic_million_m3_Before Competition Groups_Furnace Tune-Up
Commercial | Com ¦ Steam System Optimization | 2039 | Technical | million_m3 | Before Competition Groups | 45.9039 | 0 | 0 | 2325.7615 | 0.019737 | 15 | Commercial_2039_Technical_million_m3_Before Competition Groups_15 | Steam System Optimization | 1.974% | 0 | 45.9039 | Commercial_2039_Technical_million_m3_Before Competition Groups_Steam System Optimization
Commercial | Com ¦ Destratification | 2039 | Technical | million_m3 | Before Competition Groups | 43.3276 | 0 | 0 | 2325.7615 | 0.018629 | 16 | Commercial_2039_Technical_million_m3_Before Competition Groups_16 | Destratification | 1.863% | 0 | 43.3276 | Commercial_2039_Technical_million_m3_Before Competition Groups_Destratification
Commercial | Com ¦ Furnace Tune-Up | 2039 | Technical | million_m3 | Before Competition Groups | 42.4433 | 0 | 0 | 2325.7615 | 0.018249 | 17 | Commercial_2039_Technical_million_m3_Before Competition Groups_17 | Furnace Tune-Up | 1.825% | 0 | 42.4433 | Commercial_2039_Technical_million_m3_Before Competition Groups_Furnace Tune-Up
Commercial | Com ¦ Wall Insulation | 2039 | Achievable | million_m3 | Before Competition Groups | 27.489 | 0 | 0 | 1616.4827 | 0.017005 | 17 | Commercial_2039_Achievable_million_m3_Before Competition Groups_17 | Wall Insulation | 1.701% | 0 | 27.489 | Commercial_2039_Achievable_million_m3_Before Competition Groups_Wall Insulation
Commercial | Com ¦ High Efficiency Condensing Furnace AFUE 95% from 80% code | 2039 | Technical | million_m3 | Before Competition Groups | 31.2027 | 0 | 0 | 2325.7615 | 0.013416 | 18 | Commercial_2039_Technical_million_m3_Before Competition Groups_18 | High Efficiency Condensing Furnace AFUE 95% from 80% code | 1.342% | 0 | 31.2027 | Commercial_2039_Technical_million_m3_Before Competition Groups_High Efficiency Condensing Furnace AFUE 95% from 80% code
Commercial | Com ¦ Heat Recovery Ventilator | 2039 | Technical | million_m3 | Before Competition Groups | 30.4787 | 0 | 0 | 2325.7615 | 0.013105 | 19 | Commercial_2039_Technical_million_m3_Before Competition Groups_19 | Heat Recovery Ventilator | 1.31% | 0 | 30.4787 | Commercial_2039_Technical_million_m3_Before Competition Groups_Heat Recovery Ventilator
Commercial | Com ¦ Super-High Efficiency Furnaces (Emerging Tech) | 2039 | Technical | million_m3 | Before Competition Groups | 28.2312 | 0 | 0 | 2325.7615 | 0.012138 | 20 | Commercial_2039_Technical_million_m3_Before Competition Groups_20 | Super-High Efficiency Furnaces (Emerging Tech) | 1.214% | 0 | 28.2312 | Commercial_2039_Technical_million_m3_Before Competition Groups_Super-High Efficiency Furnaces (Emerging Tech)
Commercial | Com ¦ Energy Efficient Laboratory Fume Hood | 2039 | Achievable | million_m3 | Before Competition Groups | 19.509 | 0 | 0 | 1616.4827 | 0.012069 | 18 | Commercial_2039_Achievable_million_m3_Before Competition Groups_18 | Energy Efficient Laboratory Fume Hood | 1.207% | 0 | 19.509 | Commercial_2039_Achievable_million_m3_Before Competition Groups_Energy Efficient Laboratory Fume Hood
Commercial | Com ¦ Wall Insulation | 2039 | Economic | million_m3 | Before Competition Groups | 23.6872 | 0 | 0 | 2138.2816 | 0.011078 | 17 | Commercial_2039_Economic_million_m3_Before Competition Groups_17 | Wall Insulation | 1.108% | 0 | 23.6872 | Commercial_2039_Economic_million_m3_Before Competition Groups_Wall Insulation
Commercial | Com ¦ Wall Insulation | 2039 | Technical | million_m3 | Before Competition Groups | 23.6872 | 0 | 0 | 2325.7615 | 0.010185 | 21 | Commercial_2039_Technical_million_m3_Before Competition Groups_21 | Wall Insulation | 1.018% | 0 | 23.6872 | Commercial_2039_Technical_million_m3_Before Competition Groups_Wall Insulation
Commercial | Com ¦ Demand controlled Circulating Systems | 2039 | Achievable | million_m3 | Before Competition Groups | 14.4148 | 0 | 0 | 1616.4827 | 0.0089174 | 19 | Commercial_2039_Achievable_million_m3_Before Competition Groups_19 | Demand controlled Circulating Systems | 0.8917% | 0 | 14.4148 | Commercial_2039_Achievable_million_m3_Before Competition Groups_Demand controlled Circulating Systems
Commercial | Com ¦ Energy Efficient Laboratory Fume Hood | 2039 | Economic | million_m3 | Before Competition Groups | 16.8332 | 0 | 0 | 2138.2816 | 0.0078723 | 18 | Commercial_2039_Economic_million_m3_Before Competition Groups_18 | Energy Efficient Laboratory Fume Hood | 0.7872% | 0 | 16.8332 | Commercial_2039_Economic_million_m3_Before Competition Groups_Energy Efficient Laboratory Fume Hood
Commercial | Com ¦ Boiler Measures | 2039 | Technical | million_m3 | Before Competition Groups | 18.1815 | 0 | 0 | 2325.7615 | 0.0078175 | 22 | Commercial_2039_Technical_million_m3_Before Competition Groups_22 | Boiler Measures | 0.7817% | 0 | 18.1815 | Commercial_2039_Technical_million_m3_Before Competition Groups_Boiler Measures
Commercial | Com ¦ Energy Recovery Ventilation and Ventilation (Enhanced) | 2039 | Economic | million_m3 | Before Competition Groups | 15.4995 | 0 | 0 | 2138.2816 | 0.0072486 | 19 | Commercial_2039_Economic_million_m3_Before Competition Groups_19 | Energy Recovery Ventilation and Ventilation (Enhanced) | 0.7249% | 0 | 15.4995 | Commercial_2039_Economic_million_m3_Before Competition Groups_Energy Recovery Ventilation and Ventilation (Enhanced)
Commercial | Com ¦ Energy Efficient Laboratory Fume Hood | 2039 | Technical | million_m3 | Before Competition Groups | 16.8332 | 0 | 0 | 2325.7615 | 0.0072377 | 23 | Commercial_2039_Technical_million_m3_Before Competition Groups_23 | Energy Efficient Laboratory Fume Hood | 0.7238% | 0 | 16.8332 | Commercial_2039_Technical_million_m3_Before Competition Groups_Energy Efficient Laboratory Fume Hood
Commercial | Com ¦ Duct Insulation, R8 | 2039 | Achievable | million_m3 | Before Competition Groups | 11.3587 | 0 | 0 | 1616.4827 | 0.0070268 | 20 | Commercial_2039_Achievable_million_m3_Before Competition Groups_20 | Duct Insulation, R8 | 0.7027% | 0 | 11.3587 | Commercial_2039_Achievable_million_m3_Before Competition Groups_Duct Insulation, R8
Commercial | Com ¦ Demand controlled Circulating Systems | 2039 | Economic | million_m3 | Before Competition Groups | 12.4212 | 0 | 0 | 2138.2816 | 0.005809 | 20 | Commercial_2039_Economic_million_m3_Before Competition Groups_20 | Demand controlled Circulating Systems | 0.5809% | 0 | 12.4212 | Commercial_2039_Economic_million_m3_Before Competition Groups_Demand controlled Circulating Systems
Commercial | Com ¦ Demand controlled Circulating Systems | 2039 | Technical | million_m3 | Before Competition Groups | 12.4212 | 0 | 0 | 2325.7615 | 0.0053407 | 24 | Commercial_2039_Technical_million_m3_Before Competition Groups_24 | Demand controlled Circulating Systems | 0.5341% | 0 | 12.4212 | Commercial_2039_Technical_million_m3_Before Competition Groups_Demand controlled Circulating Systems
Commercial | Com ¦ Ozone Laundry Treatment | 2039 | Achievable | million_m3 | Before Competition Groups | 7.5203 | 0 | 0 | 1616.4827 | 0.0046523 | 21 | Commercial_2039_Achievable_million_m3_Before Competition Groups_21 | Ozone Laundry Treatment | 0.4652% | 0 | 7.5203 | Commercial_2039_Achievable_million_m3_Before Competition Groups_Ozone Laundry Treatment
Commercial | Com ¦ Duct Insulation, R8 | 2039 | Economic | million_m3 | Before Competition Groups | 9.804 | 0 | 0 | 2138.2816 | 0.004585 | 21 | Commercial_2039_Economic_million_m3_Before Competition Groups_21 | Duct Insulation, R8 | 0.4585% | 0 | 9.804 | Commercial_2039_Economic_million_m3_Before Competition Groups_Duct Insulation, R8
Commercial | Com ¦ Infrared Heaters | 2039 | Economic | million_m3 | Before Competition Groups | 9.7612 | 0 | 0 | 2138.2816 | 0.004565 | 22 | Commercial_2039_Economic_million_m3_Before Competition Groups_22 | Infrared Heaters | 0.4565% | 0 | 9.7612 | Commercial_2039_Economic_million_m3_Before Competition Groups_Infrared Heaters
Commercial | Com ¦ ENERGY STAR Fryer (84% eff) | 2039 | Economic | million_m3 | Before Competition Groups | 9.6457 | 0 | 0 | 2138.2816 | 0.0045109 | 23 | Commercial_2039_Economic_million_m3_Before Competition Groups_23 | ENERGY STAR Fryer (84% eff) | 0.4511% | 0 | 9.6457 | Commercial_2039_Economic_million_m3_Before Competition Groups_ENERGY STAR Fryer (84% eff)
Commercial | Com ¦ Duct Insulation, R8 | 2039 | Technical | million_m3 | Before Competition Groups | 9.804 | 0 | 0 | 2325.7615 | 0.0042154 | 25 | Commercial_2039_Technical_million_m3_Before Competition Groups_25 | Duct Insulation, R8 | 0.4215% | 0 | 9.804 | Commercial_2039_Technical_million_m3_Before Competition Groups_Duct Insulation, R8
Commercial | Com ¦ Infrared Heaters | 2039 | Technical | million_m3 | Before Competition Groups | 9.7612 | 0 | 0 | 2325.7615 | 0.004197 | 26 | Commercial_2039_Technical_million_m3_Before Competition Groups_26 | Infrared Heaters | 0.4197% | 0 | 9.7612 | Commercial_2039_Technical_million_m3_Before Competition Groups_Infrared Heaters
Commercial | Com ¦ ENERGY STAR Fryer (84% eff) | 2039 | Technical | million_m3 | Before Competition Groups | 9.6457 | 0 | 0 | 2325.7615 | 0.0041473 | 27 | Commercial_2039_Technical_million_m3_Before Competition Groups_27 | ENERGY STAR Fryer (84% eff) | 0.4147% | 0 | 9.6457 | Commercial_2039_Technical_million_m3_Before Competition Groups_ENERGY STAR Fryer (84% eff)
Commercial | Com ¦ ENERGY STAR Fryer (84% eff) | 2039 | Achievable | million_m3 | Before Competition Groups | 6.5999 | 0 | 0 | 1616.4827 | 0.0040829 | 22 | Commercial_2039_Achievable_million_m3_Before Competition Groups_22 | ENERGY STAR Fryer (84% eff) | 0.4083% | 0 | 6.5999 | Commercial_2039_Achievable_million_m3_Before Competition Groups_ENERGY STAR Fryer (84% eff)
Commercial | Com ¦ Roof Insulation/Ceiling Insulation (R25 Code to R35) | 2039 | Technical | million_m3 | Before Competition Groups | 9.3963 | 0 | 0 | 2325.7615 | 0.0040401 | 28 | Commercial_2039_Technical_million_m3_Before Competition Groups_28 | Roof Insulation/Ceiling Insulation (R25 Code to R35) | 0.404% | 0 | 9.3963 | Commercial_2039_Technical_million_m3_Before Competition Groups_Roof Insulation/Ceiling Insulation (R25 Code to R35)
Commercial | Com ¦ High Efficiency Underfired Broilers | 2039 | Economic | million_m3 | Before Competition Groups | 8.1873 | 0 | 0 | 2138.2816 | 0.0038289 | 24 | Commercial_2039_Economic_million_m3_Before Competition Groups_24 | High Efficiency Underfired Broilers | 0.3829% | 0 | 8.1873 | Commercial_2039_Economic_million_m3_Before Competition Groups_High Efficiency Underfired Broilers
Commercial | Com ¦ High Efficiency Underfired Broilers | 2039 | Achievable | million_m3 | Before Competition Groups | 6.1776 | 0 | 0 | 1616.4827 | 0.0038216 | 23 | Commercial_2039_Achievable_million_m3_Before Competition Groups_23 | High Efficiency Underfired Broilers | 0.3822% | 0 | 6.1776 | Commercial_2039_Achievable_million_m3_Before Competition Groups_High Efficiency Underfired Broilers
Commercial | Com ¦ Ozone Laundry Treatment | 2039 | Economic | million_m3 | Before Competition Groups | 7.8821 | 0 | 0 | 2138.2816 | 0.0036862 | 25 | Commercial_2039_Economic_million_m3_Before Competition Groups_25 | Ozone Laundry Treatment | 0.3686% | 0 | 7.8821 | Commercial_2039_Economic_million_m3_Before Competition Groups_Ozone Laundry Treatment
Commercial | Com ¦ Condensing Storage Water Heater | 2039 | Technical | million_m3 | Before Competition Groups | 8.532 | 0 | 0 | 2325.7615 | 0.0036685 | 29 | Commercial_2039_Technical_million_m3_Before Competition Groups_29 | Condensing Storage Water Heater | 0.3668% | 0 | 8.532 | Commercial_2039_Technical_million_m3_Before Competition Groups_Condensing Storage Water Heater
Commercial | Com ¦ Infrared Heaters | 2039 | Achievable | million_m3 | Before Competition Groups | 5.8865 | 0 | 0 | 1616.4827 | 0.0036415 | 24 | Commercial_2039_Achievable_million_m3_Before Competition Groups_24 | Infrared Heaters | 0.3642% | 0 | 5.8865 | Commercial_2039_Achievable_million_m3_Before Competition Groups_Infrared Heaters
Commercial | Com ¦ High Efficiency Underfired Broilers | 2039 | Technical | million_m3 | Before Competition Groups | 8.1873 | 0 | 0 | 2325.7615 | 0.0035203 | 30 | Commercial_2039_Technical_million_m3_Before Competition Groups_30 | High Efficiency Underfired Broilers | 0.352% | 0 | 8.1873 | Commercial_2039_Technical_million_m3_Before Competition Groups_High Efficiency Underfired Broilers
Commercial | Com ¦ Heat Recovery Ventilator | 2039 | Economic | million_m3 | Before Competition Groups | 7.4647 | 0 | 0 | 2138.2816 | 0.003491 | 26 | Commercial_2039_Economic_million_m3_Before Competition Groups_26 | Heat Recovery Ventilator | 0.3491% | 0 | 7.4647 | Commercial_2039_Economic_million_m3_Before Competition Groups_Heat Recovery Ventilator
Commercial | Com ¦ Ozone Laundry Treatment | 2039 | Technical | million_m3 | Before Competition Groups | 7.8821 | 0 | 0 | 2325.7615 | 0.003389 | 31 | Commercial_2039_Technical_million_m3_Before Competition Groups_31 | Ozone Laundry Treatment | 0.3389% | 0 | 7.8821 | Commercial_2039_Technical_million_m3_Before Competition Groups_Ozone Laundry Treatment
Commercial | Com ¦ ENERGY STAR Griddle (74% eff) | 2039 | Economic | million_m3 | Before Competition Groups | 6.3396 | 0 | 0 | 2138.2816 | 0.0029648 | 27 | Commercial_2039_Economic_million_m3_Before Competition Groups_27 | ENERGY STAR Griddle (74% eff) | 0.2965% | 0 | 6.3396 | Commercial_2039_Economic_million_m3_Before Competition Groups_ENERGY STAR Griddle (74% eff)
Commercial | Com ¦ ENERGY STAR Griddle (74% eff) | 2039 | Technical | million_m3 | Before Competition Groups | 6.3396 | 0 | 0 | 2325.7615 | 0.0027258 | 32 | Commercial_2039_Technical_million_m3_Before Competition Groups_32 | ENERGY STAR Griddle (74% eff) | 0.2726% | 0 | 6.3396 | Commercial_2039_Technical_million_m3_Before Competition Groups_ENERGY STAR Griddle (74% eff)
Commercial | Com ¦ ENERGY STAR Griddle (74% eff) | 2039 | Achievable | million_m3 | Before Competition Groups | 4.3872 | 0 | 0 | 1616.4827 | 0.002714 | 25 | Commercial_2039_Achievable_million_m3_Before Competition Groups_25 | ENERGY STAR Griddle (74% eff) | 0.2714% | 0 | 4.3872 | Commercial_2039_Achievable_million_m3_Before Competition Groups_ENERGY STAR Griddle (74% eff)
Commercial | Com ¦ Condensing Storage Water Heater | 2039 | Economic | million_m3 | Before Competition Groups | 5.417 | 0 | 0 | 2138.2816 | 0.0025334 | 28 | Commercial_2039_Economic_million_m3_Before Competition Groups_28 | Condensing Storage Water Heater | 0.2533% | 0 | 5.417 | Commercial_2039_Economic_million_m3_Before Competition Groups_Condensing Storage Water Heater
Commercial | Com ¦ Condensing Tankless Water Heater | 2039 | Technical | million_m3 | Before Competition Groups | 4.9538 | 0 | 0 | 2325.7615 | 0.00213 | 33 | Commercial_2039_Technical_million_m3_Before Competition Groups_33 | Condensing Tankless Water Heater | 0.213% | 0 | 4.9538 | Commercial_2039_Technical_million_m3_Before Competition Groups_Condensing Tankless Water Heater
Commercial | Com ¦ ENERGY STAR Dishwasher | 2039 | Economic | million_m3 | Before Competition Groups | 4.138 | 0 | 0 | 2138.2816 | 0.0019352 | 29 | Commercial_2039_Economic_million_m3_Before Competition Groups_29 | ENERGY STAR Dishwasher | 0.1935% | 0 | 4.138 | Commercial_2039_Economic_million_m3_Before Competition Groups_ENERGY STAR Dishwasher
Commercial | Com ¦ Gas Heat Pump Water Heater | 2039 | Technical | million_m3 | Before Competition Groups | 4.2567 | 0 | 0 | 2325.7615 | 0.0018302 | 34 | Commercial_2039_Technical_million_m3_Before Competition Groups_34 | Gas Heat Pump Water Heater | 0.183% | 0 | 4.2567 | Commercial_2039_Technical_million_m3_Before Competition Groups_Gas Heat Pump Water Heater
Commercial | Com ¦ ENERGY STAR Dishwasher | 2039 | Technical | million_m3 | Before Competition Groups | 4.138 | 0 | 0 | 2325.7615 | 0.0017792 | 35 | Commercial_2039_Technical_million_m3_Before Competition Groups_35 | ENERGY STAR Dishwasher | 0.1779% | 0 | 4.138 | Commercial_2039_Technical_million_m3_Before Competition Groups_ENERGY STAR Dishwasher
Commercial | Com ¦ HOTEL OCCUPANCY CONTROLS (HVAC + LIGHTING) | 2039 | Technical | million_m3 | Before Competition Groups | 3.9023 | 0 | 0 | 2325.7615 | 0.0016779 | 36 | Commercial_2039_Technical_million_m3_Before Competition Groups_36 | HOTEL OCCUPANCY CONTROLS (HVAC + LIGHTING) | 0.1678% | 0 | 3.9023 | Commercial_2039_Technical_million_m3_Before Competition Groups_HOTEL OCCUPANCY CONTROLS (HVAC + LIGHTING)
Commercial | Com ¦ Energy Recovery Ventilation and Ventilation (Enhanced) | 2039 | Achievable | million_m3 | Before Competition Groups | 2.6038 | 0 | 0 | 1616.4827 | 0.0016108 | 26 | Commercial_2039_Achievable_million_m3_Before Competition Groups_26 | Energy Recovery Ventilation and Ventilation (Enhanced) | 0.1611% | 0 | 2.6038 | Commercial_2039_Achievable_million_m3_Before Competition Groups_Energy Recovery Ventilation and Ventilation (Enhanced)
Commercial | Com ¦ ENERGY STAR Dishwasher | 2039 | Achievable | million_m3 | Before Competition Groups | 2.3173 | 0 | 0 | 1616.4827 | 0.0014335 | 27 | Commercial_2039_Achievable_million_m3_Before Competition Groups_27 | ENERGY STAR Dishwasher | 0.1434% | 0 | 2.3173 | Commercial_2039_Achievable_million_m3_Before Competition Groups_ENERGY STAR Dishwasher
Commercial | Com ¦ Ice Rink Heat Recovery | 2039 | Technical | million_m3 | Before Competition Groups | 3.1513 | 0 | 0 | 2325.7615 | 0.001355 | 37 | Commercial_2039_Technical_million_m3_Before Competition Groups_37 | Ice Rink Heat Recovery | 0.1355% | 0 | 3.1513 | Commercial_2039_Technical_million_m3_Before Competition Groups_Ice Rink Heat Recovery
Commercial | Com ¦ Condensing Tankless Water Heater | 2039 | Economic | million_m3 | Before Competition Groups | 2.8812 | 0 | 0 | 2138.2816 | 0.0013475 | 30 | Commercial_2039_Economic_million_m3_Before Competition Groups_30 | Condensing Tankless Water Heater | 0.1347% | 0 | 2.8812 | Commercial_2039_Economic_million_m3_Before Competition Groups_Condensing Tankless Water Heater
Commercial | Com ¦ Gas Heat Pump Water Heater | 2039 | Economic | million_m3 | Before Competition Groups | 2.5765 | 0 | 0 | 2138.2816 | 0.0012049 | 31 | Commercial_2039_Economic_million_m3_Before Competition Groups_31 | Gas Heat Pump Water Heater | 0.1205% | 0 | 2.5765 | Commercial_2039_Economic_million_m3_Before Competition Groups_Gas Heat Pump Water Heater
Commercial | Com ¦ Dock Door Seals | 2039 | Technical | million_m3 | Before Competition Groups | 2.7804 | 0 | 0 | 2325.7615 | 0.0011955 | 38 | Commercial_2039_Technical_million_m3_Before Competition Groups_38 | Dock Door Seals | 0.1195% | 0 | 2.7804 | Commercial_2039_Technical_million_m3_Before Competition Groups_Dock Door Seals
Commercial | Com ¦ Drain Water Heat Recovery (DWHR) ¦ Retro | 2039 | Achievable | million_m3 | Before Competition Groups | 1.2008 | 0 | 0 | 1616.4827 | 0.00074285 | 28 | Commercial_2039_Achievable_million_m3_Before Competition Groups_28 | Drain Water Heat Recovery (DWHR) ¦ Retro | 0.07429% | 0 | 1.2008 | Commercial_2039_Achievable_million_m3_Before Competition Groups_Drain Water Heat Recovery (DWHR) ¦ Retro
Commercial | Com ¦ CEE Tier 2/Energy Star Clothes Washers | 2039 | Achievable | million_m3 | Before Competition Groups | 1.1421 | 0 | 0 | 1616.4827 | 0.00070653 | 29 | Commercial_2039_Achievable_million_m3_Before Competition Groups_29 | CEE Tier 2/Energy Star Clothes Washers | 0.07065% | 0 | 1.1421 | Commercial_2039_Achievable_million_m3_Before Competition Groups_CEE Tier 2/Energy Star Clothes Washers
Commercial | Com ¦ CEE Tier 2/Energy Star Clothes Washers | 2039 | Economic | million_m3 | Before Competition Groups | 1.4218 | 0 | 0 | 2138.2816 | 0.00066493 | 32 | Commercial_2039_Economic_million_m3_Before Competition Groups_32 | CEE Tier 2/Energy Star Clothes Washers | 0.06649% | 0 | 1.4218 | Commercial_2039_Economic_million_m3_Before Competition Groups_CEE Tier 2/Energy Star Clothes Washers
Commercial | Com ¦ CEE Tier 2/Energy Star Clothes Washers | 2039 | Technical | million_m3 | Before Competition Groups | 1.4218 | 0 | 0 | 2325.7615 | 0.00061133 | 39 | Commercial_2039_Technical_million_m3_Before Competition Groups_39 | CEE Tier 2/Energy Star Clothes Washers | 0.06113% | 0 | 1.4218 | Commercial_2039_Technical_million_m3_Before Competition Groups_CEE Tier 2/Energy Star Clothes Washers
Commercial | Com ¦ Condensing Storage Water Heater | 2039 | Achievable | million_m3 | Before Competition Groups | 0.86787 | 0 | 0 | 1616.4827 | 0.00053689 | 30 | Commercial_2039_Achievable_million_m3_Before Competition Groups_30 | Condensing Storage Water Heater | 0.05369% | 0 | 0.86787 | Commercial_2039_Achievable_million_m3_Before Competition Groups_Condensing Storage Water Heater
Commercial | Com ¦ Heat Recovery Ventilator | 2039 | Achievable | million_m3 | Before Competition Groups | 0.84315 | 0 | 0 | 1616.4827 | 0.00052159 | 31 | Commercial_2039_Achievable_million_m3_Before Competition Groups_31 | Heat Recovery Ventilator | 0.05216% | 0 | 0.84315 | Commercial_2039_Achievable_million_m3_Before Competition Groups_Heat Recovery Ventilator
Commercial | Com ¦ Drain Water Heat Recovery (DWHR) ¦ Retro | 2039 | Economic | million_m3 | Before Competition Groups | 1.0259 | 0 | 0 | 2138.2816 | 0.00047978 | 33 | Commercial_2039_Economic_million_m3_Before Competition Groups_33 | Drain Water Heat Recovery (DWHR) ¦ Retro | 0.04798% | 0 | 1.0259 | Commercial_2039_Economic_million_m3_Before Competition Groups_Drain Water Heat Recovery (DWHR) ¦ Retro
Commercial | Com ¦ Drain Water Heat Recovery (DWHR) ¦ Retro | 2039 | Technical | million_m3 | Before Competition Groups | 1.0259 | 0 | 0 | 2325.7615 | 0.0004411 | 40 | Commercial_2039_Technical_million_m3_Before Competition Groups_40 | Drain Water Heat Recovery (DWHR) ¦ Retro | 0.04411% | 0 | 1.0259 | Commercial_2039_Technical_million_m3_Before Competition Groups_Drain Water Heat Recovery (DWHR) ¦ Retro
Commercial | Com ¦ Gas Heat Pump Water Heater | 2039 | Achievable | million_m3 | Before Competition Groups | 0.60986 | 0 | 0 | 1616.4827 | 0.00037727 | 32 | Commercial_2039_Achievable_million_m3_Before Competition Groups_32 | Gas Heat Pump Water Heater | 0.03773% | 0 | 0.60986 | Commercial_2039_Achievable_million_m3_Before Competition Groups_Gas Heat Pump Water Heater
Commercial | Com ¦ Low Flow Pre-Rinse Spray Nozzle | 2039 | Economic | million_m3 | Before Competition Groups | 0.74839 | 0 | 0 | 2138.2816 | 0.00035 | 34 | Commercial_2039_Economic_million_m3_Before Competition Groups_34 | Low Flow Pre-Rinse Spray Nozzle | 0.035% | 0 | 0.74839 | Commercial_2039_Economic_million_m3_Before Competition Groups_Low Flow Pre-Rinse Spray Nozzle
Commercial | Com ¦ Low Flow Pre-Rinse Spray Nozzle | 2039 | Achievable | million_m3 | Before Competition Groups | 0.55599 | 0 | 0 | 1616.4827 | 0.00034395 | 33 | Commercial_2039_Achievable_million_m3_Before Competition Groups_33 | Low Flow Pre-Rinse Spray Nozzle | 0.03439% | 0 | 0.55599 | Commercial_2039_Achievable_million_m3_Before Competition Groups_Low Flow Pre-Rinse Spray Nozzle
Commercial | Com ¦ ENERGY STAR Steam Cooker | 2039 | Economic | million_m3 | Before Competition Groups | 0.69022 | 0 | 0 | 2138.2816 | 0.00032279 | 35 | Commercial_2039_Economic_million_m3_Before Competition Groups_35 | ENERGY STAR Steam Cooker | 0.03228% | 0 | 0.69022 | Commercial_2039_Economic_million_m3_Before Competition Groups_ENERGY STAR Steam Cooker
Commercial | Com ¦ Low Flow Pre-Rinse Spray Nozzle | 2039 | Technical | million_m3 | Before Competition Groups | 0.74839 | 0 | 0 | 2325.7615 | 0.00032178 | 41 | Commercial_2039_Technical_million_m3_Before Competition Groups_41 | Low Flow Pre-Rinse Spray Nozzle | 0.03218% | 0 | 0.74839 | Commercial_2039_Technical_million_m3_Before Competition Groups_Low Flow Pre-Rinse Spray Nozzle
Commercial | Com ¦ Drain Water Heat Recovery (DWHR) ¦New | 2039 | Economic | million_m3 | Before Competition Groups | 0.63631 | 0 | 0 | 2138.2816 | 0.00029758 | 36 | Commercial_2039_Economic_million_m3_Before Competition Groups_36 | Drain Water Heat Recovery (DWHR) ¦New | 0.02976% | 0 | 0.63631 | Commercial_2039_Economic_million_m3_Before Competition Groups_Drain Water Heat Recovery (DWHR) ¦New
Commercial | Com ¦ ENERGY STAR Steam Cooker | 2039 | Technical | million_m3 | Before Competition Groups | 0.69022 | 0 | 0 | 2325.7615 | 0.00029677 | 42 | Commercial_2039_Technical_million_m3_Before Competition Groups_42 | ENERGY STAR Steam Cooker | 0.02968% | 0 | 0.69022 | Commercial_2039_Technical_million_m3_Before Competition Groups_ENERGY STAR Steam Cooker
Commercial | Com ¦ ENERGY STAR Steam Cooker | 2039 | Achievable | million_m3 | Before Competition Groups | 0.47235 | 0 | 0 | 1616.4827 | 0.00029221 | 34 | Commercial_2039_Achievable_million_m3_Before Competition Groups_34 | ENERGY STAR Steam Cooker | 0.02922% | 0 | 0.47235 | Commercial_2039_Achievable_million_m3_Before Competition Groups_ENERGY STAR Steam Cooker
Commercial | Com ¦ Drain Water Heat Recovery (DWHR) ¦New | 2039 | Technical | million_m3 | Before Competition Groups | 0.63631 | 0 | 0 | 2325.7615 | 0.00027359 | 43 | Commercial_2039_Technical_million_m3_Before Competition Groups_43 | Drain Water Heat Recovery (DWHR) ¦New | 0.02736% | 0 | 0.63631 | Commercial_2039_Technical_million_m3_Before Competition Groups_Drain Water Heat Recovery (DWHR) ¦New
Commercial | Com ¦ Drain Water Heat Recovery (DWHR) ¦New | 2039 | Achievable | million_m3 | Before Competition Groups | 0.37634 | 0 | 0 | 1616.4827 | 0.00023281 | 35 | Commercial_2039_Achievable_million_m3_Before Competition Groups_35 | Drain Water Heat Recovery (DWHR) ¦New | 0.02328% | 0 | 0.37634 | Commercial_2039_Achievable_million_m3_Before Competition Groups_Drain Water Heat Recovery (DWHR) ¦New
Commercial | Com ¦ Condensing Tankless Water Heater | 2039 | Achievable | million_m3 | Before Competition Groups | 0.36146 | 0 | 0 | 1616.4827 | 0.00022361 | 36 | Commercial_2039_Achievable_million_m3_Before Competition Groups_36 | Condensing Tankless Water Heater | 0.02236% | 0 | 0.36146 | Commercial_2039_Achievable_million_m3_Before Competition Groups_Condensing Tankless Water Heater
Commercial | Com ¦ Solar Water Preheat (Pools/DHW) | 2039 | Economic | million_m3 | Before Competition Groups | 0.3312 | 0 | 0 | 2138.2816 | 0.00015489 | 37 | Commercial_2039_Economic_million_m3_Before Competition Groups_37 | Solar Water Preheat (Pools/DHW) | 0.01549% | 0 | 0.3312 | Commercial_2039_Economic_million_m3_Before Competition Groups_Solar Water Preheat (Pools/DHW)
Commercial | Com ¦ Solar Water Preheat (Pools/DHW) | 2039 | Technical | million_m3 | Before Competition Groups | 0.33732 | 0 | 0 | 2325.7615 | 0.00014504 | 44 | Commercial_2039_Technical_million_m3_Before Competition Groups_44 | Solar Water Preheat (Pools/DHW) | 0.0145% | 0 | 0.33732 | Commercial_2039_Technical_million_m3_Before Competition Groups_Solar Water Preheat (Pools/DHW)
Commercial | Com ¦ Solar Water Preheat (Pools/DHW) | 2039 | Achievable | million_m3 | Before Competition Groups | 0.18505 | 0 | 0 | 1616.4827 | 0.00011448 | 37 | Commercial_2039_Achievable_million_m3_Before Competition Groups_37 | Solar Water Preheat (Pools/DHW) | 0.01145% | 0 | 0.18505 | Commercial_2039_Achievable_million_m3_Before Competition Groups_Solar Water Preheat (Pools/DHW)
Commercial | Com ¦ Air Curtains | 2039 | Achievable | million_m3 | Before Competition Groups | 0.14736 | 0 | 0 | 1616.4827 | 9.1162e-05 | 38 | Commercial_2039_Achievable_million_m3_Before Competition Groups_38 | Air Curtains | 0.009116% | 0 | 0.14736 | Commercial_2039_Achievable_million_m3_Before Competition Groups_Air Curtains
Commercial | Com ¦ Air Curtains | 2039 | Economic | million_m3 | Before Competition Groups | 0.15139 | 0 | 0 | 2138.2816 | 7.08e-05 | 38 | Commercial_2039_Economic_million_m3_Before Competition Groups_38 | Air Curtains | 0.00708% | 0 | 0.15139 | Commercial_2039_Economic_million_m3_Before Competition Groups_Air Curtains
Commercial | Com ¦ Gas Convection Oven | 2039 | Technical | million_m3 | Before Competition Groups | 0.16304 | 0 | 0 | 2325.7615 | 7.0103e-05 | 45 | Commercial_2039_Technical_million_m3_Before Competition Groups_45 | Gas Convection Oven | 0.00701% | 0 | 0.16304 | Commercial_2039_Technical_million_m3_Before Competition Groups_Gas Convection Oven
Commercial | Com ¦ Air Curtains | 2039 | Technical | million_m3 | Before Competition Groups | 0.15139 | 0 | 0 | 2325.7615 | 6.5093e-05 | 46 | Commercial_2039_Technical_million_m3_Before Competition Groups_46 | Air Curtains | 0.006509% | 0 | 0.15139 | Commercial_2039_Technical_million_m3_Before Competition Groups_Air Curtains
Commercial | Com ¦ Super High Perf Glazing ¦RET | 2039 | Achievable | million_m3 | Before Competition Groups | 0.059257 | 0 | 0 | 1616.4827 | 3.6658e-05 | 39 | Commercial_2039_Achievable_million_m3_Before Competition Groups_39 | Super High Perf Glazing ¦RET | 0.003666% | 0 | 0.059257 | Commercial_2039_Achievable_million_m3_Before Competition Groups_Super High Perf Glazing ¦RET
Commercial | Com ¦ Solar Preheat Make up Air | 2039 | Technical | million_m3 | Before Competition Groups | 0.056352 | 0 | 0 | 2325.7615 | 2.423e-05 | 47 | Commercial_2039_Technical_million_m3_Before Competition Groups_47 | Solar Preheat Make up Air | 0.002423% | 0 | 0.056352 | Commercial_2039_Technical_million_m3_Before Competition Groups_Solar Preheat Make up Air
Commercial | Com ¦ Super High Perf Glazing ¦RET | 2039 | Economic | million_m3 | Before Competition Groups | 0.051168 | 0 | 0 | 2138.2816 | 2.3929e-05 | 39 | Commercial_2039_Economic_million_m3_Before Competition Groups_39 | Super High Perf Glazing ¦RET | 0.002393% | 0 | 0.051168 | Commercial_2039_Economic_million_m3_Before Competition Groups_Super High Perf Glazing ¦RET
Commercial | Com ¦ Super High Perf Glazing ¦RET | 2039 | Technical | million_m3 | Before Competition Groups | 0.051168 | 0 | 0 | 2325.7615 | 2.2e-05 | 48 | Commercial_2039_Technical_million_m3_Before Competition Groups_48 | Super High Perf Glazing ¦RET | 0.0022% | 0 | 0.051168 | Commercial_2039_Technical_million_m3_Before Competition Groups_Super High Perf Glazing ¦RET
Commercial | Com ¦ Super High Perf Glazing ¦New | 2039 | Economic | million_m3 | Before Competition Groups | 0.031557 | 0 | 0 | 2138.2816 | 1.4758e-05 | 40 | Commercial_2039_Economic_million_m3_Before Competition Groups_40 | Super High Perf Glazing ¦New | 0.001476% | 0 | 0.031557 | Commercial_2039_Economic_million_m3_Before Competition Groups_Super High Perf Glazing ¦New
Commercial | Com ¦ Super High Perf Glazing ¦New | 2039 | Achievable | million_m3 | Before Competition Groups | 0.022697 | 0 | 0 | 1616.4827 | 1.4041e-05 | 40 | Commercial_2039_Achievable_million_m3_Before Competition Groups_40 | Super High Perf Glazing ¦New | 0.001404% | 0 | 0.022697 | Commercial_2039_Achievable_million_m3_Before Competition Groups_Super High Perf Glazing ¦New
Commercial | Com ¦ Super High Perf Glazing ¦New | 2039 | Technical | million_m3 | Before Competition Groups | 0.031557 | 0 | 0 | 2325.7615 | 1.3569e-05 | 49 | Commercial_2039_Technical_million_m3_Before Competition Groups_49 | Super High Perf Glazing ¦New | 0.001357% | 0 | 0.031557 | Commercial_2039_Technical_million_m3_Before Competition Groups_Super High Perf Glazing ¦New
Commercial | Com ¦ Condensing Boiler ¦ Std | 2040 | Economic | million_m3 | Before Competition Groups | 332.54 | 0 | 0 | 2170.3996 | 0.15322 | 1 | Commercial_2040_Economic_million_m3_Before Competition Groups_1 | Condensing Boiler ¦ Std | 15.32% | 0 | 332.54 | Commercial_2040_Economic_million_m3_Before Competition Groups_Condensing Boiler ¦ Std
Commercial | Com ¦ Condensing Boiler ¦ Std | 2040 | Technical | million_m3 | Before Competition Groups | 332.54 | 0 | 0 | 2359.4703 | 0.14094 | 1 | Commercial_2040_Technical_million_m3_Before Competition Groups_1 | Condensing Boiler ¦ Std | 14.09% | 0 | 332.54 | Commercial_2040_Technical_million_m3_Before Competition Groups_Condensing Boiler ¦ Std
Commercial | Com ¦ Condensing Boiler ¦ Std | 2040 | Achievable | million_m3 | Before Competition Groups | 210.8015 | 0 | 0 | 1691.3519 | 0.12463 | 1 | Commercial_2040_Achievable_million_m3_Before Competition Groups_1 | Condensing Boiler ¦ Std | 12.46% | 0 | 210.8015 | Commercial_2040_Achievable_million_m3_Before Competition Groups_Condensing Boiler ¦ Std
Commercial | Com ¦ Gas Fired Rooftop Units | 2040 | Economic | million_m3 | Before Competition Groups | 233.0957 | 0 | 0 | 2170.3996 | 0.1074 | 2 | Commercial_2040_Economic_million_m3_Before Competition Groups_2 | Gas Fired Rooftop Units | 10.74% | 0 | 233.0957 | Commercial_2040_Economic_million_m3_Before Competition Groups_Gas Fired Rooftop Units
Commercial | Com ¦ Building Recommissioning, Operations and Maintenance (O&M) Improvements | 2040 | Achievable | million_m3 | Before Competition Groups | 181.554 | 0 | 0 | 1691.3519 | 0.10734 | 2 | Commercial_2040_Achievable_million_m3_Before Competition Groups_2 | Building Recommissioning, Operations and Maintenance (O&M) Improvements | 10.73% | 0 | 181.554 | Commercial_2040_Achievable_million_m3_Before Competition Groups_Building Recommissioning, Operations and Maintenance (O&M) Improvements
Commercial | Com ¦ Building Recommissioning, Operations and Maintenance (O&M) Improvements | 2040 | Economic | million_m3 | Before Competition Groups | 221.4234 | 0 | 0 | 2170.3996 | 0.10202 | 3 | Commercial_2040_Economic_million_m3_Before Competition Groups_3 | Building Recommissioning, Operations and Maintenance (O&M) Improvements | 10.2% | 0 | 221.4234 | Commercial_2040_Economic_million_m3_Before Competition Groups_Building Recommissioning, Operations and Maintenance (O&M) Improvements
Commercial | Com ¦ Demand Control Ventilation | 2040 | Achievable | million_m3 | Before Competition Groups | 171.5957 | 0 | 0 | 1691.3519 | 0.10145 | 3 | Commercial_2040_Achievable_million_m3_Before Competition Groups_3 | Demand Control Ventilation | 10.15% | 0 | 171.5957 | Commercial_2040_Achievable_million_m3_Before Competition Groups_Demand Control Ventilation
Commercial | Com ¦ Demand Control Ventilation | 2040 | Economic | million_m3 | Before Competition Groups | 218.7986 | 0 | 0 | 2170.3996 | 0.10081 | 4 | Commercial_2040_Economic_million_m3_Before Competition Groups_4 | Demand Control Ventilation | 10.08% | 0 | 218.7986 | Commercial_2040_Economic_million_m3_Before Competition Groups_Demand Control Ventilation
Commercial | Com ¦ Gas Fired Rooftop Units | 2040 | Technical | million_m3 | Before Competition Groups | 233.0957 | 0 | 0 | 2359.4703 | 0.098792 | 2 | Commercial_2040_Technical_million_m3_Before Competition Groups_2 | Gas Fired Rooftop Units | 9.879% | 0 | 233.0957 | Commercial_2040_Technical_million_m3_Before Competition Groups_Gas Fired Rooftop Units
Commercial | Com ¦ Demand Control Ventilation | 2040 | Technical | million_m3 | Before Competition Groups | 226.6954 | 0 | 0 | 2359.4703 | 0.096079 | 3 | Commercial_2040_Technical_million_m3_Before Competition Groups_3 | Demand Control Ventilation | 9.608% | 0 | 226.6954 | Commercial_2040_Technical_million_m3_Before Competition Groups_Demand Control Ventilation
Commercial | Com ¦ Building Recommissioning, Operations and Maintenance (O&M) Improvements | 2040 | Technical | million_m3 | Before Competition Groups | 221.4234 | 0 | 0 | 2359.4703 | 0.093845 | 4 | Commercial_2040_Technical_million_m3_Before Competition Groups_4 | Building Recommissioning, Operations and Maintenance (O&M) Improvements | 9.384% | 0 | 221.4234 | Commercial_2040_Technical_million_m3_Before Competition Groups_Building Recommissioning, Operations and Maintenance (O&M) Improvements
Commercial | Com ¦ Adaptive Thermostats | 2040 | Achievable | million_m3 | Before Competition Groups | 145.6875 | 0 | 0 | 1691.3519 | 0.086137 | 4 | Commercial_2040_Achievable_million_m3_Before Competition Groups_4 | Adaptive Thermostats | 8.614% | 0 | 145.6875 | Commercial_2040_Achievable_million_m3_Before Competition Groups_Adaptive Thermostats
Commercial | Com ¦ Gas Fired Rooftop Units | 2040 | Achievable | million_m3 | Before Competition Groups | 141.1176 | 0 | 0 | 1691.3519 | 0.083435 | 5 | Commercial_2040_Achievable_million_m3_Before Competition Groups_5 | Gas Fired Rooftop Units | 8.343% | 0 | 141.1176 | Commercial_2040_Achievable_million_m3_Before Competition Groups_Gas Fired Rooftop Units
Commercial | Com ¦ Boilers - Advanced Controls (Steam Systems) | 2040 | Economic | million_m3 | Before Competition Groups | 154.1579 | 0 | 0 | 2170.3996 | 0.071027 | 5 | Commercial_2040_Economic_million_m3_Before Competition Groups_5 | Boilers - Advanced Controls (Steam Systems) | 7.103% | 0 | 154.1579 | Commercial_2040_Economic_million_m3_Before Competition Groups_Boilers - Advanced Controls (Steam Systems)
Commercial | Com ¦ Boilers - Advanced Controls (Steam Systems) | 2040 | Technical | million_m3 | Before Competition Groups | 154.1579 | 0 | 0 | 2359.4703 | 0.065336 | 5 | Commercial_2040_Technical_million_m3_Before Competition Groups_5 | Boilers - Advanced Controls (Steam Systems) | 6.534% | 0 | 154.1579 | Commercial_2040_Technical_million_m3_Before Competition Groups_Boilers - Advanced Controls (Steam Systems)
Commercial | Com ¦ Adaptive Thermostats | 2040 | Economic | million_m3 | Before Competition Groups | 139.1989 | 0 | 0 | 2170.3996 | 0.064135 | 6 | Commercial_2040_Economic_million_m3_Before Competition Groups_6 | Adaptive Thermostats | 6.414% | 0 | 139.1989 | Commercial_2040_Economic_million_m3_Before Competition Groups_Adaptive Thermostats
Commercial | Com ¦ Adaptive Thermostats | 2040 | Technical | million_m3 | Before Competition Groups | 139.1989 | 0 | 0 | 2359.4703 | 0.058996 | 6 | Commercial_2040_Technical_million_m3_Before Competition Groups_6 | Adaptive Thermostats | 5.9% | 0 | 139.1989 | Commercial_2040_Technical_million_m3_Before Competition Groups_Adaptive Thermostats
Commercial | Com ¦ Condensing Make Up Air Unit | 2040 | Economic | million_m3 | Before Competition Groups | 118.1056 | 0 | 0 | 2170.3996 | 0.054417 | 7 | Commercial_2040_Economic_million_m3_Before Competition Groups_7 | Condensing Make Up Air Unit | 5.442% | 0 | 118.1056 | Commercial_2040_Economic_million_m3_Before Competition Groups_Condensing Make Up Air Unit
Commercial | Com ¦ Boilers - Advanced Controls (Steam Systems) | 2040 | Achievable | million_m3 | Before Competition Groups | 92.0028 | 0 | 0 | 1691.3519 | 0.054396 | 6 | Commercial_2040_Achievable_million_m3_Before Competition Groups_6 | Boilers - Advanced Controls (Steam Systems) | 5.44% | 0 | 92.0028 | Commercial_2040_Achievable_million_m3_Before Competition Groups_Boilers - Advanced Controls (Steam Systems)
Commercial | Com ¦ Air Handler with Dedicated Outdoor Air Systems | 2040 | Achievable | million_m3 | Before Competition Groups | 85.9675 | 0 | 0 | 1691.3519 | 0.050828 | 7 | Commercial_2040_Achievable_million_m3_Before Competition Groups_7 | Air Handler with Dedicated Outdoor Air Systems | 5.083% | 0 | 85.9675 | Commercial_2040_Achievable_million_m3_Before Competition Groups_Air Handler with Dedicated Outdoor Air Systems
Commercial | Com ¦ Condensing Make Up Air Unit | 2040 | Technical | million_m3 | Before Competition Groups | 118.1056 | 0 | 0 | 2359.4703 | 0.050056 | 7 | Commercial_2040_Technical_million_m3_Before Competition Groups_7 | Condensing Make Up Air Unit | 5.006% | 0 | 118.1056 | Commercial_2040_Technical_million_m3_Before Competition Groups_Condensing Make Up Air Unit
Commercial | Com ¦ Condensing Make Up Air Unit | 2040 | Achievable | million_m3 | Before Competition Groups | 80.2815 | 0 | 0 | 1691.3519 | 0.047466 | 8 | Commercial_2040_Achievable_million_m3_Before Competition Groups_8 | Condensing Make Up Air Unit | 4.747% | 0 | 80.2815 | Commercial_2040_Achievable_million_m3_Before Competition Groups_Condensing Make Up Air Unit
Commercial | Com ¦ Gas Fired Heat Pump | 2040 | Economic | million_m3 | Before Competition Groups | 97.6621 | 0 | 0 | 2170.3996 | 0.044997 | 8 | Commercial_2040_Economic_million_m3_Before Competition Groups_8 | Gas Fired Heat Pump | 4.5% | 0 | 97.6621 | Commercial_2040_Economic_million_m3_Before Competition Groups_Gas Fired Heat Pump
Commercial | Com ¦ Gas Fired Heat Pump | 2040 | Technical | million_m3 | Before Competition Groups | 97.6621 | 0 | 0 | 2359.4703 | 0.041392 | 8 | Commercial_2040_Technical_million_m3_Before Competition Groups_8 | Gas Fired Heat Pump | 4.139% | 0 | 97.6621 | Commercial_2040_Technical_million_m3_Before Competition Groups_Gas Fired Heat Pump
Commercial | Com ¦ Gas Fired Heat Pump | 2040 | Achievable | million_m3 | Before Competition Groups | 68.6829 | 0 | 0 | 1691.3519 | 0.040608 | 9 | Commercial_2040_Achievable_million_m3_Before Competition Groups_9 | Gas Fired Heat Pump | 4.061% | 0 | 68.6829 | Commercial_2040_Achievable_million_m3_Before Competition Groups_Gas Fired Heat Pump
Commercial | Com ¦ Education and Capacity Building/Energy Behavior | 2040 | Achievable | million_m3 | Before Competition Groups | 65.9203 | 0 | 0 | 1691.3519 | 0.038975 | 10 | Commercial_2040_Achievable_million_m3_Before Competition Groups_10 | Education and Capacity Building/Energy Behavior | 3.897% | 0 | 65.9203 | Commercial_2040_Achievable_million_m3_Before Competition Groups_Education and Capacity Building/Energy Behavior
Commercial | Com ¦ Demand Control Kitchen Ventilation | 2040 | Achievable | million_m3 | Before Competition Groups | 64.8227 | 0 | 0 | 1691.3519 | 0.038326 | 11 | Commercial_2040_Achievable_million_m3_Before Competition Groups_11 | Demand Control Kitchen Ventilation | 3.833% | 0 | 64.8227 | Commercial_2040_Achievable_million_m3_Before Competition Groups_Demand Control Kitchen Ventilation
Commercial | Com ¦ Advanced BAS/Controllers | 2040 | Achievable | million_m3 | Before Competition Groups | 64.6165 | 0 | 0 | 1691.3519 | 0.038204 | 12 | Commercial_2040_Achievable_million_m3_Before Competition Groups_12 | Advanced BAS/Controllers | 3.82% | 0 | 64.6165 | Commercial_2040_Achievable_million_m3_Before Competition Groups_Advanced BAS/Controllers
Commercial | Com ¦ Air Handler with Dedicated Outdoor Air Systems | 2040 | Economic | million_m3 | Before Competition Groups | 81.7624 | 0 | 0 | 2170.3996 | 0.037672 | 9 | Commercial_2040_Economic_million_m3_Before Competition Groups_9 | Air Handler with Dedicated Outdoor Air Systems | 3.767% | 0 | 81.7624 | Commercial_2040_Economic_million_m3_Before Competition Groups_Air Handler with Dedicated Outdoor Air Systems
Commercial | Com ¦ Advanced BAS/Controllers | 2040 | Economic | million_m3 | Before Competition Groups | 79.3878 | 0 | 0 | 2170.3996 | 0.036577 | 10 | Commercial_2040_Economic_million_m3_Before Competition Groups_10 | Advanced BAS/Controllers | 3.658% | 0 | 79.3878 | Commercial_2040_Economic_million_m3_Before Competition Groups_Advanced BAS/Controllers
Commercial | Com ¦ Demand Control Kitchen Ventilation | 2040 | Economic | million_m3 | Before Competition Groups | 77.1057 | 0 | 0 | 2170.3996 | 0.035526 | 11 | Commercial_2040_Economic_million_m3_Before Competition Groups_11 | Demand Control Kitchen Ventilation | 3.553% | 0 | 77.1057 | Commercial_2040_Economic_million_m3_Before Competition Groups_Demand Control Kitchen Ventilation
Commercial | Com ¦ Air Handler with Dedicated Outdoor Air Systems | 2040 | Technical | million_m3 | Before Competition Groups | 81.7624 | 0 | 0 | 2359.4703 | 0.034653 | 9 | Commercial_2040_Technical_million_m3_Before Competition Groups_9 | Air Handler with Dedicated Outdoor Air Systems | 3.465% | 0 | 81.7624 | Commercial_2040_Technical_million_m3_Before Competition Groups_Air Handler with Dedicated Outdoor Air Systems
Commercial | Com ¦ Advanced BAS/Controllers | 2040 | Technical | million_m3 | Before Competition Groups | 79.3878 | 0 | 0 | 2359.4703 | 0.033646 | 10 | Commercial_2040_Technical_million_m3_Before Competition Groups_10 | Advanced BAS/Controllers | 3.365% | 0 | 79.3878 | Commercial_2040_Technical_million_m3_Before Competition Groups_Advanced BAS/Controllers
Commercial | Com ¦ Demand Control Kitchen Ventilation | 2040 | Technical | million_m3 | Before Competition Groups | 77.1057 | 0 | 0 | 2359.4703 | 0.032679 | 11 | Commercial_2040_Technical_million_m3_Before Competition Groups_11 | Demand Control Kitchen Ventilation | 3.268% | 0 | 77.1057 | Commercial_2040_Technical_million_m3_Before Competition Groups_Demand Control Kitchen Ventilation
Commercial | Com ¦ Education and Capacity Building/Energy Behavior | 2040 | Economic | million_m3 | Before Competition Groups | 70.1627 | 0 | 0 | 2170.3996 | 0.032327 | 12 | Commercial_2040_Economic_million_m3_Before Competition Groups_12 | Education and Capacity Building/Energy Behavior | 3.233% | 0 | 70.1627 | Commercial_2040_Economic_million_m3_Before Competition Groups_Education and Capacity Building/Energy Behavior
Commercial | Com ¦ Condensing Unit Heaters or other Efficient Unit Heating System | 2040 | Economic | million_m3 | Before Competition Groups | 69.1216 | 0 | 0 | 2170.3996 | 0.031847 | 13 | Commercial_2040_Economic_million_m3_Before Competition Groups_13 | Condensing Unit Heaters or other Efficient Unit Heating System | 3.185% | 0 | 69.1216 | Commercial_2040_Economic_million_m3_Before Competition Groups_Condensing Unit Heaters or other Efficient Unit Heating System
Commercial | Com ¦ Steam System Optimization | 2040 | Achievable | million_m3 | Before Competition Groups | 53.619 | 0 | 0 | 1691.3519 | 0.031702 | 13 | Commercial_2040_Achievable_million_m3_Before Competition Groups_13 | Steam System Optimization | 3.17% | 0 | 53.619 | Commercial_2040_Achievable_million_m3_Before Competition Groups_Steam System Optimization
Commercial | Com ¦ Destratification | 2040 | Achievable | million_m3 | Before Competition Groups | 51.7716 | 0 | 0 | 1691.3519 | 0.03061 | 14 | Commercial_2040_Achievable_million_m3_Before Competition Groups_14 | Destratification | 3.061% | 0 | 51.7716 | Commercial_2040_Achievable_million_m3_Before Competition Groups_Destratification
Commercial | Com ¦ Education and Capacity Building/Energy Behavior | 2040 | Technical | million_m3 | Before Competition Groups | 70.1627 | 0 | 0 | 2359.4703 | 0.029737 | 12 | Commercial_2040_Technical_million_m3_Before Competition Groups_12 | Education and Capacity Building/Energy Behavior | 2.974% | 0 | 70.1627 | Commercial_2040_Technical_million_m3_Before Competition Groups_Education and Capacity Building/Energy Behavior
Commercial | Com ¦ Energy Recovery Ventilation and Ventilation (Enhanced) | 2040 | Technical | million_m3 | Before Competition Groups | 69.312 | 0 | 0 | 2359.4703 | 0.029376 | 13 | Commercial_2040_Technical_million_m3_Before Competition Groups_13 | Energy Recovery Ventilation and Ventilation (Enhanced) | 2.938% | 0 | 69.312 | Commercial_2040_Technical_million_m3_Before Competition Groups_Energy Recovery Ventilation and Ventilation (Enhanced)
Commercial | Com ¦ Condensing Unit Heaters or other Efficient Unit Heating System | 2040 | Technical | million_m3 | Before Competition Groups | 69.1216 | 0 | 0 | 2359.4703 | 0.029295 | 14 | Commercial_2040_Technical_million_m3_Before Competition Groups_14 | Condensing Unit Heaters or other Efficient Unit Heating System | 2.93% | 0 | 69.1216 | Commercial_2040_Technical_million_m3_Before Competition Groups_Condensing Unit Heaters or other Efficient Unit Heating System
Commercial | Com ¦ Furnace Tune-Up | 2040 | Achievable | million_m3 | Before Competition Groups | 49.4619 | 0 | 0 | 1691.3519 | 0.029244 | 15 | Commercial_2040_Achievable_million_m3_Before Competition Groups_15 | Furnace Tune-Up | 2.924% | 0 | 49.4619 | Commercial_2040_Achievable_million_m3_Before Competition Groups_Furnace Tune-Up
Commercial | Com ¦ Condensing Unit Heaters or other Efficient Unit Heating System | 2040 | Achievable | million_m3 | Before Competition Groups | 45.723 | 0 | 0 | 1691.3519 | 0.027033 | 16 | Commercial_2040_Achievable_million_m3_Before Competition Groups_16 | Condensing Unit Heaters or other Efficient Unit Heating System | 2.703% | 0 | 45.723 | Commercial_2040_Achievable_million_m3_Before Competition Groups_Condensing Unit Heaters or other Efficient Unit Heating System
Commercial | Com ¦ Steam System Optimization | 2040 | Economic | million_m3 | Before Competition Groups | 44.9813 | 0 | 0 | 2170.3996 | 0.020725 | 14 | Commercial_2040_Economic_million_m3_Before Competition Groups_14 | Steam System Optimization | 2.072% | 0 | 44.9813 | Commercial_2040_Economic_million_m3_Before Competition Groups_Steam System Optimization
Commercial | Com ¦ Destratification | 2040 | Economic | million_m3 | Before Competition Groups | 42.3796 | 0 | 0 | 2170.3996 | 0.019526 | 15 | Commercial_2040_Economic_million_m3_Before Competition Groups_15 | Destratification | 1.953% | 0 | 42.3796 | Commercial_2040_Economic_million_m3_Before Competition Groups_Destratification
Commercial | Com ¦ Furnace Tune-Up | 2040 | Economic | million_m3 | Before Competition Groups | 41.5902 | 0 | 0 | 2170.3996 | 0.019162 | 16 | Commercial_2040_Economic_million_m3_Before Competition Groups_16 | Furnace Tune-Up | 1.916% | 0 | 41.5902 | Commercial_2040_Economic_million_m3_Before Competition Groups_Furnace Tune-Up
Commercial | Com ¦ Steam System Optimization | 2040 | Technical | million_m3 | Before Competition Groups | 44.9813 | 0 | 0 | 2359.4703 | 0.019064 | 15 | Commercial_2040_Technical_million_m3_Before Competition Groups_15 | Steam System Optimization | 1.906% | 0 | 44.9813 | Commercial_2040_Technical_million_m3_Before Competition Groups_Steam System Optimization
Commercial | Com ¦ Destratification | 2040 | Technical | million_m3 | Before Competition Groups | 42.3796 | 0 | 0 | 2359.4703 | 0.017962 | 16 | Commercial_2040_Technical_million_m3_Before Competition Groups_16 | Destratification | 1.796% | 0 | 42.3796 | Commercial_2040_Technical_million_m3_Before Competition Groups_Destratification
Commercial | Com ¦ Furnace Tune-Up | 2040 | Technical | million_m3 | Before Competition Groups | 41.5902 | 0 | 0 | 2359.4703 | 0.017627 | 17 | Commercial_2040_Technical_million_m3_Before Competition Groups_17 | Furnace Tune-Up | 1.763% | 0 | 41.5902 | Commercial_2040_Technical_million_m3_Before Competition Groups_Furnace Tune-Up
Commercial | Com ¦ Wall Insulation | 2040 | Achievable | million_m3 | Before Competition Groups | 27.6771 | 0 | 0 | 1691.3519 | 0.016364 | 17 | Commercial_2040_Achievable_million_m3_Before Competition Groups_17 | Wall Insulation | 1.636% | 0 | 27.6771 | Commercial_2040_Achievable_million_m3_Before Competition Groups_Wall Insulation
Commercial | Com ¦ High Efficiency Condensing Furnace AFUE 95% from 80% code | 2040 | Technical | million_m3 | Before Competition Groups | 30.5756 | 0 | 0 | 2359.4703 | 0.012959 | 18 | Commercial_2040_Technical_million_m3_Before Competition Groups_18 | High Efficiency Condensing Furnace AFUE 95% from 80% code | 1.296% | 0 | 30.5756 | Commercial_2040_Technical_million_m3_Before Competition Groups_High Efficiency Condensing Furnace AFUE 95% from 80% code
Commercial | Com ¦ Heat Recovery Ventilator | 2040 | Technical | million_m3 | Before Competition Groups | 30.386 | 0 | 0 | 2359.4703 | 0.012878 | 19 | Commercial_2040_Technical_million_m3_Before Competition Groups_19 | Heat Recovery Ventilator | 1.288% | 0 | 30.386 | Commercial_2040_Technical_million_m3_Before Competition Groups_Heat Recovery Ventilator
Commercial | Com ¦ Super-High Efficiency Furnaces (Emerging Tech) | 2040 | Technical | million_m3 | Before Competition Groups | 29.3978 | 0 | 0 | 2359.4703 | 0.012459 | 20 | Commercial_2040_Technical_million_m3_Before Competition Groups_20 | Super-High Efficiency Furnaces (Emerging Tech) | 1.246% | 0 | 29.3978 | Commercial_2040_Technical_million_m3_Before Competition Groups_Super-High Efficiency Furnaces (Emerging Tech)
Commercial | Com ¦ Energy Efficient Laboratory Fume Hood | 2040 | Achievable | million_m3 | Before Competition Groups | 19.6458 | 0 | 0 | 1691.3519 | 0.011615 | 18 | Commercial_2040_Achievable_million_m3_Before Competition Groups_18 | Energy Efficient Laboratory Fume Hood | 1.162% | 0 | 19.6458 | Commercial_2040_Achievable_million_m3_Before Competition Groups_Energy Efficient Laboratory Fume Hood
Commercial | Com ¦ Wall Insulation | 2040 | Economic | million_m3 | Before Competition Groups | 23.2111 | 0 | 0 | 2170.3996 | 0.010694 | 17 | Commercial_2040_Economic_million_m3_Before Competition Groups_17 | Wall Insulation | 1.069% | 0 | 23.2111 | Commercial_2040_Economic_million_m3_Before Competition Groups_Wall Insulation
Commercial | Com ¦ Wall Insulation | 2040 | Technical | million_m3 | Before Competition Groups | 23.2111 | 0 | 0 | 2359.4703 | 0.0098374 | 21 | Commercial_2040_Technical_million_m3_Before Competition Groups_21 | Wall Insulation | 0.9837% | 0 | 23.2111 | Commercial_2040_Technical_million_m3_Before Competition Groups_Wall Insulation
Commercial | Com ¦ Demand controlled Circulating Systems | 2040 | Achievable | million_m3 | Before Competition Groups | 14.5134 | 0 | 0 | 1691.3519 | 0.0085809 | 19 | Commercial_2040_Achievable_million_m3_Before Competition Groups_19 | Demand controlled Circulating Systems | 0.8581% | 0 | 14.5134 | Commercial_2040_Achievable_million_m3_Before Competition Groups_Demand controlled Circulating Systems
Commercial | Com ¦ Boiler Measures | 2040 | Technical | million_m3 | Before Competition Groups | 18.4862 | 0 | 0 | 2359.4703 | 0.0078349 | 22 | Commercial_2040_Technical_million_m3_Before Competition Groups_22 | Boiler Measures | 0.7835% | 0 | 18.4862 | Commercial_2040_Technical_million_m3_Before Competition Groups_Boiler Measures
Commercial | Com ¦ Energy Efficient Laboratory Fume Hood | 2040 | Economic | million_m3 | Before Competition Groups | 16.4949 | 0 | 0 | 2170.3996 | 0.0075999 | 18 | Commercial_2040_Economic_million_m3_Before Competition Groups_18 | Energy Efficient Laboratory Fume Hood | 0.76% | 0 | 16.4949 | Commercial_2040_Economic_million_m3_Before Competition Groups_Energy Efficient Laboratory Fume Hood
Commercial | Com ¦ Energy Recovery Ventilation and Ventilation (Enhanced) | 2040 | Economic | million_m3 | Before Competition Groups | 16.135 | 0 | 0 | 2170.3996 | 0.0074341 | 19 | Commercial_2040_Economic_million_m3_Before Competition Groups_19 | Energy Recovery Ventilation and Ventilation (Enhanced) | 0.7434% | 0 | 16.135 | Commercial_2040_Economic_million_m3_Before Competition Groups_Energy Recovery Ventilation and Ventilation (Enhanced)
Commercial | Com ¦ Energy Efficient Laboratory Fume Hood | 2040 | Technical | million_m3 | Before Competition Groups | 16.4949 | 0 | 0 | 2359.4703 | 0.0069909 | 23 | Commercial_2040_Technical_million_m3_Before Competition Groups_23 | Energy Efficient Laboratory Fume Hood | 0.6991% | 0 | 16.4949 | Commercial_2040_Technical_million_m3_Before Competition Groups_Energy Efficient Laboratory Fume Hood
Commercial | Com ¦ Duct Insulation, R8 | 2040 | Achievable | million_m3 | Before Competition Groups | 11.4388 | 0 | 0 | 1691.3519 | 0.0067631 | 20 | Commercial_2040_Achievable_million_m3_Before Competition Groups_20 | Duct Insulation, R8 | 0.6763% | 0 | 11.4388 | Commercial_2040_Achievable_million_m3_Before Competition Groups_Duct Insulation, R8
Commercial | Com ¦ Demand controlled Circulating Systems | 2040 | Economic | million_m3 | Before Competition Groups | 12.1715 | 0 | 0 | 2170.3996 | 0.005608 | 20 | Commercial_2040_Economic_million_m3_Before Competition Groups_20 | Demand controlled Circulating Systems | 0.5608% | 0 | 12.1715 | Commercial_2040_Economic_million_m3_Before Competition Groups_Demand controlled Circulating Systems
Commercial | Com ¦ Demand controlled Circulating Systems | 2040 | Technical | million_m3 | Before Competition Groups | 12.1715 | 0 | 0 | 2359.4703 | 0.0051586 | 24 | Commercial_2040_Technical_million_m3_Before Competition Groups_24 | Demand controlled Circulating Systems | 0.5159% | 0 | 12.1715 | Commercial_2040_Technical_million_m3_Before Competition Groups_Demand controlled Circulating Systems
Commercial | Com ¦ Infrared Heaters | 2040 | Economic | million_m3 | Before Competition Groups | 10.1531 | 0 | 0 | 2170.3996 | 0.004678 | 21 | Commercial_2040_Economic_million_m3_Before Competition Groups_21 | Infrared Heaters | 0.4678% | 0 | 10.1531 | Commercial_2040_Economic_million_m3_Before Competition Groups_Infrared Heaters
Commercial | Com ¦ ENERGY STAR Fryer (84% eff) | 2040 | Economic | million_m3 | Before Competition Groups | 9.9758 | 0 | 0 | 2170.3996 | 0.0045963 | 22 | Commercial_2040_Economic_million_m3_Before Competition Groups_22 | ENERGY STAR Fryer (84% eff) | 0.4596% | 0 | 9.9758 | Commercial_2040_Economic_million_m3_Before Competition Groups_ENERGY STAR Fryer (84% eff)
Commercial | Com ¦ Ozone Laundry Treatment | 2040 | Achievable | million_m3 | Before Competition Groups | 7.6929 | 0 | 0 | 1691.3519 | 0.0045483 | 21 | Commercial_2040_Achievable_million_m3_Before Competition Groups_21 | Ozone Laundry Treatment | 0.4548% | 0 | 7.6929 | Commercial_2040_Achievable_million_m3_Before Competition Groups_Ozone Laundry Treatment
Commercial | Com ¦ Duct Insulation, R8 | 2040 | Economic | million_m3 | Before Competition Groups | 9.6069 | 0 | 0 | 2170.3996 | 0.0044263 | 23 | Commercial_2040_Economic_million_m3_Before Competition Groups_23 | Duct Insulation, R8 | 0.4426% | 0 | 9.6069 | Commercial_2040_Economic_million_m3_Before Competition Groups_Duct Insulation, R8
Commercial | Com ¦ Infrared Heaters | 2040 | Technical | million_m3 | Before Competition Groups | 10.1531 | 0 | 0 | 2359.4703 | 0.0043031 | 25 | Commercial_2040_Technical_million_m3_Before Competition Groups_25 | Infrared Heaters | 0.4303% | 0 | 10.1531 | Commercial_2040_Technical_million_m3_Before Competition Groups_Infrared Heaters
Commercial | Com ¦ ENERGY STAR Fryer (84% eff) | 2040 | Technical | million_m3 | Before Competition Groups | 9.9758 | 0 | 0 | 2359.4703 | 0.004228 | 26 | Commercial_2040_Technical_million_m3_Before Competition Groups_26 | ENERGY STAR Fryer (84% eff) | 0.4228% | 0 | 9.9758 | Commercial_2040_Technical_million_m3_Before Competition Groups_ENERGY STAR Fryer (84% eff)
Commercial | Com ¦ ENERGY STAR Fryer (84% eff) | 2040 | Achievable | million_m3 | Before Competition Groups | 6.9248 | 0 | 0 | 1691.3519 | 0.0040942 | 22 | Commercial_2040_Achievable_million_m3_Before Competition Groups_22 | ENERGY STAR Fryer (84% eff) | 0.4094% | 0 | 6.9248 | Commercial_2040_Achievable_million_m3_Before Competition Groups_ENERGY STAR Fryer (84% eff)
Commercial | Com ¦ Duct Insulation, R8 | 2040 | Technical | million_m3 | Before Competition Groups | 9.6069 | 0 | 0 | 2359.4703 | 0.0040716 | 27 | Commercial_2040_Technical_million_m3_Before Competition Groups_27 | Duct Insulation, R8 | 0.4072% | 0 | 9.6069 | Commercial_2040_Technical_million_m3_Before Competition Groups_Duct Insulation, R8
Commercial | Com ¦ Roof Insulation/Ceiling Insulation (R25 Code to R35) | 2040 | Technical | million_m3 | Before Competition Groups | 9.4724 | 0 | 0 | 2359.4703 | 0.0040146 | 28 | Commercial_2040_Technical_million_m3_Before Competition Groups_28 | Roof Insulation/Ceiling Insulation (R25 Code to R35) | 0.4015% | 0 | 9.4724 | Commercial_2040_Technical_million_m3_Before Competition Groups_Roof Insulation/Ceiling Insulation (R25 Code to R35)
Commercial | Com ¦ High Efficiency Underfired Broilers | 2040 | Economic | million_m3 | Before Competition Groups | 8.4677 | 0 | 0 | 2170.3996 | 0.0039014 | 24 | Commercial_2040_Economic_million_m3_Before Competition Groups_24 | High Efficiency Underfired Broilers | 0.3901% | 0 | 8.4677 | Commercial_2040_Economic_million_m3_Before Competition Groups_High Efficiency Underfired Broilers
Commercial | Com ¦ High Efficiency Underfired Broilers | 2040 | Achievable | million_m3 | Before Competition Groups | 6.4549 | 0 | 0 | 1691.3519 | 0.0038164 | 23 | Commercial_2040_Achievable_million_m3_Before Competition Groups_23 | High Efficiency Underfired Broilers | 0.3816% | 0 | 6.4549 | Commercial_2040_Achievable_million_m3_Before Competition Groups_High Efficiency Underfired Broilers
Commercial | Com ¦ Condensing Storage Water Heater | 2040 | Technical | million_m3 | Before Competition Groups | 8.861 | 0 | 0 | 2359.4703 | 0.0037555 | 29 | Commercial_2040_Technical_million_m3_Before Competition Groups_29 | Condensing Storage Water Heater | 0.3756% | 0 | 8.861 | Commercial_2040_Technical_million_m3_Before Competition Groups_Condensing Storage Water Heater
Commercial | Com ¦ Infrared Heaters | 2040 | Achievable | million_m3 | Before Competition Groups | 6.3126 | 0 | 0 | 1691.3519 | 0.0037323 | 24 | Commercial_2040_Achievable_million_m3_Before Competition Groups_24 | Infrared Heaters | 0.3732% | 0 | 6.3126 | Commercial_2040_Achievable_million_m3_Before Competition Groups_Infrared Heaters
Commercial | Com ¦ Ozone Laundry Treatment | 2040 | Economic | million_m3 | Before Competition Groups | 7.9236 | 0 | 0 | 2170.3996 | 0.0036507 | 25 | Commercial_2040_Economic_million_m3_Before Competition Groups_25 | Ozone Laundry Treatment | 0.3651% | 0 | 7.9236 | Commercial_2040_Economic_million_m3_Before Competition Groups_Ozone Laundry Treatment
Commercial | Com ¦ High Efficiency Underfired Broilers | 2040 | Technical | million_m3 | Before Competition Groups | 8.4677 | 0 | 0 | 2359.4703 | 0.0035888 | 30 | Commercial_2040_Technical_million_m3_Before Competition Groups_30 | High Efficiency Underfired Broilers | 0.3589% | 0 | 8.4677 | Commercial_2040_Technical_million_m3_Before Competition Groups_High Efficiency Underfired Broilers
Commercial | Com ¦ Heat Recovery Ventilator | 2040 | Economic | million_m3 | Before Competition Groups | 7.4478 | 0 | 0 | 2170.3996 | 0.0034315 | 26 | Commercial_2040_Economic_million_m3_Before Competition Groups_26 | Heat Recovery Ventilator | 0.3432% | 0 | 7.4478 | Commercial_2040_Economic_million_m3_Before Competition Groups_Heat Recovery Ventilator
Commercial | Com ¦ Ozone Laundry Treatment | 2040 | Technical | million_m3 | Before Competition Groups | 7.9236 | 0 | 0 | 2359.4703 | 0.0033582 | 31 | Commercial_2040_Technical_million_m3_Before Competition Groups_31 | Ozone Laundry Treatment | 0.3358% | 0 | 7.9236 | Commercial_2040_Technical_million_m3_Before Competition Groups_Ozone Laundry Treatment
Commercial | Com ¦ ENERGY STAR Griddle (74% eff) | 2040 | Economic | million_m3 | Before Competition Groups | 6.5574 | 0 | 0 | 2170.3996 | 0.0030213 | 27 | Commercial_2040_Economic_million_m3_Before Competition Groups_27 | ENERGY STAR Griddle (74% eff) | 0.3021% | 0 | 6.5574 | Commercial_2040_Economic_million_m3_Before Competition Groups_ENERGY STAR Griddle (74% eff)
Commercial | Com ¦ ENERGY STAR Griddle (74% eff) | 2040 | Technical | million_m3 | Before Competition Groups | 6.5574 | 0 | 0 | 2359.4703 | 0.0027792 | 32 | Commercial_2040_Technical_million_m3_Before Competition Groups_32 | ENERGY STAR Griddle (74% eff) | 0.2779% | 0 | 6.5574 | Commercial_2040_Technical_million_m3_Before Competition Groups_ENERGY STAR Griddle (74% eff)
Commercial | Com ¦ ENERGY STAR Griddle (74% eff) | 2040 | Achievable | million_m3 | Before Competition Groups | 4.6034 | 0 | 0 | 1691.3519 | 0.0027217 | 25 | Commercial_2040_Achievable_million_m3_Before Competition Groups_25 | ENERGY STAR Griddle (74% eff) | 0.2722% | 0 | 4.6034 | Commercial_2040_Achievable_million_m3_Before Competition Groups_ENERGY STAR Griddle (74% eff)
Commercial | Com ¦ Condensing Storage Water Heater | 2040 | Economic | million_m3 | Before Competition Groups | 5.6461 | 0 | 0 | 2170.3996 | 0.0026014 | 28 | Commercial_2040_Economic_million_m3_Before Competition Groups_28 | Condensing Storage Water Heater | 0.2601% | 0 | 5.6461 | Commercial_2040_Economic_million_m3_Before Competition Groups_Condensing Storage Water Heater
Commercial | Com ¦ Condensing Tankless Water Heater | 2040 | Technical | million_m3 | Before Competition Groups | 5.1448 | 0 | 0 | 2359.4703 | 0.0021805 | 33 | Commercial_2040_Technical_million_m3_Before Competition Groups_33 | Condensing Tankless Water Heater | 0.218% | 0 | 5.1448 | Commercial_2040_Technical_million_m3_Before Competition Groups_Condensing Tankless Water Heater
Commercial | Com ¦ ENERGY STAR Dishwasher | 2040 | Economic | million_m3 | Before Competition Groups | 4.2045 | 0 | 0 | 2170.3996 | 0.0019372 | 29 | Commercial_2040_Economic_million_m3_Before Competition Groups_29 | ENERGY STAR Dishwasher | 0.1937% | 0 | 4.2045 | Commercial_2040_Economic_million_m3_Before Competition Groups_ENERGY STAR Dishwasher
Commercial | Com ¦ Gas Heat Pump Water Heater | 2040 | Technical | million_m3 | Before Competition Groups | 4.4212 | 0 | 0 | 2359.4703 | 0.0018738 | 34 | Commercial_2040_Technical_million_m3_Before Competition Groups_34 | Gas Heat Pump Water Heater | 0.1874% | 0 | 4.4212 | Commercial_2040_Technical_million_m3_Before Competition Groups_Gas Heat Pump Water Heater
Commercial | Com ¦ ENERGY STAR Dishwasher | 2040 | Technical | million_m3 | Before Competition Groups | 4.2045 | 0 | 0 | 2359.4703 | 0.001782 | 35 | Commercial_2040_Technical_million_m3_Before Competition Groups_35 | ENERGY STAR Dishwasher | 0.1782% | 0 | 4.2045 | Commercial_2040_Technical_million_m3_Before Competition Groups_ENERGY STAR Dishwasher
Commercial | Com ¦ HOTEL OCCUPANCY CONTROLS (HVAC + LIGHTING) | 2040 | Technical | million_m3 | Before Competition Groups | 3.9177 | 0 | 0 | 2359.4703 | 0.0016604 | 36 | Commercial_2040_Technical_million_m3_Before Competition Groups_36 | HOTEL OCCUPANCY CONTROLS (HVAC + LIGHTING) | 0.166% | 0 | 3.9177 | Commercial_2040_Technical_million_m3_Before Competition Groups_HOTEL OCCUPANCY CONTROLS (HVAC + LIGHTING)
Commercial | Com ¦ Energy Recovery Ventilation and Ventilation (Enhanced) | 2040 | Achievable | million_m3 | Before Competition Groups | 2.7797 | 0 | 0 | 1691.3519 | 0.0016435 | 26 | Commercial_2040_Achievable_million_m3_Before Competition Groups_26 | Energy Recovery Ventilation and Ventilation (Enhanced) | 0.1643% | 0 | 2.7797 | Commercial_2040_Achievable_million_m3_Before Competition Groups_Energy Recovery Ventilation and Ventilation (Enhanced)
Commercial | Com ¦ ENERGY STAR Dishwasher | 2040 | Achievable | million_m3 | Before Competition Groups | 2.4598 | 0 | 0 | 1691.3519 | 0.0014544 | 27 | Commercial_2040_Achievable_million_m3_Before Competition Groups_27 | ENERGY STAR Dishwasher | 0.1454% | 0 | 2.4598 | Commercial_2040_Achievable_million_m3_Before Competition Groups_ENERGY STAR Dishwasher
Commercial | Com ¦ Condensing Tankless Water Heater | 2040 | Economic | million_m3 | Before Competition Groups | 3.0142 | 0 | 0 | 2170.3996 | 0.0013888 | 30 | Commercial_2040_Economic_million_m3_Before Competition Groups_30 | Condensing Tankless Water Heater | 0.1389% | 0 | 3.0142 | Commercial_2040_Economic_million_m3_Before Competition Groups_Condensing Tankless Water Heater
Commercial | Com ¦ Ice Rink Heat Recovery | 2040 | Technical | million_m3 | Before Competition Groups | 3.088 | 0 | 0 | 2359.4703 | 0.0013088 | 37 | Commercial_2040_Technical_million_m3_Before Competition Groups_37 | Ice Rink Heat Recovery | 0.1309% | 0 | 3.088 | Commercial_2040_Technical_million_m3_Before Competition Groups_Ice Rink Heat Recovery
Commercial | Com ¦ Gas Heat Pump Water Heater | 2040 | Economic | million_m3 | Before Competition Groups | 2.741 | 0 | 0 | 2170.3996 | 0.0012629 | 31 | Commercial_2040_Economic_million_m3_Before Competition Groups_31 | Gas Heat Pump Water Heater | 0.1263% | 0 | 2.741 | Commercial_2040_Economic_million_m3_Before Competition Groups_Gas Heat Pump Water Heater
Commercial | Com ¦ Dock Door Seals | 2040 | Technical | million_m3 | Before Competition Groups | 2.8652 | 0 | 0 | 2359.4703 | 0.0012143 | 38 | Commercial_2040_Technical_million_m3_Before Competition Groups_38 | Dock Door Seals | 0.1214% | 0 | 2.8652 | Commercial_2040_Technical_million_m3_Before Competition Groups_Dock Door Seals
Commercial | Com ¦ Drain Water Heat Recovery (DWHR) ¦ Retro | 2040 | Achievable | million_m3 | Before Competition Groups | 1.2077 | 0 | 0 | 1691.3519 | 0.00071405 | 28 | Commercial_2040_Achievable_million_m3_Before Competition Groups_28 | Drain Water Heat Recovery (DWHR) ¦ Retro | 0.07141% | 0 | 1.2077 | Commercial_2040_Achievable_million_m3_Before Competition Groups_Drain Water Heat Recovery (DWHR) ¦ Retro
Commercial | Com ¦ CEE Tier 2/Energy Star Clothes Washers | 2040 | Achievable | million_m3 | Before Competition Groups | 1.1813 | 0 | 0 | 1691.3519 | 0.00069843 | 29 | Commercial_2040_Achievable_million_m3_Before Competition Groups_29 | CEE Tier 2/Energy Star Clothes Washers | 0.06984% | 0 | 1.1813 | Commercial_2040_Achievable_million_m3_Before Competition Groups_CEE Tier 2/Energy Star Clothes Washers
Commercial | Com ¦ CEE Tier 2/Energy Star Clothes Washers | 2040 | Economic | million_m3 | Before Competition Groups | 1.456 | 0 | 0 | 2170.3996 | 0.00067085 | 32 | Commercial_2040_Economic_million_m3_Before Competition Groups_32 | CEE Tier 2/Energy Star Clothes Washers | 0.06709% | 0 | 1.456 | Commercial_2040_Economic_million_m3_Before Competition Groups_CEE Tier 2/Energy Star Clothes Washers
Commercial | Com ¦ CEE Tier 2/Energy Star Clothes Washers | 2040 | Technical | million_m3 | Before Competition Groups | 1.456 | 0 | 0 | 2359.4703 | 0.0006171 | 39 | Commercial_2040_Technical_million_m3_Before Competition Groups_39 | CEE Tier 2/Energy Star Clothes Washers | 0.06171% | 0 | 1.456 | Commercial_2040_Technical_million_m3_Before Competition Groups_CEE Tier 2/Energy Star Clothes Washers
Commercial | Com ¦ Condensing Storage Water Heater | 2040 | Achievable | million_m3 | Before Competition Groups | 0.9404 | 0 | 0 | 1691.3519 | 0.00055601 | 30 | Commercial_2040_Achievable_million_m3_Before Competition Groups_30 | Condensing Storage Water Heater | 0.0556% | 0 | 0.9404 | Commercial_2040_Achievable_million_m3_Before Competition Groups_Condensing Storage Water Heater
Commercial | Com ¦ Heat Recovery Ventilator | 2040 | Achievable | million_m3 | Before Competition Groups | 0.89446 | 0 | 0 | 1691.3519 | 0.00052884 | 31 | Commercial_2040_Achievable_million_m3_Before Competition Groups_31 | Heat Recovery Ventilator | 0.05288% | 0 | 0.89446 | Commercial_2040_Achievable_million_m3_Before Competition Groups_Heat Recovery Ventilator
Commercial | Com ¦ Drain Water Heat Recovery (DWHR) ¦ Retro | 2040 | Economic | million_m3 | Before Competition Groups | 1.0053 | 0 | 0 | 2170.3996 | 0.00046318 | 33 | Commercial_2040_Economic_million_m3_Before Competition Groups_33 | Drain Water Heat Recovery (DWHR) ¦ Retro | 0.04632% | 0 | 1.0053 | Commercial_2040_Economic_million_m3_Before Competition Groups_Drain Water Heat Recovery (DWHR) ¦ Retro
Commercial | Com ¦ Drain Water Heat Recovery (DWHR) ¦ Retro | 2040 | Technical | million_m3 | Before Competition Groups | 1.0053 | 0 | 0 | 2359.4703 | 0.00042606 | 40 | Commercial_2040_Technical_million_m3_Before Competition Groups_40 | Drain Water Heat Recovery (DWHR) ¦ Retro | 0.04261% | 0 | 1.0053 | Commercial_2040_Technical_million_m3_Before Competition Groups_Drain Water Heat Recovery (DWHR) ¦ Retro
Commercial | Com ¦ Gas Heat Pump Water Heater | 2040 | Achievable | million_m3 | Before Competition Groups | 0.6984 | 0 | 0 | 1691.3519 | 0.00041292 | 32 | Commercial_2040_Achievable_million_m3_Before Competition Groups_32 | Gas Heat Pump Water Heater | 0.04129% | 0 | 0.6984 | Commercial_2040_Achievable_million_m3_Before Competition Groups_Gas Heat Pump Water Heater
Commercial | Com ¦ Low Flow Pre-Rinse Spray Nozzle | 2040 | Economic | million_m3 | Before Competition Groups | 0.75184 | 0 | 0 | 2170.3996 | 0.0003464 | 34 | Commercial_2040_Economic_million_m3_Before Competition Groups_34 | Low Flow Pre-Rinse Spray Nozzle | 0.03464% | 0 | 0.75184 | Commercial_2040_Economic_million_m3_Before Competition Groups_Low Flow Pre-Rinse Spray Nozzle
Commercial | Com ¦ Low Flow Pre-Rinse Spray Nozzle | 2040 | Achievable | million_m3 | Before Competition Groups | 0.56403 | 0 | 0 | 1691.3519 | 0.00033348 | 33 | Commercial_2040_Achievable_million_m3_Before Competition Groups_33 | Low Flow Pre-Rinse Spray Nozzle | 0.03335% | 0 | 0.56403 | Commercial_2040_Achievable_million_m3_Before Competition Groups_Low Flow Pre-Rinse Spray Nozzle
Commercial | Com ¦ ENERGY STAR Steam Cooker | 2040 | Economic | million_m3 | Before Competition Groups | 0.71384 | 0 | 0 | 2170.3996 | 0.0003289 | 35 | Commercial_2040_Economic_million_m3_Before Competition Groups_35 | ENERGY STAR Steam Cooker | 0.03289% | 0 | 0.71384 | Commercial_2040_Economic_million_m3_Before Competition Groups_ENERGY STAR Steam Cooker
Commercial | Com ¦ Low Flow Pre-Rinse Spray Nozzle | 2040 | Technical | million_m3 | Before Competition Groups | 0.75184 | 0 | 0 | 2359.4703 | 0.00031865 | 41 | Commercial_2040_Technical_million_m3_Before Competition Groups_41 | Low Flow Pre-Rinse Spray Nozzle | 0.03186% | 0 | 0.75184 | Commercial_2040_Technical_million_m3_Before Competition Groups_Low Flow Pre-Rinse Spray Nozzle
Commercial | Com ¦ Drain Water Heat Recovery (DWHR) ¦New | 2040 | Economic | million_m3 | Before Competition Groups | 0.66949 | 0 | 0 | 2170.3996 | 0.00030846 | 36 | Commercial_2040_Economic_million_m3_Before Competition Groups_36 | Drain Water Heat Recovery (DWHR) ¦New | 0.03085% | 0 | 0.66949 | Commercial_2040_Economic_million_m3_Before Competition Groups_Drain Water Heat Recovery (DWHR) ¦New
Commercial | Com ¦ ENERGY STAR Steam Cooker | 2040 | Technical | million_m3 | Before Competition Groups | 0.71384 | 0 | 0 | 2359.4703 | 0.00030254 | 42 | Commercial_2040_Technical_million_m3_Before Competition Groups_42 | ENERGY STAR Steam Cooker | 0.03025% | 0 | 0.71384 | Commercial_2040_Technical_million_m3_Before Competition Groups_ENERGY STAR Steam Cooker
Commercial | Com ¦ ENERGY STAR Steam Cooker | 2040 | Achievable | million_m3 | Before Competition Groups | 0.4956 | 0 | 0 | 1691.3519 | 0.00029302 | 34 | Commercial_2040_Achievable_million_m3_Before Competition Groups_34 | ENERGY STAR Steam Cooker | 0.0293% | 0 | 0.4956 | Commercial_2040_Achievable_million_m3_Before Competition Groups_ENERGY STAR Steam Cooker
Commercial | Com ¦ Drain Water Heat Recovery (DWHR) ¦New | 2040 | Technical | million_m3 | Before Competition Groups | 0.66949 | 0 | 0 | 2359.4703 | 0.00028374 | 43 | Commercial_2040_Technical_million_m3_Before Competition Groups_43 | Drain Water Heat Recovery (DWHR) ¦New | 0.02837% | 0 | 0.66949 | Commercial_2040_Technical_million_m3_Before Competition Groups_Drain Water Heat Recovery (DWHR) ¦New
Commercial | Com ¦ Drain Water Heat Recovery (DWHR) ¦New | 2040 | Achievable | million_m3 | Before Competition Groups | 0.40797 | 0 | 0 | 1691.3519 | 0.00024121 | 35 | Commercial_2040_Achievable_million_m3_Before Competition Groups_35 | Drain Water Heat Recovery (DWHR) ¦New | 0.02412% | 0 | 0.40797 | Commercial_2040_Achievable_million_m3_Before Competition Groups_Drain Water Heat Recovery (DWHR) ¦New
Commercial | Com ¦ Condensing Tankless Water Heater | 2040 | Achievable | million_m3 | Before Competition Groups | 0.39881 | 0 | 0 | 1691.3519 | 0.00023579 | 36 | Commercial_2040_Achievable_million_m3_Before Competition Groups_36 | Condensing Tankless Water Heater | 0.02358% | 0 | 0.39881 | Commercial_2040_Achievable_million_m3_Before Competition Groups_Condensing Tankless Water Heater
Commercial | Com ¦ Solar Water Preheat (Pools/DHW) | 2040 | Economic | million_m3 | Before Competition Groups | 0.34354 | 0 | 0 | 2170.3996 | 0.00015828 | 37 | Commercial_2040_Economic_million_m3_Before Competition Groups_37 | Solar Water Preheat (Pools/DHW) | 0.01583% | 0 | 0.34354 | Commercial_2040_Economic_million_m3_Before Competition Groups_Solar Water Preheat (Pools/DHW)
Commercial | Com ¦ Solar Water Preheat (Pools/DHW) | 2040 | Technical | million_m3 | Before Competition Groups | 0.34989 | 0 | 0 | 2359.4703 | 0.00014829 | 44 | Commercial_2040_Technical_million_m3_Before Competition Groups_44 | Solar Water Preheat (Pools/DHW) | 0.01483% | 0 | 0.34989 | Commercial_2040_Technical_million_m3_Before Competition Groups_Solar Water Preheat (Pools/DHW)
Commercial | Com ¦ Solar Water Preheat (Pools/DHW) | 2040 | Achievable | million_m3 | Before Competition Groups | 0.19934 | 0 | 0 | 1691.3519 | 0.00011786 | 37 | Commercial_2040_Achievable_million_m3_Before Competition Groups_37 | Solar Water Preheat (Pools/DHW) | 0.01179% | 0 | 0.19934 | Commercial_2040_Achievable_million_m3_Before Competition Groups_Solar Water Preheat (Pools/DHW)
Commercial | Com ¦ Air Curtains | 2040 | Achievable | million_m3 | Before Competition Groups | 0.15086 | 0 | 0 | 1691.3519 | 8.9195e-05 | 38 | Commercial_2040_Achievable_million_m3_Before Competition Groups_38 | Air Curtains | 0.00892% | 0 | 0.15086 | Commercial_2040_Achievable_million_m3_Before Competition Groups_Air Curtains
Commercial | Com ¦ Gas Convection Oven | 2040 | Technical | million_m3 | Before Competition Groups | 0.16859 | 0 | 0 | 2359.4703 | 7.1452e-05 | 45 | Commercial_2040_Technical_million_m3_Before Competition Groups_45 | Gas Convection Oven | 0.007145% | 0 | 0.16859 | Commercial_2040_Technical_million_m3_Before Competition Groups_Gas Convection Oven
Commercial | Com ¦ Air Curtains | 2040 | Economic | million_m3 | Before Competition Groups | 0.15243 | 0 | 0 | 2170.3996 | 7.0229e-05 | 38 | Commercial_2040_Economic_million_m3_Before Competition Groups_38 | Air Curtains | 0.007023% | 0 | 0.15243 | Commercial_2040_Economic_million_m3_Before Competition Groups_Air Curtains
Commercial | Com ¦ Air Curtains | 2040 | Technical | million_m3 | Before Competition Groups | 0.15243 | 0 | 0 | 2359.4703 | 6.4602e-05 | 46 | Commercial_2040_Technical_million_m3_Before Competition Groups_46 | Air Curtains | 0.00646% | 0 | 0.15243 | Commercial_2040_Technical_million_m3_Before Competition Groups_Air Curtains
Commercial | Com ¦ Super High Perf Glazing ¦RET | 2040 | Achievable | million_m3 | Before Competition Groups | 0.059678 | 0 | 0 | 1691.3519 | 3.5284e-05 | 39 | Commercial_2040_Achievable_million_m3_Before Competition Groups_39 | Super High Perf Glazing ¦RET | 0.003528% | 0 | 0.059678 | Commercial_2040_Achievable_million_m3_Before Competition Groups_Super High Perf Glazing ¦RET
Commercial | Com ¦ Solar Preheat Make up Air | 2040 | Technical | million_m3 | Before Competition Groups | 0.05522 | 0 | 0 | 2359.4703 | 2.3403e-05 | 47 | Commercial_2040_Technical_million_m3_Before Competition Groups_47 | Solar Preheat Make up Air | 0.00234% | 0 | 0.05522 | Commercial_2040_Technical_million_m3_Before Competition Groups_Solar Preheat Make up Air
Commercial | Com ¦ Super High Perf Glazing ¦RET | 2040 | Economic | million_m3 | Before Competition Groups | 0.050139 | 0 | 0 | 2170.3996 | 2.3101e-05 | 39 | Commercial_2040_Economic_million_m3_Before Competition Groups_39 | Super High Perf Glazing ¦RET | 0.00231% | 0 | 0.050139 | Commercial_2040_Economic_million_m3_Before Competition Groups_Super High Perf Glazing ¦RET
Commercial | Com ¦ Super High Perf Glazing ¦RET | 2040 | Technical | million_m3 | Before Competition Groups | 0.050139 | 0 | 0 | 2359.4703 | 2.125e-05 | 48 | Commercial_2040_Technical_million_m3_Before Competition Groups_48 | Super High Perf Glazing ¦RET | 0.002125% | 0 | 0.050139 | Commercial_2040_Technical_million_m3_Before Competition Groups_Super High Perf Glazing ¦RET
Commercial | Com ¦ Super High Perf Glazing ¦New | 2040 | Economic | million_m3 | Before Competition Groups | 0.0332 | 0 | 0 | 2170.3996 | 1.5297e-05 | 40 | Commercial_2040_Economic_million_m3_Before Competition Groups_40 | Super High Perf Glazing ¦New | 0.00153% | 0 | 0.0332 | Commercial_2040_Economic_million_m3_Before Competition Groups_Super High Perf Glazing ¦New
Commercial | Com ¦ Super High Perf Glazing ¦New | 2040 | Achievable | million_m3 | Before Competition Groups | 0.024217 | 0 | 0 | 1691.3519 | 1.4318e-05 | 40 | Commercial_2040_Achievable_million_m3_Before Competition Groups_40 | Super High Perf Glazing ¦New | 0.001432% | 0 | 0.024217 | Commercial_2040_Achievable_million_m3_Before Competition Groups_Super High Perf Glazing ¦New
Commercial | Com ¦ Super High Perf Glazing ¦New | 2040 | Technical | million_m3 | Before Competition Groups | 0.0332 | 0 | 0 | 2359.4703 | 1.4071e-05 | 49 | Commercial_2040_Technical_million_m3_Before Competition Groups_49 | Super High Perf Glazing ¦New | 0.001407% | 0 | 0.0332 | Commercial_2040_Technical_million_m3_Before Competition Groups_Super High Perf Glazing ¦New
Commercial | Com ¦ Condensing Boiler ¦ Std | 2041 | Economic | million_m3 | Before Competition Groups | 346.5281 | 0 | 0 | 2201.7672 | 0.15739 | 1 | Commercial_2041_Economic_million_m3_Before Competition Groups_1 | Condensing Boiler ¦ Std | 15.74% | 0 | 346.5281 | Commercial_2041_Economic_million_m3_Before Competition Groups_Condensing Boiler ¦ Std
Commercial | Com ¦ Condensing Boiler ¦ Std | 2041 | Technical | million_m3 | Before Competition Groups | 346.5281 | 0 | 0 | 2391.9603 | 0.14487 | 1 | Commercial_2041_Technical_million_m3_Before Competition Groups_1 | Condensing Boiler ¦ Std | 14.49% | 0 | 346.5281 | Commercial_2041_Technical_million_m3_Before Competition Groups_Condensing Boiler ¦ Std
Commercial | Com ¦ Condensing Boiler ¦ Std | 2041 | Achievable | million_m3 | Before Competition Groups | 224.4711 | 0 | 0 | 1761.2687 | 0.12745 | 1 | Commercial_2041_Achievable_million_m3_Before Competition Groups_1 | Condensing Boiler ¦ Std | 12.74% | 0 | 224.4711 | Commercial_2041_Achievable_million_m3_Before Competition Groups_Condensing Boiler ¦ Std
Commercial | Com ¦ Gas Fired Rooftop Units | 2041 | Economic | million_m3 | Before Competition Groups | 241.433 | 0 | 0 | 2201.7672 | 0.10965 | 2 | Commercial_2041_Economic_million_m3_Before Competition Groups_2 | Gas Fired Rooftop Units | 10.97% | 0 | 241.433 | Commercial_2041_Economic_million_m3_Before Competition Groups_Gas Fired Rooftop Units
Commercial | Com ¦ Building Recommissioning, Operations and Maintenance (O&M) Improvements | 2041 | Achievable | million_m3 | Before Competition Groups | 192.074 | 0 | 0 | 1761.2687 | 0.10905 | 2 | Commercial_2041_Achievable_million_m3_Before Competition Groups_2 | Building Recommissioning, Operations and Maintenance (O&M) Improvements | 10.91% | 0 | 192.074 | Commercial_2041_Achievable_million_m3_Before Competition Groups_Building Recommissioning, Operations and Maintenance (O&M) Improvements
Commercial | Com ¦ Gas Fired Rooftop Units | 2041 | Technical | million_m3 | Before Competition Groups | 241.433 | 0 | 0 | 2391.9603 | 0.10094 | 2 | Commercial_2041_Technical_million_m3_Before Competition Groups_2 | Gas Fired Rooftop Units | 10.09% | 0 | 241.433 | Commercial_2041_Technical_million_m3_Before Competition Groups_Gas Fired Rooftop Units
Commercial | Com ¦ Demand Control Ventilation | 2041 | Economic | million_m3 | Before Competition Groups | 222.0311 | 0 | 0 | 2201.7672 | 0.10084 | 3 | Commercial_2041_Economic_million_m3_Before Competition Groups_3 | Demand Control Ventilation | 10.08% | 0 | 222.0311 | Commercial_2041_Economic_million_m3_Before Competition Groups_Demand Control Ventilation
Commercial | Com ¦ Demand Control Ventilation | 2041 | Achievable | million_m3 | Before Competition Groups | 177.5291 | 0 | 0 | 1761.2687 | 0.1008 | 3 | Commercial_2041_Achievable_million_m3_Before Competition Groups_3 | Demand Control Ventilation | 10.08% | 0 | 177.5291 | Commercial_2041_Achievable_million_m3_Before Competition Groups_Demand Control Ventilation
Commercial | Com ¦ Building Recommissioning, Operations and Maintenance (O&M) Improvements | 2041 | Economic | million_m3 | Before Competition Groups | 216.9728 | 0 | 0 | 2201.7672 | 0.098545 | 4 | Commercial_2041_Economic_million_m3_Before Competition Groups_4 | Building Recommissioning, Operations and Maintenance (O&M) Improvements | 9.854% | 0 | 216.9728 | Commercial_2041_Economic_million_m3_Before Competition Groups_Building Recommissioning, Operations and Maintenance (O&M) Improvements
Commercial | Com ¦ Demand Control Ventilation | 2041 | Technical | million_m3 | Before Competition Groups | 230.0388 | 0 | 0 | 2391.9603 | 0.096172 | 3 | Commercial_2041_Technical_million_m3_Before Competition Groups_3 | Demand Control Ventilation | 9.617% | 0 | 230.0388 | Commercial_2041_Technical_million_m3_Before Competition Groups_Demand Control Ventilation
Commercial | Com ¦ Building Recommissioning, Operations and Maintenance (O&M) Improvements | 2041 | Technical | million_m3 | Before Competition Groups | 216.9728 | 0 | 0 | 2391.9603 | 0.090709 | 4 | Commercial_2041_Technical_million_m3_Before Competition Groups_4 | Building Recommissioning, Operations and Maintenance (O&M) Improvements | 9.071% | 0 | 216.9728 | Commercial_2041_Technical_million_m3_Before Competition Groups_Building Recommissioning, Operations and Maintenance (O&M) Improvements
Commercial | Com ¦ Gas Fired Rooftop Units | 2041 | Achievable | million_m3 | Before Competition Groups | 150.7761 | 0 | 0 | 1761.2687 | 0.085607 | 4 | Commercial_2041_Achievable_million_m3_Before Competition Groups_4 | Gas Fired Rooftop Units | 8.561% | 0 | 150.7761 | Commercial_2041_Achievable_million_m3_Before Competition Groups_Gas Fired Rooftop Units
Commercial | Com ¦ Adaptive Thermostats | 2041 | Achievable | million_m3 | Before Competition Groups | 148.2541 | 0 | 0 | 1761.2687 | 0.084175 | 5 | Commercial_2041_Achievable_million_m3_Before Competition Groups_5 | Adaptive Thermostats | 8.417% | 0 | 148.2541 | Commercial_2041_Achievable_million_m3_Before Competition Groups_Adaptive Thermostats
Commercial | Com ¦ Boilers - Advanced Controls (Steam Systems) | 2041 | Economic | million_m3 | Before Competition Groups | 155.3019 | 0 | 0 | 2201.7672 | 0.070535 | 5 | Commercial_2041_Economic_million_m3_Before Competition Groups_5 | Boilers - Advanced Controls (Steam Systems) | 7.054% | 0 | 155.3019 | Commercial_2041_Economic_million_m3_Before Competition Groups_Boilers - Advanced Controls (Steam Systems)
Commercial | Com ¦ Boilers - Advanced Controls (Steam Systems) | 2041 | Technical | million_m3 | Before Competition Groups | 155.3019 | 0 | 0 | 2391.9603 | 0.064927 | 5 | Commercial_2041_Technical_million_m3_Before Competition Groups_5 | Boilers - Advanced Controls (Steam Systems) | 6.493% | 0 | 155.3019 | Commercial_2041_Technical_million_m3_Before Competition Groups_Boilers - Advanced Controls (Steam Systems)
Commercial | Com ¦ Adaptive Thermostats | 2041 | Economic | million_m3 | Before Competition Groups | 139.4583 | 0 | 0 | 2201.7672 | 0.063339 | 6 | Commercial_2041_Economic_million_m3_Before Competition Groups_6 | Adaptive Thermostats | 6.334% | 0 | 139.4583 | Commercial_2041_Economic_million_m3_Before Competition Groups_Adaptive Thermostats
Commercial | Com ¦ Adaptive Thermostats | 2041 | Technical | million_m3 | Before Competition Groups | 139.4583 | 0 | 0 | 2391.9603 | 0.058303 | 6 | Commercial_2041_Technical_million_m3_Before Competition Groups_6 | Adaptive Thermostats | 5.83% | 0 | 139.4583 | Commercial_2041_Technical_million_m3_Before Competition Groups_Adaptive Thermostats
Commercial | Com ¦ Condensing Make Up Air Unit | 2041 | Economic | million_m3 | Before Competition Groups | 122.8645 | 0 | 0 | 2201.7672 | 0.055803 | 7 | Commercial_2041_Economic_million_m3_Before Competition Groups_7 | Condensing Make Up Air Unit | 5.58% | 0 | 122.8645 | Commercial_2041_Economic_million_m3_Before Competition Groups_Condensing Make Up Air Unit
Commercial | Com ¦ Boilers - Advanced Controls (Steam Systems) | 2041 | Achievable | million_m3 | Before Competition Groups | 97.7526 | 0 | 0 | 1761.2687 | 0.055501 | 6 | Commercial_2041_Achievable_million_m3_Before Competition Groups_6 | Boilers - Advanced Controls (Steam Systems) | 5.55% | 0 | 97.7526 | Commercial_2041_Achievable_million_m3_Before Competition Groups_Boilers - Advanced Controls (Steam Systems)
Commercial | Com ¦ Condensing Make Up Air Unit | 2041 | Technical | million_m3 | Before Competition Groups | 122.8645 | 0 | 0 | 2391.9603 | 0.051366 | 7 | Commercial_2041_Technical_million_m3_Before Competition Groups_7 | Condensing Make Up Air Unit | 5.137% | 0 | 122.8645 | Commercial_2041_Technical_million_m3_Before Competition Groups_Condensing Make Up Air Unit
Commercial | Com ¦ Air Handler with Dedicated Outdoor Air Systems | 2041 | Achievable | million_m3 | Before Competition Groups | 87.4775 | 0 | 0 | 1761.2687 | 0.049667 | 7 | Commercial_2041_Achievable_million_m3_Before Competition Groups_7 | Air Handler with Dedicated Outdoor Air Systems | 4.967% | 0 | 87.4775 | Commercial_2041_Achievable_million_m3_Before Competition Groups_Air Handler with Dedicated Outdoor Air Systems
Commercial | Com ¦ Condensing Make Up Air Unit | 2041 | Achievable | million_m3 | Before Competition Groups | 85.0428 | 0 | 0 | 1761.2687 | 0.048285 | 8 | Commercial_2041_Achievable_million_m3_Before Competition Groups_8 | Condensing Make Up Air Unit | 4.828% | 0 | 85.0428 | Commercial_2041_Achievable_million_m3_Before Competition Groups_Condensing Make Up Air Unit
Commercial | Com ¦ Gas Fired Heat Pump | 2041 | Economic | million_m3 | Before Competition Groups | 101.4383 | 0 | 0 | 2201.7672 | 0.046071 | 8 | Commercial_2041_Economic_million_m3_Before Competition Groups_8 | Gas Fired Heat Pump | 4.607% | 0 | 101.4383 | Commercial_2041_Economic_million_m3_Before Competition Groups_Gas Fired Heat Pump
Commercial | Com ¦ Gas Fired Heat Pump | 2041 | Technical | million_m3 | Before Competition Groups | 101.4383 | 0 | 0 | 2391.9603 | 0.042408 | 8 | Commercial_2041_Technical_million_m3_Before Competition Groups_8 | Gas Fired Heat Pump | 4.241% | 0 | 101.4383 | Commercial_2041_Technical_million_m3_Before Competition Groups_Gas Fired Heat Pump
Commercial | Com ¦ Gas Fired Heat Pump | 2041 | Achievable | million_m3 | Before Competition Groups | 72.4266 | 0 | 0 | 1761.2687 | 0.041122 | 9 | Commercial_2041_Achievable_million_m3_Before Competition Groups_9 | Gas Fired Heat Pump | 4.112% | 0 | 72.4266 | Commercial_2041_Achievable_million_m3_Before Competition Groups_Gas Fired Heat Pump
Commercial | Com ¦ Advanced BAS/Controllers | 2041 | Achievable | million_m3 | Before Competition Groups | 68.2964 | 0 | 0 | 1761.2687 | 0.038777 | 10 | Commercial_2041_Achievable_million_m3_Before Competition Groups_10 | Advanced BAS/Controllers | 3.878% | 0 | 68.2964 | Commercial_2041_Achievable_million_m3_Before Competition Groups_Advanced BAS/Controllers
Commercial | Com ¦ Demand Control Kitchen Ventilation | 2041 | Achievable | million_m3 | Before Competition Groups | 66.961 | 0 | 0 | 1761.2687 | 0.038019 | 11 | Commercial_2041_Achievable_million_m3_Before Competition Groups_11 | Demand Control Kitchen Ventilation | 3.802% | 0 | 66.961 | Commercial_2041_Achievable_million_m3_Before Competition Groups_Demand Control Kitchen Ventilation
Commercial | Com ¦ Education and Capacity Building/Energy Behavior | 2041 | Achievable | million_m3 | Before Competition Groups | 65.9203 | 0 | 0 | 1761.2687 | 0.037428 | 12 | Commercial_2041_Achievable_million_m3_Before Competition Groups_12 | Education and Capacity Building/Energy Behavior | 3.743% | 0 | 65.9203 | Commercial_2041_Achievable_million_m3_Before Competition Groups_Education and Capacity Building/Energy Behavior
Commercial | Com ¦ Air Handler with Dedicated Outdoor Air Systems | 2041 | Economic | million_m3 | Before Competition Groups | 80.1189 | 0 | 0 | 2201.7672 | 0.036388 | 9 | Commercial_2041_Economic_million_m3_Before Competition Groups_9 | Air Handler with Dedicated Outdoor Air Systems | 3.639% | 0 | 80.1189 | Commercial_2041_Economic_million_m3_Before Competition Groups_Air Handler with Dedicated Outdoor Air Systems
Commercial | Com ¦ Advanced BAS/Controllers | 2041 | Economic | million_m3 | Before Competition Groups | 79.9556 | 0 | 0 | 2201.7672 | 0.036314 | 10 | Commercial_2041_Economic_million_m3_Before Competition Groups_10 | Advanced BAS/Controllers | 3.631% | 0 | 79.9556 | Commercial_2041_Economic_million_m3_Before Competition Groups_Advanced BAS/Controllers
Commercial | Com ¦ Demand Control Kitchen Ventilation | 2041 | Economic | million_m3 | Before Competition Groups | 78.2935 | 0 | 0 | 2201.7672 | 0.035559 | 11 | Commercial_2041_Economic_million_m3_Before Competition Groups_11 | Demand Control Kitchen Ventilation | 3.556% | 0 | 78.2935 | Commercial_2041_Economic_million_m3_Before Competition Groups_Demand Control Kitchen Ventilation
Commercial | Com ¦ Air Handler with Dedicated Outdoor Air Systems | 2041 | Technical | million_m3 | Before Competition Groups | 80.1189 | 0 | 0 | 2391.9603 | 0.033495 | 9 | Commercial_2041_Technical_million_m3_Before Competition Groups_9 | Air Handler with Dedicated Outdoor Air Systems | 3.35% | 0 | 80.1189 | Commercial_2041_Technical_million_m3_Before Competition Groups_Air Handler with Dedicated Outdoor Air Systems
Commercial | Com ¦ Advanced BAS/Controllers | 2041 | Technical | million_m3 | Before Competition Groups | 79.9556 | 0 | 0 | 2391.9603 | 0.033427 | 10 | Commercial_2041_Technical_million_m3_Before Competition Groups_10 | Advanced BAS/Controllers | 3.343% | 0 | 79.9556 | Commercial_2041_Technical_million_m3_Before Competition Groups_Advanced BAS/Controllers
Commercial | Com ¦ Demand Control Kitchen Ventilation | 2041 | Technical | million_m3 | Before Competition Groups | 78.2935 | 0 | 0 | 2391.9603 | 0.032732 | 11 | Commercial_2041_Technical_million_m3_Before Competition Groups_11 | Demand Control Kitchen Ventilation | 3.273% | 0 | 78.2935 | Commercial_2041_Technical_million_m3_Before Competition Groups_Demand Control Kitchen Ventilation
Commercial | Com ¦ Condensing Unit Heaters or other Efficient Unit Heating System | 2041 | Economic | million_m3 | Before Competition Groups | 71.7976 | 0 | 0 | 2201.7672 | 0.032609 | 12 | Commercial_2041_Economic_million_m3_Before Competition Groups_12 | Condensing Unit Heaters or other Efficient Unit Heating System | 3.261% | 0 | 71.7976 | Commercial_2041_Economic_million_m3_Before Competition Groups_Condensing Unit Heaters or other Efficient Unit Heating System
Commercial | Com ¦ Education and Capacity Building/Energy Behavior | 2041 | Economic | million_m3 | Before Competition Groups | 68.7525 | 0 | 0 | 2201.7672 | 0.031226 | 13 | Commercial_2041_Economic_million_m3_Before Competition Groups_13 | Education and Capacity Building/Energy Behavior | 3.123% | 0 | 68.7525 | Commercial_2041_Economic_million_m3_Before Competition Groups_Education and Capacity Building/Energy Behavior
Commercial | Com ¦ Steam System Optimization | 2041 | Achievable | million_m3 | Before Competition Groups | 53.8776 | 0 | 0 | 1761.2687 | 0.03059 | 13 | Commercial_2041_Achievable_million_m3_Before Competition Groups_13 | Steam System Optimization | 3.059% | 0 | 53.8776 | Commercial_2041_Achievable_million_m3_Before Competition Groups_Steam System Optimization
Commercial | Com ¦ Condensing Unit Heaters or other Efficient Unit Heating System | 2041 | Technical | million_m3 | Before Competition Groups | 71.7976 | 0 | 0 | 2391.9603 | 0.030016 | 12 | Commercial_2041_Technical_million_m3_Before Competition Groups_12 | Condensing Unit Heaters or other Efficient Unit Heating System | 3.002% | 0 | 71.7976 | Commercial_2041_Technical_million_m3_Before Competition Groups_Condensing Unit Heaters or other Efficient Unit Heating System
Commercial | Com ¦ Destratification | 2041 | Achievable | million_m3 | Before Competition Groups | 52.0425 | 0 | 0 | 1761.2687 | 0.029548 | 14 | Commercial_2041_Achievable_million_m3_Before Competition Groups_14 | Destratification | 2.955% | 0 | 52.0425 | Commercial_2041_Achievable_million_m3_Before Competition Groups_Destratification
Commercial | Com ¦ Energy Recovery Ventilation and Ventilation (Enhanced) | 2041 | Technical | million_m3 | Before Competition Groups | 70.3256 | 0 | 0 | 2391.9603 | 0.029401 | 13 | Commercial_2041_Technical_million_m3_Before Competition Groups_13 | Energy Recovery Ventilation and Ventilation (Enhanced) | 2.94% | 0 | 70.3256 | Commercial_2041_Technical_million_m3_Before Competition Groups_Energy Recovery Ventilation and Ventilation (Enhanced)
Commercial | Com ¦ Education and Capacity Building/Energy Behavior | 2041 | Technical | million_m3 | Before Competition Groups | 68.7525 | 0 | 0 | 2391.9603 | 0.028743 | 14 | Commercial_2041_Technical_million_m3_Before Competition Groups_14 | Education and Capacity Building/Energy Behavior | 2.874% | 0 | 68.7525 | Commercial_2041_Technical_million_m3_Before Competition Groups_Education and Capacity Building/Energy Behavior
Commercial | Com ¦ Furnace Tune-Up | 2041 | Achievable | million_m3 | Before Competition Groups | 49.7131 | 0 | 0 | 1761.2687 | 0.028226 | 15 | Commercial_2041_Achievable_million_m3_Before Competition Groups_15 | Furnace Tune-Up | 2.823% | 0 | 49.7131 | Commercial_2041_Achievable_million_m3_Before Competition Groups_Furnace Tune-Up
Commercial | Com ¦ Condensing Unit Heaters or other Efficient Unit Heating System | 2041 | Achievable | million_m3 | Before Competition Groups | 48.5389 | 0 | 0 | 1761.2687 | 0.027559 | 16 | Commercial_2041_Achievable_million_m3_Before Competition Groups_16 | Condensing Unit Heaters or other Efficient Unit Heating System | 2.756% | 0 | 48.5389 | Commercial_2041_Achievable_million_m3_Before Competition Groups_Condensing Unit Heaters or other Efficient Unit Heating System
Commercial | Com ¦ Steam System Optimization | 2041 | Economic | million_m3 | Before Competition Groups | 44.0771 | 0 | 0 | 2201.7672 | 0.020019 | 14 | Commercial_2041_Economic_million_m3_Before Competition Groups_14 | Steam System Optimization | 2.002% | 0 | 44.0771 | Commercial_2041_Economic_million_m3_Before Competition Groups_Steam System Optimization
Commercial | Com ¦ Destratification | 2041 | Economic | million_m3 | Before Competition Groups | 41.4523 | 0 | 0 | 2201.7672 | 0.018827 | 15 | Commercial_2041_Economic_million_m3_Before Competition Groups_15 | Destratification | 1.883% | 0 | 41.4523 | Commercial_2041_Economic_million_m3_Before Competition Groups_Destratification
Commercial | Com ¦ Furnace Tune-Up | 2041 | Economic | million_m3 | Before Competition Groups | 40.7542 | 0 | 0 | 2201.7672 | 0.01851 | 16 | Commercial_2041_Economic_million_m3_Before Competition Groups_16 | Furnace Tune-Up | 1.851% | 0 | 40.7542 | Commercial_2041_Economic_million_m3_Before Competition Groups_Furnace Tune-Up
Commercial | Com ¦ Steam System Optimization | 2041 | Technical | million_m3 | Before Competition Groups | 44.0771 | 0 | 0 | 2391.9603 | 0.018427 | 15 | Commercial_2041_Technical_million_m3_Before Competition Groups_15 | Steam System Optimization | 1.843% | 0 | 44.0771 | Commercial_2041_Technical_million_m3_Before Competition Groups_Steam System Optimization
Commercial | Com ¦ Destratification | 2041 | Technical | million_m3 | Before Competition Groups | 41.4523 | 0 | 0 | 2391.9603 | 0.01733 | 16 | Commercial_2041_Technical_million_m3_Before Competition Groups_16 | Destratification | 1.733% | 0 | 41.4523 | Commercial_2041_Technical_million_m3_Before Competition Groups_Destratification
Commercial | Com ¦ Furnace Tune-Up | 2041 | Technical | million_m3 | Before Competition Groups | 40.7542 | 0 | 0 | 2391.9603 | 0.017038 | 17 | Commercial_2041_Technical_million_m3_Before Competition Groups_17 | Furnace Tune-Up | 1.704% | 0 | 40.7542 | Commercial_2041_Technical_million_m3_Before Competition Groups_Furnace Tune-Up
Commercial | Com ¦ Wall Insulation | 2041 | Achievable | million_m3 | Before Competition Groups | 27.8096 | 0 | 0 | 1761.2687 | 0.01579 | 17 | Commercial_2041_Achievable_million_m3_Before Competition Groups_17 | Wall Insulation | 1.579% | 0 | 27.8096 | Commercial_2041_Achievable_million_m3_Before Competition Groups_Wall Insulation
Commercial | Com ¦ Super-High Efficiency Furnaces (Emerging Tech) | 2041 | Technical | million_m3 | Before Competition Groups | 30.5255 | 0 | 0 | 2391.9603 | 0.012762 | 18 | Commercial_2041_Technical_million_m3_Before Competition Groups_18 | Super-High Efficiency Furnaces (Emerging Tech) | 1.276% | 0 | 30.5255 | Commercial_2041_Technical_million_m3_Before Competition Groups_Super-High Efficiency Furnaces (Emerging Tech)
Commercial | Com ¦ Heat Recovery Ventilator | 2041 | Technical | million_m3 | Before Competition Groups | 30.2885 | 0 | 0 | 2391.9603 | 0.012663 | 19 | Commercial_2041_Technical_million_m3_Before Competition Groups_19 | Heat Recovery Ventilator | 1.266% | 0 | 30.2885 | Commercial_2041_Technical_million_m3_Before Competition Groups_Heat Recovery Ventilator
Commercial | Com ¦ High Efficiency Condensing Furnace AFUE 95% from 80% code | 2041 | Technical | million_m3 | Before Competition Groups | 29.961 | 0 | 0 | 2391.9603 | 0.012526 | 20 | Commercial_2041_Technical_million_m3_Before Competition Groups_20 | High Efficiency Condensing Furnace AFUE 95% from 80% code | 1.253% | 0 | 29.961 | Commercial_2041_Technical_million_m3_Before Competition Groups_High Efficiency Condensing Furnace AFUE 95% from 80% code
Commercial | Com ¦ Energy Efficient Laboratory Fume Hood | 2041 | Achievable | million_m3 | Before Competition Groups | 19.7424 | 0 | 0 | 1761.2687 | 0.011209 | 18 | Commercial_2041_Achievable_million_m3_Before Competition Groups_18 | Energy Efficient Laboratory Fume Hood | 1.121% | 0 | 19.7424 | Commercial_2041_Achievable_million_m3_Before Competition Groups_Energy Efficient Laboratory Fume Hood
Commercial | Com ¦ Wall Insulation | 2041 | Economic | million_m3 | Before Competition Groups | 22.7446 | 0 | 0 | 2201.7672 | 0.01033 | 17 | Commercial_2041_Economic_million_m3_Before Competition Groups_17 | Wall Insulation | 1.033% | 0 | 22.7446 | Commercial_2041_Economic_million_m3_Before Competition Groups_Wall Insulation
Commercial | Com ¦ Wall Insulation | 2041 | Technical | million_m3 | Before Competition Groups | 22.7446 | 0 | 0 | 2391.9603 | 0.0095088 | 21 | Commercial_2041_Technical_million_m3_Before Competition Groups_21 | Wall Insulation | 0.9509% | 0 | 22.7446 | Commercial_2041_Technical_million_m3_Before Competition Groups_Wall Insulation
Commercial | Com ¦ Demand controlled Circulating Systems | 2041 | Achievable | million_m3 | Before Competition Groups | 14.5829 | 0 | 0 | 1761.2687 | 0.0082797 | 19 | Commercial_2041_Achievable_million_m3_Before Competition Groups_19 | Demand controlled Circulating Systems | 0.828% | 0 | 14.5829 | Commercial_2041_Achievable_million_m3_Before Competition Groups_Demand controlled Circulating Systems
Commercial | Com ¦ Boiler Measures | 2041 | Technical | million_m3 | Before Competition Groups | 18.7858 | 0 | 0 | 2391.9603 | 0.0078537 | 22 | Commercial_2041_Technical_million_m3_Before Competition Groups_22 | Boiler Measures | 0.7854% | 0 | 18.7858 | Commercial_2041_Technical_million_m3_Before Competition Groups_Boiler Measures
Commercial | Com ¦ Energy Recovery Ventilation and Ventilation (Enhanced) | 2041 | Economic | million_m3 | Before Competition Groups | 17.1365 | 0 | 0 | 2201.7672 | 0.0077831 | 18 | Commercial_2041_Economic_million_m3_Before Competition Groups_18 | Energy Recovery Ventilation and Ventilation (Enhanced) | 0.7783% | 0 | 17.1365 | Commercial_2041_Economic_million_m3_Before Competition Groups_Energy Recovery Ventilation and Ventilation (Enhanced)
Commercial | Com ¦ Energy Efficient Laboratory Fume Hood | 2041 | Economic | million_m3 | Before Competition Groups | 16.1633 | 0 | 0 | 2201.7672 | 0.0073411 | 19 | Commercial_2041_Economic_million_m3_Before Competition Groups_19 | Energy Efficient Laboratory Fume Hood | 0.7341% | 0 | 16.1633 | Commercial_2041_Economic_million_m3_Before Competition Groups_Energy Efficient Laboratory Fume Hood
Commercial | Com ¦ Energy Efficient Laboratory Fume Hood | 2041 | Technical | million_m3 | Before Competition Groups | 16.1633 | 0 | 0 | 2391.9603 | 0.0067574 | 23 | Commercial_2041_Technical_million_m3_Before Competition Groups_23 | Energy Efficient Laboratory Fume Hood | 0.6757% | 0 | 16.1633 | Commercial_2041_Technical_million_m3_Before Competition Groups_Energy Efficient Laboratory Fume Hood
Commercial | Com ¦ Duct Insulation, R8 | 2041 | Achievable | million_m3 | Before Competition Groups | 11.4954 | 0 | 0 | 1761.2687 | 0.0065268 | 20 | Commercial_2041_Achievable_million_m3_Before Competition Groups_20 | Duct Insulation, R8 | 0.6527% | 0 | 11.4954 | Commercial_2041_Achievable_million_m3_Before Competition Groups_Duct Insulation, R8
Commercial | Com ¦ Demand controlled Circulating Systems | 2041 | Economic | million_m3 | Before Competition Groups | 11.9269 | 0 | 0 | 2201.7672 | 0.005417 | 20 | Commercial_2041_Economic_million_m3_Before Competition Groups_20 | Demand controlled Circulating Systems | 0.5417% | 0 | 11.9269 | Commercial_2041_Economic_million_m3_Before Competition Groups_Demand controlled Circulating Systems
Commercial | Com ¦ Demand controlled Circulating Systems | 2041 | Technical | million_m3 | Before Competition Groups | 11.9269 | 0 | 0 | 2391.9603 | 0.0049862 | 24 | Commercial_2041_Technical_million_m3_Before Competition Groups_24 | Demand controlled Circulating Systems | 0.4986% | 0 | 11.9269 | Commercial_2041_Technical_million_m3_Before Competition Groups_Demand controlled Circulating Systems
Commercial | Com ¦ Infrared Heaters | 2041 | Economic | million_m3 | Before Competition Groups | 10.531 | 0 | 0 | 2201.7672 | 0.004783 | 21 | Commercial_2041_Economic_million_m3_Before Competition Groups_21 | Infrared Heaters | 0.4783% | 0 | 10.531 | Commercial_2041_Economic_million_m3_Before Competition Groups_Infrared Heaters
Commercial | Com ¦ ENERGY STAR Fryer (84% eff) | 2041 | Economic | million_m3 | Before Competition Groups | 10.2909 | 0 | 0 | 2201.7672 | 0.0046739 | 22 | Commercial_2041_Economic_million_m3_Before Competition Groups_22 | ENERGY STAR Fryer (84% eff) | 0.4674% | 0 | 10.2909 | Commercial_2041_Economic_million_m3_Before Competition Groups_ENERGY STAR Fryer (84% eff)
Commercial | Com ¦ Ozone Laundry Treatment | 2041 | Achievable | million_m3 | Before Competition Groups | 7.8526 | 0 | 0 | 1761.2687 | 0.0044585 | 21 | Commercial_2041_Achievable_million_m3_Before Competition Groups_21 | Ozone Laundry Treatment | 0.4458% | 0 | 7.8526 | Commercial_2041_Achievable_million_m3_Before Competition Groups_Ozone Laundry Treatment
Commercial | Com ¦ Infrared Heaters | 2041 | Technical | million_m3 | Before Competition Groups | 10.531 | 0 | 0 | 2391.9603 | 0.0044027 | 25 | Commercial_2041_Technical_million_m3_Before Competition Groups_25 | Infrared Heaters | 0.4403% | 0 | 10.531 | Commercial_2041_Technical_million_m3_Before Competition Groups_Infrared Heaters
Commercial | Com ¦ ENERGY STAR Fryer (84% eff) | 2041 | Technical | million_m3 | Before Competition Groups | 10.2909 | 0 | 0 | 2391.9603 | 0.0043023 | 26 | Commercial_2041_Technical_million_m3_Before Competition Groups_26 | ENERGY STAR Fryer (84% eff) | 0.4302% | 0 | 10.2909 | Commercial_2041_Technical_million_m3_Before Competition Groups_ENERGY STAR Fryer (84% eff)
Commercial | Com ¦ Duct Insulation, R8 | 2041 | Economic | million_m3 | Before Competition Groups | 9.4138 | 0 | 0 | 2201.7672 | 0.0042756 | 23 | Commercial_2041_Economic_million_m3_Before Competition Groups_23 | Duct Insulation, R8 | 0.4276% | 0 | 9.4138 | Commercial_2041_Economic_million_m3_Before Competition Groups_Duct Insulation, R8
Commercial | Com ¦ ENERGY STAR Fryer (84% eff) | 2041 | Achievable | million_m3 | Before Competition Groups | 7.2392 | 0 | 0 | 1761.2687 | 0.0041102 | 22 | Commercial_2041_Achievable_million_m3_Before Competition Groups_22 | ENERGY STAR Fryer (84% eff) | 0.411% | 0 | 7.2392 | Commercial_2041_Achievable_million_m3_Before Competition Groups_ENERGY STAR Fryer (84% eff)
Commercial | Com ¦ Roof Insulation/Ceiling Insulation (R25 Code to R35) | 2041 | Technical | million_m3 | Before Competition Groups | 9.5484 | 0 | 0 | 2391.9603 | 0.0039919 | 27 | Commercial_2041_Technical_million_m3_Before Competition Groups_27 | Roof Insulation/Ceiling Insulation (R25 Code to R35) | 0.3992% | 0 | 9.5484 | Commercial_2041_Technical_million_m3_Before Competition Groups_Roof Insulation/Ceiling Insulation (R25 Code to R35)
Commercial | Com ¦ High Efficiency Underfired Broilers | 2041 | Economic | million_m3 | Before Competition Groups | 8.7352 | 0 | 0 | 2201.7672 | 0.0039673 | 24 | Commercial_2041_Economic_million_m3_Before Competition Groups_24 | High Efficiency Underfired Broilers | 0.3967% | 0 | 8.7352 | Commercial_2041_Economic_million_m3_Before Competition Groups_High Efficiency Underfired Broilers
Commercial | Com ¦ Duct Insulation, R8 | 2041 | Technical | million_m3 | Before Competition Groups | 9.4138 | 0 | 0 | 2391.9603 | 0.0039356 | 28 | Commercial_2041_Technical_million_m3_Before Competition Groups_28 | Duct Insulation, R8 | 0.3936% | 0 | 9.4138 | Commercial_2041_Technical_million_m3_Before Competition Groups_Duct Insulation, R8
Commercial | Com ¦ Condensing Storage Water Heater | 2041 | Technical | million_m3 | Before Competition Groups | 9.1775 | 0 | 0 | 2391.9603 | 0.0038368 | 29 | Commercial_2041_Technical_million_m3_Before Competition Groups_29 | Condensing Storage Water Heater | 0.3837% | 0 | 9.1775 | Commercial_2041_Technical_million_m3_Before Competition Groups_Condensing Storage Water Heater
Commercial | Com ¦ Infrared Heaters | 2041 | Achievable | million_m3 | Before Competition Groups | 6.7221 | 0 | 0 | 1761.2687 | 0.0038166 | 23 | Commercial_2041_Achievable_million_m3_Before Competition Groups_23 | Infrared Heaters | 0.3817% | 0 | 6.7221 | Commercial_2041_Achievable_million_m3_Before Competition Groups_Infrared Heaters
Commercial | Com ¦ High Efficiency Underfired Broilers | 2041 | Achievable | million_m3 | Before Competition Groups | 6.7182 | 0 | 0 | 1761.2687 | 0.0038144 | 24 | Commercial_2041_Achievable_million_m3_Before Competition Groups_24 | High Efficiency Underfired Broilers | 0.3814% | 0 | 6.7182 | Commercial_2041_Achievable_million_m3_Before Competition Groups_High Efficiency Underfired Broilers
Commercial | Com ¦ High Efficiency Underfired Broilers | 2041 | Technical | million_m3 | Before Competition Groups | 8.7352 | 0 | 0 | 2391.9603 | 0.0036519 | 30 | Commercial_2041_Technical_million_m3_Before Competition Groups_30 | High Efficiency Underfired Broilers | 0.3652% | 0 | 8.7352 | Commercial_2041_Technical_million_m3_Before Competition Groups_High Efficiency Underfired Broilers
Commercial | Com ¦ Ozone Laundry Treatment | 2041 | Economic | million_m3 | Before Competition Groups | 7.9651 | 0 | 0 | 2201.7672 | 0.0036176 | 25 | Commercial_2041_Economic_million_m3_Before Competition Groups_25 | Ozone Laundry Treatment | 0.3618% | 0 | 7.9651 | Commercial_2041_Economic_million_m3_Before Competition Groups_Ozone Laundry Treatment
Commercial | Com ¦ Heat Recovery Ventilator | 2041 | Economic | million_m3 | Before Competition Groups | 7.4297 | 0 | 0 | 2201.7672 | 0.0033744 | 26 | Commercial_2041_Economic_million_m3_Before Competition Groups_26 | Heat Recovery Ventilator | 0.3374% | 0 | 7.4297 | Commercial_2041_Economic_million_m3_Before Competition Groups_Heat Recovery Ventilator
Commercial | Com ¦ Ozone Laundry Treatment | 2041 | Technical | million_m3 | Before Competition Groups | 7.9651 | 0 | 0 | 2391.9603 | 0.0033299 | 31 | Commercial_2041_Technical_million_m3_Before Competition Groups_31 | Ozone Laundry Treatment | 0.333% | 0 | 7.9651 | Commercial_2041_Technical_million_m3_Before Competition Groups_Ozone Laundry Treatment
Commercial | Com ¦ ENERGY STAR Griddle (74% eff) | 2041 | Economic | million_m3 | Before Competition Groups | 6.7653 | 0 | 0 | 2201.7672 | 0.0030727 | 27 | Commercial_2041_Economic_million_m3_Before Competition Groups_27 | ENERGY STAR Griddle (74% eff) | 0.3073% | 0 | 6.7653 | Commercial_2041_Economic_million_m3_Before Competition Groups_ENERGY STAR Griddle (74% eff)
Commercial | Com ¦ ENERGY STAR Griddle (74% eff) | 2041 | Technical | million_m3 | Before Competition Groups | 6.7653 | 0 | 0 | 2391.9603 | 0.0028284 | 32 | Commercial_2041_Technical_million_m3_Before Competition Groups_32 | ENERGY STAR Griddle (74% eff) | 0.2828% | 0 | 6.7653 | Commercial_2041_Technical_million_m3_Before Competition Groups_ENERGY STAR Griddle (74% eff)
Commercial | Com ¦ ENERGY STAR Griddle (74% eff) | 2041 | Achievable | million_m3 | Before Competition Groups | 4.8127 | 0 | 0 | 1761.2687 | 0.0027325 | 25 | Commercial_2041_Achievable_million_m3_Before Competition Groups_25 | ENERGY STAR Griddle (74% eff) | 0.2733% | 0 | 4.8127 | Commercial_2041_Achievable_million_m3_Before Competition Groups_ENERGY STAR Griddle (74% eff)
Commercial | Com ¦ Condensing Storage Water Heater | 2041 | Economic | million_m3 | Before Competition Groups | 5.8665 | 0 | 0 | 2201.7672 | 0.0026645 | 28 | Commercial_2041_Economic_million_m3_Before Competition Groups_28 | Condensing Storage Water Heater | 0.2664% | 0 | 5.8665 | Commercial_2041_Economic_million_m3_Before Competition Groups_Condensing Storage Water Heater
Commercial | Com ¦ Condensing Tankless Water Heater | 2041 | Technical | million_m3 | Before Competition Groups | 5.3285 | 0 | 0 | 2391.9603 | 0.0022277 | 33 | Commercial_2041_Technical_million_m3_Before Competition Groups_33 | Condensing Tankless Water Heater | 0.2228% | 0 | 5.3285 | Commercial_2041_Technical_million_m3_Before Competition Groups_Condensing Tankless Water Heater
Commercial | Com ¦ ENERGY STAR Dishwasher | 2041 | Economic | million_m3 | Before Competition Groups | 4.268 | 0 | 0 | 2201.7672 | 0.0019384 | 29 | Commercial_2041_Economic_million_m3_Before Competition Groups_29 | ENERGY STAR Dishwasher | 0.1938% | 0 | 4.268 | Commercial_2041_Economic_million_m3_Before Competition Groups_ENERGY STAR Dishwasher
Commercial | Com ¦ Gas Heat Pump Water Heater | 2041 | Technical | million_m3 | Before Competition Groups | 4.5796 | 0 | 0 | 2391.9603 | 0.0019146 | 34 | Commercial_2041_Technical_million_m3_Before Competition Groups_34 | Gas Heat Pump Water Heater | 0.1915% | 0 | 4.5796 | Commercial_2041_Technical_million_m3_Before Competition Groups_Gas Heat Pump Water Heater
Commercial | Com ¦ ENERGY STAR Dishwasher | 2041 | Technical | million_m3 | Before Competition Groups | 4.268 | 0 | 0 | 2391.9603 | 0.0017843 | 35 | Commercial_2041_Technical_million_m3_Before Competition Groups_35 | ENERGY STAR Dishwasher | 0.1784% | 0 | 4.268 | Commercial_2041_Technical_million_m3_Before Competition Groups_ENERGY STAR Dishwasher
Commercial | Com ¦ Energy Recovery Ventilation and Ventilation (Enhanced) | 2041 | Achievable | million_m3 | Before Competition Groups | 2.9513 | 0 | 0 | 1761.2687 | 0.0016756 | 26 | Commercial_2041_Achievable_million_m3_Before Competition Groups_26 | Energy Recovery Ventilation and Ventilation (Enhanced) | 0.1676% | 0 | 2.9513 | Commercial_2041_Achievable_million_m3_Before Competition Groups_Energy Recovery Ventilation and Ventilation (Enhanced)
Commercial | Com ¦ HOTEL OCCUPANCY CONTROLS (HVAC + LIGHTING) | 2041 | Technical | million_m3 | Before Competition Groups | 3.933 | 0 | 0 | 2391.9603 | 0.0016443 | 36 | Commercial_2041_Technical_million_m3_Before Competition Groups_36 | HOTEL OCCUPANCY CONTROLS (HVAC + LIGHTING) | 0.1644% | 0 | 3.933 | Commercial_2041_Technical_million_m3_Before Competition Groups_HOTEL OCCUPANCY CONTROLS (HVAC + LIGHTING)
Commercial | Com ¦ ENERGY STAR Dishwasher | 2041 | Achievable | million_m3 | Before Competition Groups | 2.6003 | 0 | 0 | 1761.2687 | 0.0014764 | 27 | Commercial_2041_Achievable_million_m3_Before Competition Groups_27 | ENERGY STAR Dishwasher | 0.1476% | 0 | 2.6003 | Commercial_2041_Achievable_million_m3_Before Competition Groups_ENERGY STAR Dishwasher
Commercial | Com ¦ Condensing Tankless Water Heater | 2041 | Economic | million_m3 | Before Competition Groups | 3.1422 | 0 | 0 | 2201.7672 | 0.0014271 | 30 | Commercial_2041_Economic_million_m3_Before Competition Groups_30 | Condensing Tankless Water Heater | 0.1427% | 0 | 3.1422 | Commercial_2041_Economic_million_m3_Before Competition Groups_Condensing Tankless Water Heater
Commercial | Com ¦ Gas Heat Pump Water Heater | 2041 | Economic | million_m3 | Before Competition Groups | 2.8993 | 0 | 0 | 2201.7672 | 0.0013168 | 31 | Commercial_2041_Economic_million_m3_Before Competition Groups_31 | Gas Heat Pump Water Heater | 0.1317% | 0 | 2.8993 | Commercial_2041_Economic_million_m3_Before Competition Groups_Gas Heat Pump Water Heater
Commercial | Com ¦ Ice Rink Heat Recovery | 2041 | Technical | million_m3 | Before Competition Groups | 3.0259 | 0 | 0 | 2391.9603 | 0.001265 | 37 | Commercial_2041_Technical_million_m3_Before Competition Groups_37 | Ice Rink Heat Recovery | 0.1265% | 0 | 3.0259 | Commercial_2041_Technical_million_m3_Before Competition Groups_Ice Rink Heat Recovery
Commercial | Com ¦ Dock Door Seals | 2041 | Technical | million_m3 | Before Competition Groups | 2.9456 | 0 | 0 | 2391.9603 | 0.0012315 | 38 | Commercial_2041_Technical_million_m3_Before Competition Groups_38 | Dock Door Seals | 0.1231% | 0 | 2.9456 | Commercial_2041_Technical_million_m3_Before Competition Groups_Dock Door Seals
Commercial | Com ¦ CEE Tier 2/Energy Star Clothes Washers | 2041 | Achievable | million_m3 | Before Competition Groups | 1.2178 | 0 | 0 | 1761.2687 | 0.00069142 | 28 | Commercial_2041_Achievable_million_m3_Before Competition Groups_28 | CEE Tier 2/Energy Star Clothes Washers | 0.06914% | 0 | 1.2178 | Commercial_2041_Achievable_million_m3_Before Competition Groups_CEE Tier 2/Energy Star Clothes Washers
Commercial | Com ¦ Drain Water Heat Recovery (DWHR) ¦ Retro | 2041 | Achievable | million_m3 | Before Competition Groups | 1.2125 | 0 | 0 | 1761.2687 | 0.00068842 | 29 | Commercial_2041_Achievable_million_m3_Before Competition Groups_29 | Drain Water Heat Recovery (DWHR) ¦ Retro | 0.06884% | 0 | 1.2125 | Commercial_2041_Achievable_million_m3_Before Competition Groups_Drain Water Heat Recovery (DWHR) ¦ Retro
Commercial | Com ¦ CEE Tier 2/Energy Star Clothes Washers | 2041 | Economic | million_m3 | Before Competition Groups | 1.4883 | 0 | 0 | 2201.7672 | 0.00067597 | 32 | Commercial_2041_Economic_million_m3_Before Competition Groups_32 | CEE Tier 2/Energy Star Clothes Washers | 0.0676% | 0 | 1.4883 | Commercial_2041_Economic_million_m3_Before Competition Groups_CEE Tier 2/Energy Star Clothes Washers
Commercial | Com ¦ CEE Tier 2/Energy Star Clothes Washers | 2041 | Technical | million_m3 | Before Competition Groups | 1.4883 | 0 | 0 | 2391.9603 | 0.00062222 | 39 | Commercial_2041_Technical_million_m3_Before Competition Groups_39 | CEE Tier 2/Energy Star Clothes Washers | 0.06222% | 0 | 1.4883 | Commercial_2041_Technical_million_m3_Before Competition Groups_CEE Tier 2/Energy Star Clothes Washers
Commercial | Com ¦ Condensing Storage Water Heater | 2041 | Achievable | million_m3 | Before Competition Groups | 1.012 | 0 | 0 | 1761.2687 | 0.00057457 | 30 | Commercial_2041_Achievable_million_m3_Before Competition Groups_30 | Condensing Storage Water Heater | 0.05746% | 0 | 1.012 | Commercial_2041_Achievable_million_m3_Before Competition Groups_Condensing Storage Water Heater
Commercial | Com ¦ Heat Recovery Ventilator | 2041 | Achievable | million_m3 | Before Competition Groups | 0.94393 | 0 | 0 | 1761.2687 | 0.00053594 | 31 | Commercial_2041_Achievable_million_m3_Before Competition Groups_31 | Heat Recovery Ventilator | 0.05359% | 0 | 0.94393 | Commercial_2041_Achievable_million_m3_Before Competition Groups_Heat Recovery Ventilator
Commercial | Com ¦ Drain Water Heat Recovery (DWHR) ¦ Retro | 2041 | Economic | million_m3 | Before Competition Groups | 0.98507 | 0 | 0 | 2201.7672 | 0.0004474 | 33 | Commercial_2041_Economic_million_m3_Before Competition Groups_33 | Drain Water Heat Recovery (DWHR) ¦ Retro | 0.04474% | 0 | 0.98507 | Commercial_2041_Economic_million_m3_Before Competition Groups_Drain Water Heat Recovery (DWHR) ¦ Retro
Commercial | Com ¦ Gas Heat Pump Water Heater | 2041 | Achievable | million_m3 | Before Competition Groups | 0.7855 | 0 | 0 | 1761.2687 | 0.00044599 | 32 | Commercial_2041_Achievable_million_m3_Before Competition Groups_32 | Gas Heat Pump Water Heater | 0.0446% | 0 | 0.7855 | Commercial_2041_Achievable_million_m3_Before Competition Groups_Gas Heat Pump Water Heater
Commercial | Com ¦ Drain Water Heat Recovery (DWHR) ¦ Retro | 2041 | Technical | million_m3 | Before Competition Groups | 0.98507 | 0 | 0 | 2391.9603 | 0.00041183 | 40 | Commercial_2041_Technical_million_m3_Before Competition Groups_40 | Drain Water Heat Recovery (DWHR) ¦ Retro | 0.04118% | 0 | 0.98507 | Commercial_2041_Technical_million_m3_Before Competition Groups_Drain Water Heat Recovery (DWHR) ¦ Retro
Commercial | Com ¦ Low Flow Pre-Rinse Spray Nozzle | 2041 | Economic | million_m3 | Before Competition Groups | 0.7546 | 0 | 0 | 2201.7672 | 0.00034272 | 34 | Commercial_2041_Economic_million_m3_Before Competition Groups_34 | Low Flow Pre-Rinse Spray Nozzle | 0.03427% | 0 | 0.7546 | Commercial_2041_Economic_million_m3_Before Competition Groups_Low Flow Pre-Rinse Spray Nozzle
Commercial | Com ¦ ENERGY STAR Steam Cooker | 2041 | Economic | million_m3 | Before Competition Groups | 0.73639 | 0 | 0 | 2201.7672 | 0.00033445 | 35 | Commercial_2041_Economic_million_m3_Before Competition Groups_35 | ENERGY STAR Steam Cooker | 0.03345% | 0 | 0.73639 | Commercial_2041_Economic_million_m3_Before Competition Groups_ENERGY STAR Steam Cooker
Commercial | Com ¦ Low Flow Pre-Rinse Spray Nozzle | 2041 | Achievable | million_m3 | Before Competition Groups | 0.57049 | 0 | 0 | 1761.2687 | 0.00032391 | 33 | Commercial_2041_Achievable_million_m3_Before Competition Groups_33 | Low Flow Pre-Rinse Spray Nozzle | 0.03239% | 0 | 0.57049 | Commercial_2041_Achievable_million_m3_Before Competition Groups_Low Flow Pre-Rinse Spray Nozzle
Commercial | Com ¦ Drain Water Heat Recovery (DWHR) ¦New | 2041 | Economic | million_m3 | Before Competition Groups | 0.70226 | 0 | 0 | 2201.7672 | 0.00031895 | 36 | Commercial_2041_Economic_million_m3_Before Competition Groups_36 | Drain Water Heat Recovery (DWHR) ¦New | 0.0319% | 0 | 0.70226 | Commercial_2041_Economic_million_m3_Before Competition Groups_Drain Water Heat Recovery (DWHR) ¦New
Commercial | Com ¦ Low Flow Pre-Rinse Spray Nozzle | 2041 | Technical | million_m3 | Before Competition Groups | 0.7546 | 0 | 0 | 2391.9603 | 0.00031547 | 41 | Commercial_2041_Technical_million_m3_Before Competition Groups_41 | Low Flow Pre-Rinse Spray Nozzle | 0.03155% | 0 | 0.7546 | Commercial_2041_Technical_million_m3_Before Competition Groups_Low Flow Pre-Rinse Spray Nozzle
Commercial | Com ¦ ENERGY STAR Steam Cooker | 2041 | Technical | million_m3 | Before Competition Groups | 0.73639 | 0 | 0 | 2391.9603 | 0.00030786 | 42 | Commercial_2041_Technical_million_m3_Before Competition Groups_42 | ENERGY STAR Steam Cooker | 0.03079% | 0 | 0.73639 | Commercial_2041_Technical_million_m3_Before Competition Groups_ENERGY STAR Steam Cooker
Commercial | Com ¦ ENERGY STAR Steam Cooker | 2041 | Achievable | million_m3 | Before Competition Groups | 0.51811 | 0 | 0 | 1761.2687 | 0.00029417 | 34 | Commercial_2041_Achievable_million_m3_Before Competition Groups_34 | ENERGY STAR Steam Cooker | 0.02942% | 0 | 0.51811 | Commercial_2041_Achievable_million_m3_Before Competition Groups_ENERGY STAR Steam Cooker
Commercial | Com ¦ Drain Water Heat Recovery (DWHR) ¦New | 2041 | Technical | million_m3 | Before Competition Groups | 0.70226 | 0 | 0 | 2391.9603 | 0.00029359 | 43 | Commercial_2041_Technical_million_m3_Before Competition Groups_43 | Drain Water Heat Recovery (DWHR) ¦New | 0.02936% | 0 | 0.70226 | Commercial_2041_Technical_million_m3_Before Competition Groups_Drain Water Heat Recovery (DWHR) ¦New
Commercial | Com ¦ Drain Water Heat Recovery (DWHR) ¦New | 2041 | Achievable | million_m3 | Before Competition Groups | 0.43933 | 0 | 0 | 1761.2687 | 0.00024944 | 35 | Commercial_2041_Achievable_million_m3_Before Competition Groups_35 | Drain Water Heat Recovery (DWHR) ¦New | 0.02494% | 0 | 0.43933 | Commercial_2041_Achievable_million_m3_Before Competition Groups_Drain Water Heat Recovery (DWHR) ¦New
Commercial | Com ¦ Condensing Tankless Water Heater | 2041 | Achievable | million_m3 | Before Competition Groups | 0.43582 | 0 | 0 | 1761.2687 | 0.00024745 | 36 | Commercial_2041_Achievable_million_m3_Before Competition Groups_36 | Condensing Tankless Water Heater | 0.02474% | 0 | 0.43582 | Commercial_2041_Achievable_million_m3_Before Competition Groups_Condensing Tankless Water Heater
Commercial | Com ¦ Solar Water Preheat (Pools/DHW) | 2041 | Economic | million_m3 | Before Competition Groups | 0.35535 | 0 | 0 | 2201.7672 | 0.00016139 | 37 | Commercial_2041_Economic_million_m3_Before Competition Groups_37 | Solar Water Preheat (Pools/DHW) | 0.01614% | 0 | 0.35535 | Commercial_2041_Economic_million_m3_Before Competition Groups_Solar Water Preheat (Pools/DHW)
Commercial | Com ¦ Solar Water Preheat (Pools/DHW) | 2041 | Technical | million_m3 | Before Competition Groups | 0.36194 | 0 | 0 | 2391.9603 | 0.00015132 | 44 | Commercial_2041_Technical_million_m3_Before Competition Groups_44 | Solar Water Preheat (Pools/DHW) | 0.01513% | 0 | 0.36194 | Commercial_2041_Technical_million_m3_Before Competition Groups_Solar Water Preheat (Pools/DHW)
Commercial | Com ¦ Solar Water Preheat (Pools/DHW) | 2041 | Achievable | million_m3 | Before Competition Groups | 0.21301 | 0 | 0 | 1761.2687 | 0.00012094 | 37 | Commercial_2041_Achievable_million_m3_Before Competition Groups_37 | Solar Water Preheat (Pools/DHW) | 0.01209% | 0 | 0.21301 | Commercial_2041_Achievable_million_m3_Before Competition Groups_Solar Water Preheat (Pools/DHW)
Commercial | Com ¦ Air Curtains | 2041 | Achievable | million_m3 | Before Competition Groups | 0.1541 | 0 | 0 | 1761.2687 | 8.7491e-05 | 38 | Commercial_2041_Achievable_million_m3_Before Competition Groups_38 | Air Curtains | 0.008749% | 0 | 0.1541 | Commercial_2041_Achievable_million_m3_Before Competition Groups_Air Curtains
Commercial | Com ¦ Gas Convection Oven | 2041 | Technical | million_m3 | Before Competition Groups | 0.17388 | 0 | 0 | 2391.9603 | 7.2692e-05 | 45 | Commercial_2041_Technical_million_m3_Before Competition Groups_45 | Gas Convection Oven | 0.007269% | 0 | 0.17388 | Commercial_2041_Technical_million_m3_Before Competition Groups_Gas Convection Oven
Commercial | Com ¦ Air Curtains | 2041 | Economic | million_m3 | Before Competition Groups | 0.15346 | 0 | 0 | 2201.7672 | 6.9699e-05 | 38 | Commercial_2041_Economic_million_m3_Before Competition Groups_38 | Air Curtains | 0.00697% | 0 | 0.15346 | Commercial_2041_Economic_million_m3_Before Competition Groups_Air Curtains
Commercial | Com ¦ Air Curtains | 2041 | Technical | million_m3 | Before Competition Groups | 0.15346 | 0 | 0 | 2391.9603 | 6.4157e-05 | 46 | Commercial_2041_Technical_million_m3_Before Competition Groups_46 | Air Curtains | 0.006416% | 0 | 0.15346 | Commercial_2041_Technical_million_m3_Before Competition Groups_Air Curtains
Commercial | Com ¦ Super High Perf Glazing ¦RET | 2041 | Achievable | million_m3 | Before Competition Groups | 0.059975 | 0 | 0 | 1761.2687 | 3.4052e-05 | 39 | Commercial_2041_Achievable_million_m3_Before Competition Groups_39 | Super High Perf Glazing ¦RET | 0.003405% | 0 | 0.059975 | Commercial_2041_Achievable_million_m3_Before Competition Groups_Super High Perf Glazing ¦RET
Commercial | Com ¦ Solar Preheat Make up Air | 2041 | Technical | million_m3 | Before Competition Groups | 0.05411 | 0 | 0 | 2391.9603 | 2.2622e-05 | 47 | Commercial_2041_Technical_million_m3_Before Competition Groups_47 | Solar Preheat Make up Air | 0.002262% | 0 | 0.05411 | Commercial_2041_Technical_million_m3_Before Competition Groups_Solar Preheat Make up Air
Commercial | Com ¦ Super High Perf Glazing ¦RET | 2041 | Economic | million_m3 | Before Competition Groups | 0.049132 | 0 | 0 | 2201.7672 | 2.2315e-05 | 39 | Commercial_2041_Economic_million_m3_Before Competition Groups_39 | Super High Perf Glazing ¦RET | 0.002231% | 0 | 0.049132 | Commercial_2041_Economic_million_m3_Before Competition Groups_Super High Perf Glazing ¦RET
Commercial | Com ¦ Super High Perf Glazing ¦RET | 2041 | Technical | million_m3 | Before Competition Groups | 0.049132 | 0 | 0 | 2391.9603 | 2.054e-05 | 48 | Commercial_2041_Technical_million_m3_Before Competition Groups_48 | Super High Perf Glazing ¦RET | 0.002054% | 0 | 0.049132 | Commercial_2041_Technical_million_m3_Before Competition Groups_Super High Perf Glazing ¦RET
Commercial | Com ¦ Super High Perf Glazing ¦New | 2041 | Economic | million_m3 | Before Competition Groups | 0.034821 | 0 | 0 | 2201.7672 | 1.5815e-05 | 40 | Commercial_2041_Economic_million_m3_Before Competition Groups_40 | Super High Perf Glazing ¦New | 0.001582% | 0 | 0.034821 | Commercial_2041_Economic_million_m3_Before Competition Groups_Super High Perf Glazing ¦New
Commercial | Com ¦ Super High Perf Glazing ¦New | 2041 | Achievable | million_m3 | Before Competition Groups | 0.02572 | 0 | 0 | 1761.2687 | 1.4603e-05 | 40 | Commercial_2041_Achievable_million_m3_Before Competition Groups_40 | Super High Perf Glazing ¦New | 0.00146% | 0 | 0.02572 | Commercial_2041_Achievable_million_m3_Before Competition Groups_Super High Perf Glazing ¦New
Commercial | Com ¦ Super High Perf Glazing ¦New | 2041 | Technical | million_m3 | Before Competition Groups | 0.034821 | 0 | 0 | 2391.9603 | 1.4558e-05 | 49 | Commercial_2041_Technical_million_m3_Before Competition Groups_49 | Super High Perf Glazing ¦New | 0.001456% | 0 | 0.034821 | Commercial_2041_Technical_million_m3_Before Competition Groups_Super High Perf Glazing ¦New
Commercial | Com ¦ Condensing Boiler ¦ Std | 2042 | Economic | million_m3 | Before Competition Groups | 360.1479 | 0 | 0 | 2232.0399 | 0.16135 | 1 | Commercial_2042_Economic_million_m3_Before Competition Groups_1 | Condensing Boiler ¦ Std | 16.14% | 0 | 360.1479 | Commercial_2042_Economic_million_m3_Before Competition Groups_Condensing Boiler ¦ Std
Commercial | Com ¦ Condensing Boiler ¦ Std | 2042 | Technical | million_m3 | Before Competition Groups | 360.1479 | 0 | 0 | 2423.3028 | 0.14862 | 1 | Commercial_2042_Technical_million_m3_Before Competition Groups_1 | Condensing Boiler ¦ Std | 14.86% | 0 | 360.1479 | Commercial_2042_Technical_million_m3_Before Competition Groups_Condensing Boiler ¦ Std
Commercial | Com ¦ Condensing Boiler ¦ Std | 2042 | Achievable | million_m3 | Before Competition Groups | 237.7334 | 0 | 0 | 1826.4866 | 0.13016 | 1 | Commercial_2042_Achievable_million_m3_Before Competition Groups_1 | Condensing Boiler ¦ Std | 13.02% | 0 | 237.7334 | Commercial_2042_Achievable_million_m3_Before Competition Groups_Condensing Boiler ¦ Std
Commercial | Com ¦ Gas Fired Rooftop Units | 2042 | Economic | million_m3 | Before Competition Groups | 249.4612 | 0 | 0 | 2232.0399 | 0.11176 | 2 | Commercial_2042_Economic_million_m3_Before Competition Groups_2 | Gas Fired Rooftop Units | 11.18% | 0 | 249.4612 | Commercial_2042_Economic_million_m3_Before Competition Groups_Gas Fired Rooftop Units
Commercial | Com ¦ Building Recommissioning, Operations and Maintenance (O&M) Improvements | 2042 | Achievable | million_m3 | Before Competition Groups | 200.9778 | 0 | 0 | 1826.4866 | 0.11004 | 2 | Commercial_2042_Achievable_million_m3_Before Competition Groups_2 | Building Recommissioning, Operations and Maintenance (O&M) Improvements | 11% | 0 | 200.9778 | Commercial_2042_Achievable_million_m3_Before Competition Groups_Building Recommissioning, Operations and Maintenance (O&M) Improvements
Commercial | Com ¦ Gas Fired Rooftop Units | 2042 | Technical | million_m3 | Before Competition Groups | 249.4612 | 0 | 0 | 2423.3028 | 0.10294 | 2 | Commercial_2042_Technical_million_m3_Before Competition Groups_2 | Gas Fired Rooftop Units | 10.29% | 0 | 249.4612 | Commercial_2042_Technical_million_m3_Before Competition Groups_Gas Fired Rooftop Units
Commercial | Com ¦ Demand Control Ventilation | 2042 | Economic | million_m3 | Before Competition Groups | 225.1148 | 0 | 0 | 2232.0399 | 0.10086 | 3 | Commercial_2042_Economic_million_m3_Before Competition Groups_3 | Demand Control Ventilation | 10.09% | 0 | 225.1148 | Commercial_2042_Economic_million_m3_Before Competition Groups_Demand Control Ventilation
Commercial | Com ¦ Demand Control Ventilation | 2042 | Achievable | million_m3 | Before Competition Groups | 183.0319 | 0 | 0 | 1826.4866 | 0.10021 | 3 | Commercial_2042_Achievable_million_m3_Before Competition Groups_3 | Demand Control Ventilation | 10.02% | 0 | 183.0319 | Commercial_2042_Achievable_million_m3_Before Competition Groups_Demand Control Ventilation
Commercial | Com ¦ Demand Control Ventilation | 2042 | Technical | million_m3 | Before Competition Groups | 233.228 | 0 | 0 | 2423.3028 | 0.096244 | 3 | Commercial_2042_Technical_million_m3_Before Competition Groups_3 | Demand Control Ventilation | 9.624% | 0 | 233.228 | Commercial_2042_Technical_million_m3_Before Competition Groups_Demand Control Ventilation
Commercial | Com ¦ Building Recommissioning, Operations and Maintenance (O&M) Improvements | 2042 | Economic | million_m3 | Before Competition Groups | 212.6116 | 0 | 0 | 2232.0399 | 0.095254 | 4 | Commercial_2042_Economic_million_m3_Before Competition Groups_4 | Building Recommissioning, Operations and Maintenance (O&M) Improvements | 9.525% | 0 | 212.6116 | Commercial_2042_Economic_million_m3_Before Competition Groups_Building Recommissioning, Operations and Maintenance (O&M) Improvements
Commercial | Com ¦ Building Recommissioning, Operations and Maintenance (O&M) Improvements | 2042 | Technical | million_m3 | Before Competition Groups | 212.6116 | 0 | 0 | 2423.3028 | 0.087736 | 4 | Commercial_2042_Technical_million_m3_Before Competition Groups_4 | Building Recommissioning, Operations and Maintenance (O&M) Improvements | 8.774% | 0 | 212.6116 | Commercial_2042_Technical_million_m3_Before Competition Groups_Building Recommissioning, Operations and Maintenance (O&M) Improvements
Commercial | Com ¦ Gas Fired Rooftop Units | 2042 | Achievable | million_m3 | Before Competition Groups | 160.0274 | 0 | 0 | 1826.4866 | 0.087615 | 4 | Commercial_2042_Achievable_million_m3_Before Competition Groups_4 | Gas Fired Rooftop Units | 8.761% | 0 | 160.0274 | Commercial_2042_Achievable_million_m3_Before Competition Groups_Gas Fired Rooftop Units
Commercial | Com ¦ Adaptive Thermostats | 2042 | Achievable | million_m3 | Before Competition Groups | 150.637 | 0 | 0 | 1826.4866 | 0.082474 | 5 | Commercial_2042_Achievable_million_m3_Before Competition Groups_5 | Adaptive Thermostats | 8.247% | 0 | 150.637 | Commercial_2042_Achievable_million_m3_Before Competition Groups_Adaptive Thermostats
Commercial | Com ¦ Boilers - Advanced Controls (Steam Systems) | 2042 | Economic | million_m3 | Before Competition Groups | 156.4458 | 0 | 0 | 2232.0399 | 0.070091 | 5 | Commercial_2042_Economic_million_m3_Before Competition Groups_5 | Boilers - Advanced Controls (Steam Systems) | 7.009% | 0 | 156.4458 | Commercial_2042_Economic_million_m3_Before Competition Groups_Boilers - Advanced Controls (Steam Systems)
Commercial | Com ¦ Boilers - Advanced Controls (Steam Systems) | 2042 | Technical | million_m3 | Before Competition Groups | 156.4458 | 0 | 0 | 2423.3028 | 0.064559 | 5 | Commercial_2042_Technical_million_m3_Before Competition Groups_5 | Boilers - Advanced Controls (Steam Systems) | 6.456% | 0 | 156.4458 | Commercial_2042_Technical_million_m3_Before Competition Groups_Boilers - Advanced Controls (Steam Systems)
Commercial | Com ¦ Adaptive Thermostats | 2042 | Economic | million_m3 | Before Competition Groups | 139.7304 | 0 | 0 | 2232.0399 | 0.062602 | 6 | Commercial_2042_Economic_million_m3_Before Competition Groups_6 | Adaptive Thermostats | 6.26% | 0 | 139.7304 | Commercial_2042_Economic_million_m3_Before Competition Groups_Adaptive Thermostats
Commercial | Com ¦ Adaptive Thermostats | 2042 | Technical | million_m3 | Before Competition Groups | 139.7304 | 0 | 0 | 2423.3028 | 0.057661 | 6 | Commercial_2042_Technical_million_m3_Before Competition Groups_6 | Adaptive Thermostats | 5.766% | 0 | 139.7304 | Commercial_2042_Technical_million_m3_Before Competition Groups_Adaptive Thermostats
Commercial | Com ¦ Condensing Make Up Air Unit | 2042 | Economic | million_m3 | Before Competition Groups | 127.4858 | 0 | 0 | 2232.0399 | 0.057116 | 7 | Commercial_2042_Economic_million_m3_Before Competition Groups_7 | Condensing Make Up Air Unit | 5.712% | 0 | 127.4858 | Commercial_2042_Economic_million_m3_Before Competition Groups_Condensing Make Up Air Unit
Commercial | Com ¦ Boilers - Advanced Controls (Steam Systems) | 2042 | Achievable | million_m3 | Before Competition Groups | 103.4615 | 0 | 0 | 1826.4866 | 0.056645 | 6 | Commercial_2042_Achievable_million_m3_Before Competition Groups_6 | Boilers - Advanced Controls (Steam Systems) | 5.665% | 0 | 103.4615 | Commercial_2042_Achievable_million_m3_Before Competition Groups_Boilers - Advanced Controls (Steam Systems)
Commercial | Com ¦ Condensing Make Up Air Unit | 2042 | Technical | million_m3 | Before Competition Groups | 127.4858 | 0 | 0 | 2423.3028 | 0.052608 | 7 | Commercial_2042_Technical_million_m3_Before Competition Groups_7 | Condensing Make Up Air Unit | 5.261% | 0 | 127.4858 | Commercial_2042_Technical_million_m3_Before Competition Groups_Condensing Make Up Air Unit
Commercial | Com ¦ Condensing Make Up Air Unit | 2042 | Achievable | million_m3 | Before Competition Groups | 89.6465 | 0 | 0 | 1826.4866 | 0.049081 | 7 | Commercial_2042_Achievable_million_m3_Before Competition Groups_7 | Condensing Make Up Air Unit | 4.908% | 0 | 89.6465 | Commercial_2042_Achievable_million_m3_Before Competition Groups_Condensing Make Up Air Unit
Commercial | Com ¦ Air Handler with Dedicated Outdoor Air Systems | 2042 | Achievable | million_m3 | Before Competition Groups | 88.7113 | 0 | 0 | 1826.4866 | 0.048569 | 8 | Commercial_2042_Achievable_million_m3_Before Competition Groups_8 | Air Handler with Dedicated Outdoor Air Systems | 4.857% | 0 | 88.7113 | Commercial_2042_Achievable_million_m3_Before Competition Groups_Air Handler with Dedicated Outdoor Air Systems
Commercial | Com ¦ Gas Fired Heat Pump | 2042 | Economic | million_m3 | Before Competition Groups | 105.0939 | 0 | 0 | 2232.0399 | 0.047084 | 8 | Commercial_2042_Economic_million_m3_Before Competition Groups_8 | Gas Fired Heat Pump | 4.708% | 0 | 105.0939 | Commercial_2042_Economic_million_m3_Before Competition Groups_Gas Fired Heat Pump
Commercial | Com ¦ Gas Fired Heat Pump | 2042 | Technical | million_m3 | Before Competition Groups | 105.0939 | 0 | 0 | 2423.3028 | 0.043368 | 8 | Commercial_2042_Technical_million_m3_Before Competition Groups_8 | Gas Fired Heat Pump | 4.337% | 0 | 105.0939 | Commercial_2042_Technical_million_m3_Before Competition Groups_Gas Fired Heat Pump
Commercial | Com ¦ Gas Fired Heat Pump | 2042 | Achievable | million_m3 | Before Competition Groups | 76.0335 | 0 | 0 | 1826.4866 | 0.041628 | 9 | Commercial_2042_Achievable_million_m3_Before Competition Groups_9 | Gas Fired Heat Pump | 4.163% | 0 | 76.0335 | Commercial_2042_Achievable_million_m3_Before Competition Groups_Gas Fired Heat Pump
Commercial | Com ¦ Advanced BAS/Controllers | 2042 | Achievable | million_m3 | Before Competition Groups | 71.5961 | 0 | 0 | 1826.4866 | 0.039199 | 10 | Commercial_2042_Achievable_million_m3_Before Competition Groups_10 | Advanced BAS/Controllers | 3.92% | 0 | 71.5961 | Commercial_2042_Achievable_million_m3_Before Competition Groups_Advanced BAS/Controllers
Commercial | Com ¦ Demand Control Kitchen Ventilation | 2042 | Achievable | million_m3 | Before Competition Groups | 68.954 | 0 | 0 | 1826.4866 | 0.037752 | 11 | Commercial_2042_Achievable_million_m3_Before Competition Groups_11 | Demand Control Kitchen Ventilation | 3.775% | 0 | 68.954 | Commercial_2042_Achievable_million_m3_Before Competition Groups_Demand Control Kitchen Ventilation
Commercial | Com ¦ Education and Capacity Building/Energy Behavior | 2042 | Achievable | million_m3 | Before Competition Groups | 65.9203 | 0 | 0 | 1826.4866 | 0.036091 | 12 | Commercial_2042_Achievable_million_m3_Before Competition Groups_12 | Education and Capacity Building/Energy Behavior | 3.609% | 0 | 65.9203 | Commercial_2042_Achievable_million_m3_Before Competition Groups_Education and Capacity Building/Energy Behavior
Commercial | Com ¦ Advanced BAS/Controllers | 2042 | Economic | million_m3 | Before Competition Groups | 80.5235 | 0 | 0 | 2232.0399 | 0.036076 | 9 | Commercial_2042_Economic_million_m3_Before Competition Groups_9 | Advanced BAS/Controllers | 3.608% | 0 | 80.5235 | Commercial_2042_Economic_million_m3_Before Competition Groups_Advanced BAS/Controllers
Commercial | Com ¦ Demand Control Kitchen Ventilation | 2042 | Economic | million_m3 | Before Competition Groups | 79.4297 | 0 | 0 | 2232.0399 | 0.035586 | 10 | Commercial_2042_Economic_million_m3_Before Competition Groups_10 | Demand Control Kitchen Ventilation | 3.559% | 0 | 79.4297 | Commercial_2042_Economic_million_m3_Before Competition Groups_Demand Control Kitchen Ventilation
Commercial | Com ¦ Air Handler with Dedicated Outdoor Air Systems | 2042 | Economic | million_m3 | Before Competition Groups | 78.5085 | 0 | 0 | 2232.0399 | 0.035173 | 11 | Commercial_2042_Economic_million_m3_Before Competition Groups_11 | Air Handler with Dedicated Outdoor Air Systems | 3.517% | 0 | 78.5085 | Commercial_2042_Economic_million_m3_Before Competition Groups_Air Handler with Dedicated Outdoor Air Systems
Commercial | Com ¦ Condensing Unit Heaters or other Efficient Unit Heating System | 2042 | Economic | million_m3 | Before Competition Groups | 74.3883 | 0 | 0 | 2232.0399 | 0.033327 | 12 | Commercial_2042_Economic_million_m3_Before Competition Groups_12 | Condensing Unit Heaters or other Efficient Unit Heating System | 3.333% | 0 | 74.3883 | Commercial_2042_Economic_million_m3_Before Competition Groups_Condensing Unit Heaters or other Efficient Unit Heating System
Commercial | Com ¦ Advanced BAS/Controllers | 2042 | Technical | million_m3 | Before Competition Groups | 80.5235 | 0 | 0 | 2423.3028 | 0.033229 | 9 | Commercial_2042_Technical_million_m3_Before Competition Groups_9 | Advanced BAS/Controllers | 3.323% | 0 | 80.5235 | Commercial_2042_Technical_million_m3_Before Competition Groups_Advanced BAS/Controllers
Commercial | Com ¦ Demand Control Kitchen Ventilation | 2042 | Technical | million_m3 | Before Competition Groups | 79.4297 | 0 | 0 | 2423.3028 | 0.032777 | 10 | Commercial_2042_Technical_million_m3_Before Competition Groups_10 | Demand Control Kitchen Ventilation | 3.278% | 0 | 79.4297 | Commercial_2042_Technical_million_m3_Before Competition Groups_Demand Control Kitchen Ventilation
Commercial | Com ¦ Air Handler with Dedicated Outdoor Air Systems | 2042 | Technical | million_m3 | Before Competition Groups | 78.5085 | 0 | 0 | 2423.3028 | 0.032397 | 11 | Commercial_2042_Technical_million_m3_Before Competition Groups_11 | Air Handler with Dedicated Outdoor Air Systems | 3.24% | 0 | 78.5085 | Commercial_2042_Technical_million_m3_Before Competition Groups_Air Handler with Dedicated Outdoor Air Systems
Commercial | Com ¦ Condensing Unit Heaters or other Efficient Unit Heating System | 2042 | Technical | million_m3 | Before Competition Groups | 74.3883 | 0 | 0 | 2423.3028 | 0.030697 | 12 | Commercial_2042_Technical_million_m3_Before Competition Groups_12 | Condensing Unit Heaters or other Efficient Unit Heating System | 3.07% | 0 | 74.3883 | Commercial_2042_Technical_million_m3_Before Competition Groups_Condensing Unit Heaters or other Efficient Unit Heating System
Commercial | Com ¦ Education and Capacity Building/Energy Behavior | 2042 | Economic | million_m3 | Before Competition Groups | 67.3705 | 0 | 0 | 2232.0399 | 0.030183 | 13 | Commercial_2042_Economic_million_m3_Before Competition Groups_13 | Education and Capacity Building/Energy Behavior | 3.018% | 0 | 67.3705 | Commercial_2042_Economic_million_m3_Before Competition Groups_Education and Capacity Building/Energy Behavior
Commercial | Com ¦ Steam System Optimization | 2042 | Achievable | million_m3 | Before Competition Groups | 54.059 | 0 | 0 | 1826.4866 | 0.029597 | 13 | Commercial_2042_Achievable_million_m3_Before Competition Groups_13 | Steam System Optimization | 2.96% | 0 | 54.059 | Commercial_2042_Achievable_million_m3_Before Competition Groups_Steam System Optimization
Commercial | Com ¦ Energy Recovery Ventilation and Ventilation (Enhanced) | 2042 | Technical | million_m3 | Before Competition Groups | 71.2908 | 0 | 0 | 2423.3028 | 0.029419 | 13 | Commercial_2042_Technical_million_m3_Before Competition Groups_13 | Energy Recovery Ventilation and Ventilation (Enhanced) | 2.942% | 0 | 71.2908 | Commercial_2042_Technical_million_m3_Before Competition Groups_Energy Recovery Ventilation and Ventilation (Enhanced)
Commercial | Com ¦ Destratification | 2042 | Achievable | million_m3 | Before Competition Groups | 52.2337 | 0 | 0 | 1826.4866 | 0.028598 | 14 | Commercial_2042_Achievable_million_m3_Before Competition Groups_14 | Destratification | 2.86% | 0 | 52.2337 | Commercial_2042_Achievable_million_m3_Before Competition Groups_Destratification
Commercial | Com ¦ Condensing Unit Heaters or other Efficient Unit Heating System | 2042 | Achievable | million_m3 | Before Competition Groups | 51.2516 | 0 | 0 | 1826.4866 | 0.02806 | 15 | Commercial_2042_Achievable_million_m3_Before Competition Groups_15 | Condensing Unit Heaters or other Efficient Unit Heating System | 2.806% | 0 | 51.2516 | Commercial_2042_Achievable_million_m3_Before Competition Groups_Condensing Unit Heaters or other Efficient Unit Heating System
Commercial | Com ¦ Education and Capacity Building/Energy Behavior | 2042 | Technical | million_m3 | Before Competition Groups | 67.3705 | 0 | 0 | 2423.3028 | 0.027801 | 14 | Commercial_2042_Technical_million_m3_Before Competition Groups_14 | Education and Capacity Building/Energy Behavior | 2.78% | 0 | 67.3705 | Commercial_2042_Technical_million_m3_Before Competition Groups_Education and Capacity Building/Energy Behavior
Commercial | Com ¦ Furnace Tune-Up | 2042 | Achievable | million_m3 | Before Competition Groups | 49.8901 | 0 | 0 | 1826.4866 | 0.027315 | 16 | Commercial_2042_Achievable_million_m3_Before Competition Groups_16 | Furnace Tune-Up | 2.731% | 0 | 49.8901 | Commercial_2042_Achievable_million_m3_Before Competition Groups_Furnace Tune-Up
Commercial | Com ¦ Steam System Optimization | 2042 | Economic | million_m3 | Before Competition Groups | 43.1912 | 0 | 0 | 2232.0399 | 0.019351 | 14 | Commercial_2042_Economic_million_m3_Before Competition Groups_14 | Steam System Optimization | 1.935% | 0 | 43.1912 | Commercial_2042_Economic_million_m3_Before Competition Groups_Steam System Optimization
Commercial | Com ¦ Destratification | 2042 | Economic | million_m3 | Before Competition Groups | 40.5451 | 0 | 0 | 2232.0399 | 0.018165 | 15 | Commercial_2042_Economic_million_m3_Before Competition Groups_15 | Destratification | 1.817% | 0 | 40.5451 | Commercial_2042_Economic_million_m3_Before Competition Groups_Destratification
Commercial | Com ¦ Furnace Tune-Up | 2042 | Economic | million_m3 | Before Competition Groups | 39.935 | 0 | 0 | 2232.0399 | 0.017892 | 16 | Commercial_2042_Economic_million_m3_Before Competition Groups_16 | Furnace Tune-Up | 1.789% | 0 | 39.935 | Commercial_2042_Economic_million_m3_Before Competition Groups_Furnace Tune-Up
Commercial | Com ¦ Steam System Optimization | 2042 | Technical | million_m3 | Before Competition Groups | 43.1912 | 0 | 0 | 2423.3028 | 0.017823 | 15 | Commercial_2042_Technical_million_m3_Before Competition Groups_15 | Steam System Optimization | 1.782% | 0 | 43.1912 | Commercial_2042_Technical_million_m3_Before Competition Groups_Steam System Optimization
Commercial | Com ¦ Destratification | 2042 | Technical | million_m3 | Before Competition Groups | 40.5451 | 0 | 0 | 2423.3028 | 0.016731 | 16 | Commercial_2042_Technical_million_m3_Before Competition Groups_16 | Destratification | 1.673% | 0 | 40.5451 | Commercial_2042_Technical_million_m3_Before Competition Groups_Destratification
Commercial | Com ¦ Furnace Tune-Up | 2042 | Technical | million_m3 | Before Competition Groups | 39.935 | 0 | 0 | 2423.3028 | 0.01648 | 17 | Commercial_2042_Technical_million_m3_Before Competition Groups_17 | Furnace Tune-Up | 1.648% | 0 | 39.935 | Commercial_2042_Technical_million_m3_Before Competition Groups_Furnace Tune-Up
Commercial | Com ¦ Wall Insulation | 2042 | Achievable | million_m3 | Before Competition Groups | 27.9025 | 0 | 0 | 1826.4866 | 0.015277 | 17 | Commercial_2042_Achievable_million_m3_Before Competition Groups_17 | Wall Insulation | 1.528% | 0 | 27.9025 | Commercial_2042_Achievable_million_m3_Before Competition Groups_Wall Insulation
Commercial | Com ¦ Super-High Efficiency Furnaces (Emerging Tech) | 2042 | Technical | million_m3 | Before Competition Groups | 31.6162 | 0 | 0 | 2423.3028 | 0.013047 | 18 | Commercial_2042_Technical_million_m3_Before Competition Groups_18 | Super-High Efficiency Furnaces (Emerging Tech) | 1.305% | 0 | 31.6162 | Commercial_2042_Technical_million_m3_Before Competition Groups_Super-High Efficiency Furnaces (Emerging Tech)
Commercial | Com ¦ Heat Recovery Ventilator | 2042 | Technical | million_m3 | Before Competition Groups | 30.1871 | 0 | 0 | 2423.3028 | 0.012457 | 19 | Commercial_2042_Technical_million_m3_Before Competition Groups_19 | Heat Recovery Ventilator | 1.246% | 0 | 30.1871 | Commercial_2042_Technical_million_m3_Before Competition Groups_Heat Recovery Ventilator
Commercial | Com ¦ High Efficiency Condensing Furnace AFUE 95% from 80% code | 2042 | Technical | million_m3 | Before Competition Groups | 29.3588 | 0 | 0 | 2423.3028 | 0.012115 | 20 | Commercial_2042_Technical_million_m3_Before Competition Groups_20 | High Efficiency Condensing Furnace AFUE 95% from 80% code | 1.212% | 0 | 29.3588 | Commercial_2042_Technical_million_m3_Before Competition Groups_High Efficiency Condensing Furnace AFUE 95% from 80% code
Commercial | Com ¦ Energy Efficient Laboratory Fume Hood | 2042 | Achievable | million_m3 | Before Competition Groups | 19.8102 | 0 | 0 | 1826.4866 | 0.010846 | 18 | Commercial_2042_Achievable_million_m3_Before Competition Groups_18 | Energy Efficient Laboratory Fume Hood | 1.085% | 0 | 19.8102 | Commercial_2042_Achievable_million_m3_Before Competition Groups_Energy Efficient Laboratory Fume Hood
Commercial | Com ¦ Wall Insulation | 2042 | Economic | million_m3 | Before Competition Groups | 22.2874 | 0 | 0 | 2232.0399 | 0.0099852 | 17 | Commercial_2042_Economic_million_m3_Before Competition Groups_17 | Wall Insulation | 0.9985% | 0 | 22.2874 | Commercial_2042_Economic_million_m3_Before Competition Groups_Wall Insulation
Commercial | Com ¦ Wall Insulation | 2042 | Technical | million_m3 | Before Competition Groups | 22.2874 | 0 | 0 | 2423.3028 | 0.0091971 | 21 | Commercial_2042_Technical_million_m3_Before Competition Groups_21 | Wall Insulation | 0.9197% | 0 | 22.2874 | Commercial_2042_Technical_million_m3_Before Competition Groups_Wall Insulation
Commercial | Com ¦ Energy Recovery Ventilation and Ventilation (Enhanced) | 2042 | Economic | million_m3 | Before Competition Groups | 18.0972 | 0 | 0 | 2232.0399 | 0.0081079 | 18 | Commercial_2042_Economic_million_m3_Before Competition Groups_18 | Energy Recovery Ventilation and Ventilation (Enhanced) | 0.8108% | 0 | 18.0972 | Commercial_2042_Economic_million_m3_Before Competition Groups_Energy Recovery Ventilation and Ventilation (Enhanced)
Commercial | Com ¦ Demand controlled Circulating Systems | 2042 | Achievable | million_m3 | Before Competition Groups | 14.6316 | 0 | 0 | 1826.4866 | 0.0080108 | 19 | Commercial_2042_Achievable_million_m3_Before Competition Groups_19 | Demand controlled Circulating Systems | 0.8011% | 0 | 14.6316 | Commercial_2042_Achievable_million_m3_Before Competition Groups_Demand controlled Circulating Systems
Commercial | Com ¦ Boiler Measures | 2042 | Technical | million_m3 | Before Competition Groups | 19.0809 | 0 | 0 | 2423.3028 | 0.0078739 | 22 | Commercial_2042_Technical_million_m3_Before Competition Groups_22 | Boiler Measures | 0.7874% | 0 | 19.0809 | Commercial_2042_Technical_million_m3_Before Competition Groups_Boiler Measures
Commercial | Com ¦ Energy Efficient Laboratory Fume Hood | 2042 | Economic | million_m3 | Before Competition Groups | 15.8384 | 0 | 0 | 2232.0399 | 0.0070959 | 19 | Commercial_2042_Economic_million_m3_Before Competition Groups_19 | Energy Efficient Laboratory Fume Hood | 0.7096% | 0 | 15.8384 | Commercial_2042_Economic_million_m3_Before Competition Groups_Energy Efficient Laboratory Fume Hood
Commercial | Com ¦ Energy Efficient Laboratory Fume Hood | 2042 | Technical | million_m3 | Before Competition Groups | 15.8384 | 0 | 0 | 2423.3028 | 0.0065359 | 23 | Commercial_2042_Technical_million_m3_Before Competition Groups_23 | Energy Efficient Laboratory Fume Hood | 0.6536% | 0 | 15.8384 | Commercial_2042_Technical_million_m3_Before Competition Groups_Energy Efficient Laboratory Fume Hood
Commercial | Com ¦ Duct Insulation, R8 | 2042 | Achievable | million_m3 | Before Competition Groups | 11.5352 | 0 | 0 | 1826.4866 | 0.0063155 | 20 | Commercial_2042_Achievable_million_m3_Before Competition Groups_20 | Duct Insulation, R8 | 0.6316% | 0 | 11.5352 | Commercial_2042_Achievable_million_m3_Before Competition Groups_Duct Insulation, R8
Commercial | Com ¦ Demand controlled Circulating Systems | 2042 | Economic | million_m3 | Before Competition Groups | 11.6871 | 0 | 0 | 2232.0399 | 0.0052361 | 20 | Commercial_2042_Economic_million_m3_Before Competition Groups_20 | Demand controlled Circulating Systems | 0.5236% | 0 | 11.6871 | Commercial_2042_Economic_million_m3_Before Competition Groups_Demand controlled Circulating Systems
Commercial | Com ¦ Infrared Heaters | 2042 | Economic | million_m3 | Before Competition Groups | 10.8956 | 0 | 0 | 2232.0399 | 0.0048814 | 21 | Commercial_2042_Economic_million_m3_Before Competition Groups_21 | Infrared Heaters | 0.4881% | 0 | 10.8956 | Commercial_2042_Economic_million_m3_Before Competition Groups_Infrared Heaters
Commercial | Com ¦ Demand controlled Circulating Systems | 2042 | Technical | million_m3 | Before Competition Groups | 11.6871 | 0 | 0 | 2423.3028 | 0.0048228 | 24 | Commercial_2042_Technical_million_m3_Before Competition Groups_24 | Demand controlled Circulating Systems | 0.4823% | 0 | 11.6871 | Commercial_2042_Technical_million_m3_Before Competition Groups_Demand controlled Circulating Systems
Commercial | Com ¦ ENERGY STAR Fryer (84% eff) | 2042 | Economic | million_m3 | Before Competition Groups | 10.5919 | 0 | 0 | 2232.0399 | 0.0047454 | 22 | Commercial_2042_Economic_million_m3_Before Competition Groups_22 | ENERGY STAR Fryer (84% eff) | 0.4745% | 0 | 10.5919 | Commercial_2042_Economic_million_m3_Before Competition Groups_ENERGY STAR Fryer (84% eff)
Commercial | Com ¦ Infrared Heaters | 2042 | Technical | million_m3 | Before Competition Groups | 10.8956 | 0 | 0 | 2423.3028 | 0.0044962 | 25 | Commercial_2042_Technical_million_m3_Before Competition Groups_25 | Infrared Heaters | 0.4496% | 0 | 10.8956 | Commercial_2042_Technical_million_m3_Before Competition Groups_Infrared Heaters
Commercial | Com ¦ Ozone Laundry Treatment | 2042 | Achievable | million_m3 | Before Competition Groups | 8.0027 | 0 | 0 | 1826.4866 | 0.0043815 | 21 | Commercial_2042_Achievable_million_m3_Before Competition Groups_21 | Ozone Laundry Treatment | 0.4381% | 0 | 8.0027 | Commercial_2042_Achievable_million_m3_Before Competition Groups_Ozone Laundry Treatment
Commercial | Com ¦ ENERGY STAR Fryer (84% eff) | 2042 | Technical | million_m3 | Before Competition Groups | 10.5919 | 0 | 0 | 2423.3028 | 0.0043709 | 26 | Commercial_2042_Technical_million_m3_Before Competition Groups_26 | ENERGY STAR Fryer (84% eff) | 0.4371% | 0 | 10.5919 | Commercial_2042_Technical_million_m3_Before Competition Groups_ENERGY STAR Fryer (84% eff)
Commercial | Com ¦ Duct Insulation, R8 | 2042 | Economic | million_m3 | Before Competition Groups | 9.2246 | 0 | 0 | 2232.0399 | 0.0041328 | 23 | Commercial_2042_Economic_million_m3_Before Competition Groups_23 | Duct Insulation, R8 | 0.4133% | 0 | 9.2246 | Commercial_2042_Economic_million_m3_Before Competition Groups_Duct Insulation, R8
Commercial | Com ¦ ENERGY STAR Fryer (84% eff) | 2042 | Achievable | million_m3 | Before Competition Groups | 7.5434 | 0 | 0 | 1826.4866 | 0.00413 | 22 | Commercial_2042_Achievable_million_m3_Before Competition Groups_22 | ENERGY STAR Fryer (84% eff) | 0.413% | 0 | 7.5434 | Commercial_2042_Achievable_million_m3_Before Competition Groups_ENERGY STAR Fryer (84% eff)
Commercial | Com ¦ High Efficiency Underfired Broilers | 2042 | Economic | million_m3 | Before Competition Groups | 8.9908 | 0 | 0 | 2232.0399 | 0.0040281 | 24 | Commercial_2042_Economic_million_m3_Before Competition Groups_24 | High Efficiency Underfired Broilers | 0.4028% | 0 | 8.9908 | Commercial_2042_Economic_million_m3_Before Competition Groups_High Efficiency Underfired Broilers
Commercial | Com ¦ Roof Insulation/Ceiling Insulation (R25 Code to R35) | 2042 | Technical | million_m3 | Before Competition Groups | 9.6244 | 0 | 0 | 2423.3028 | 0.0039716 | 27 | Commercial_2042_Technical_million_m3_Before Competition Groups_27 | Roof Insulation/Ceiling Insulation (R25 Code to R35) | 0.3972% | 0 | 9.6244 | Commercial_2042_Technical_million_m3_Before Competition Groups_Roof Insulation/Ceiling Insulation (R25 Code to R35)
Commercial | Com ¦ Condensing Storage Water Heater | 2042 | Technical | million_m3 | Before Competition Groups | 9.4821 | 0 | 0 | 2423.3028 | 0.0039129 | 28 | Commercial_2042_Technical_million_m3_Before Competition Groups_28 | Condensing Storage Water Heater | 0.3913% | 0 | 9.4821 | Commercial_2042_Technical_million_m3_Before Competition Groups_Condensing Storage Water Heater
Commercial | Com ¦ Infrared Heaters | 2042 | Achievable | million_m3 | Before Competition Groups | 7.1154 | 0 | 0 | 1826.4866 | 0.0038957 | 23 | Commercial_2042_Achievable_million_m3_Before Competition Groups_23 | Infrared Heaters | 0.3896% | 0 | 7.1154 | Commercial_2042_Achievable_million_m3_Before Competition Groups_Infrared Heaters
Commercial | Com ¦ High Efficiency Underfired Broilers | 2042 | Achievable | million_m3 | Before Competition Groups | 6.9686 | 0 | 0 | 1826.4866 | 0.0038153 | 24 | Commercial_2042_Achievable_million_m3_Before Competition Groups_24 | High Efficiency Underfired Broilers | 0.3815% | 0 | 6.9686 | Commercial_2042_Achievable_million_m3_Before Competition Groups_High Efficiency Underfired Broilers
Commercial | Com ¦ Duct Insulation, R8 | 2042 | Technical | million_m3 | Before Competition Groups | 9.2246 | 0 | 0 | 2423.3028 | 0.0038066 | 29 | Commercial_2042_Technical_million_m3_Before Competition Groups_29 | Duct Insulation, R8 | 0.3807% | 0 | 9.2246 | Commercial_2042_Technical_million_m3_Before Competition Groups_Duct Insulation, R8
Commercial | Com ¦ High Efficiency Underfired Broilers | 2042 | Technical | million_m3 | Before Competition Groups | 8.9908 | 0 | 0 | 2423.3028 | 0.0037102 | 30 | Commercial_2042_Technical_million_m3_Before Competition Groups_30 | High Efficiency Underfired Broilers | 0.371% | 0 | 8.9908 | Commercial_2042_Technical_million_m3_Before Competition Groups_High Efficiency Underfired Broilers
Commercial | Com ¦ Ozone Laundry Treatment | 2042 | Economic | million_m3 | Before Competition Groups | 8.0066 | 0 | 0 | 2232.0399 | 0.0035871 | 25 | Commercial_2042_Economic_million_m3_Before Competition Groups_25 | Ozone Laundry Treatment | 0.3587% | 0 | 8.0066 | Commercial_2042_Economic_million_m3_Before Competition Groups_Ozone Laundry Treatment
Commercial | Com ¦ Heat Recovery Ventilator | 2042 | Economic | million_m3 | Before Competition Groups | 7.4091 | 0 | 0 | 2232.0399 | 0.0033194 | 26 | Commercial_2042_Economic_million_m3_Before Competition Groups_26 | Heat Recovery Ventilator | 0.3319% | 0 | 7.4091 | Commercial_2042_Economic_million_m3_Before Competition Groups_Heat Recovery Ventilator
Commercial | Com ¦ Ozone Laundry Treatment | 2042 | Technical | million_m3 | Before Competition Groups | 8.0066 | 0 | 0 | 2423.3028 | 0.003304 | 31 | Commercial_2042_Technical_million_m3_Before Competition Groups_31 | Ozone Laundry Treatment | 0.3304% | 0 | 8.0066 | Commercial_2042_Technical_million_m3_Before Competition Groups_Ozone Laundry Treatment
Commercial | Com ¦ ENERGY STAR Griddle (74% eff) | 2042 | Economic | million_m3 | Before Competition Groups | 6.9641 | 0 | 0 | 2232.0399 | 0.0031201 | 27 | Commercial_2042_Economic_million_m3_Before Competition Groups_27 | ENERGY STAR Griddle (74% eff) | 0.312% | 0 | 6.9641 | Commercial_2042_Economic_million_m3_Before Competition Groups_ENERGY STAR Griddle (74% eff)
Commercial | Com ¦ ENERGY STAR Griddle (74% eff) | 2042 | Technical | million_m3 | Before Competition Groups | 6.9641 | 0 | 0 | 2423.3028 | 0.0028738 | 32 | Commercial_2042_Technical_million_m3_Before Competition Groups_32 | ENERGY STAR Griddle (74% eff) | 0.2874% | 0 | 6.9641 | Commercial_2042_Technical_million_m3_Before Competition Groups_ENERGY STAR Griddle (74% eff)
Commercial | Com ¦ ENERGY STAR Griddle (74% eff) | 2042 | Achievable | million_m3 | Before Competition Groups | 5.0152 | 0 | 0 | 1826.4866 | 0.0027458 | 25 | Commercial_2042_Achievable_million_m3_Before Competition Groups_25 | ENERGY STAR Griddle (74% eff) | 0.2746% | 0 | 5.0152 | Commercial_2042_Achievable_million_m3_Before Competition Groups_ENERGY STAR Griddle (74% eff)
Commercial | Com ¦ Condensing Storage Water Heater | 2042 | Economic | million_m3 | Before Competition Groups | 6.0788 | 0 | 0 | 2232.0399 | 0.0027234 | 28 | Commercial_2042_Economic_million_m3_Before Competition Groups_28 | Condensing Storage Water Heater | 0.2723% | 0 | 6.0788 | Commercial_2042_Economic_million_m3_Before Competition Groups_Condensing Storage Water Heater
Commercial | Com ¦ Condensing Tankless Water Heater | 2042 | Technical | million_m3 | Before Competition Groups | 5.5054 | 0 | 0 | 2423.3028 | 0.0022719 | 33 | Commercial_2042_Technical_million_m3_Before Competition Groups_33 | Condensing Tankless Water Heater | 0.2272% | 0 | 5.5054 | Commercial_2042_Technical_million_m3_Before Competition Groups_Condensing Tankless Water Heater
Commercial | Com ¦ Gas Heat Pump Water Heater | 2042 | Technical | million_m3 | Before Competition Groups | 4.732 | 0 | 0 | 2423.3028 | 0.0019527 | 34 | Commercial_2042_Technical_million_m3_Before Competition Groups_34 | Gas Heat Pump Water Heater | 0.1953% | 0 | 4.732 | Commercial_2042_Technical_million_m3_Before Competition Groups_Gas Heat Pump Water Heater
Commercial | Com ¦ ENERGY STAR Dishwasher | 2042 | Economic | million_m3 | Before Competition Groups | 4.3287 | 0 | 0 | 2232.0399 | 0.0019393 | 29 | Commercial_2042_Economic_million_m3_Before Competition Groups_29 | ENERGY STAR Dishwasher | 0.1939% | 0 | 4.3287 | Commercial_2042_Economic_million_m3_Before Competition Groups_ENERGY STAR Dishwasher
Commercial | Com ¦ ENERGY STAR Dishwasher | 2042 | Technical | million_m3 | Before Competition Groups | 4.3287 | 0 | 0 | 2423.3028 | 0.0017863 | 35 | Commercial_2042_Technical_million_m3_Before Competition Groups_35 | ENERGY STAR Dishwasher | 0.1786% | 0 | 4.3287 | Commercial_2042_Technical_million_m3_Before Competition Groups_ENERGY STAR Dishwasher
Commercial | Com ¦ Energy Recovery Ventilation and Ventilation (Enhanced) | 2042 | Achievable | million_m3 | Before Competition Groups | 3.1162 | 0 | 0 | 1826.4866 | 0.0017061 | 26 | Commercial_2042_Achievable_million_m3_Before Competition Groups_26 | Energy Recovery Ventilation and Ventilation (Enhanced) | 0.1706% | 0 | 3.1162 | Commercial_2042_Achievable_million_m3_Before Competition Groups_Energy Recovery Ventilation and Ventilation (Enhanced)
Commercial | Com ¦ HOTEL OCCUPANCY CONTROLS (HVAC + LIGHTING) | 2042 | Technical | million_m3 | Before Competition Groups | 3.9483 | 0 | 0 | 2423.3028 | 0.0016293 | 36 | Commercial_2042_Technical_million_m3_Before Competition Groups_36 | HOTEL OCCUPANCY CONTROLS (HVAC + LIGHTING) | 0.1629% | 0 | 3.9483 | Commercial_2042_Technical_million_m3_Before Competition Groups_HOTEL OCCUPANCY CONTROLS (HVAC + LIGHTING)
Commercial | Com ¦ ENERGY STAR Dishwasher | 2042 | Achievable | million_m3 | Before Competition Groups | 2.7384 | 0 | 0 | 1826.4866 | 0.0014993 | 27 | Commercial_2042_Achievable_million_m3_Before Competition Groups_27 | ENERGY STAR Dishwasher | 0.1499% | 0 | 2.7384 | Commercial_2042_Achievable_million_m3_Before Competition Groups_ENERGY STAR Dishwasher
Commercial | Com ¦ Condensing Tankless Water Heater | 2042 | Economic | million_m3 | Before Competition Groups | 3.2654 | 0 | 0 | 2232.0399 | 0.001463 | 30 | Commercial_2042_Economic_million_m3_Before Competition Groups_30 | Condensing Tankless Water Heater | 0.1463% | 0 | 3.2654 | Commercial_2042_Economic_million_m3_Before Competition Groups_Condensing Tankless Water Heater
Commercial | Com ¦ Gas Heat Pump Water Heater | 2042 | Economic | million_m3 | Before Competition Groups | 3.0517 | 0 | 0 | 2232.0399 | 0.0013672 | 31 | Commercial_2042_Economic_million_m3_Before Competition Groups_31 | Gas Heat Pump Water Heater | 0.1367% | 0 | 3.0517 | Commercial_2042_Economic_million_m3_Before Competition Groups_Gas Heat Pump Water Heater
Commercial | Com ¦ Dock Door Seals | 2042 | Technical | million_m3 | Before Competition Groups | 3.0221 | 0 | 0 | 2423.3028 | 0.0012471 | 37 | Commercial_2042_Technical_million_m3_Before Competition Groups_37 | Dock Door Seals | 0.1247% | 0 | 3.0221 | Commercial_2042_Technical_million_m3_Before Competition Groups_Dock Door Seals
Commercial | Com ¦ Ice Rink Heat Recovery | 2042 | Technical | million_m3 | Before Competition Groups | 2.9651 | 0 | 0 | 2423.3028 | 0.0012236 | 38 | Commercial_2042_Technical_million_m3_Before Competition Groups_38 | Ice Rink Heat Recovery | 0.1224% | 0 | 2.9651 | Commercial_2042_Technical_million_m3_Before Competition Groups_Ice Rink Heat Recovery
Commercial | Com ¦ CEE Tier 2/Energy Star Clothes Washers | 2042 | Achievable | million_m3 | Before Competition Groups | 1.2519 | 0 | 0 | 1826.4866 | 0.00068543 | 28 | Commercial_2042_Achievable_million_m3_Before Competition Groups_28 | CEE Tier 2/Energy Star Clothes Washers | 0.06854% | 0 | 1.2519 | Commercial_2042_Achievable_million_m3_Before Competition Groups_CEE Tier 2/Energy Star Clothes Washers
Commercial | Com ¦ CEE Tier 2/Energy Star Clothes Washers | 2042 | Economic | million_m3 | Before Competition Groups | 1.519 | 0 | 0 | 2232.0399 | 0.00068053 | 32 | Commercial_2042_Economic_million_m3_Before Competition Groups_32 | CEE Tier 2/Energy Star Clothes Washers | 0.06805% | 0 | 1.519 | Commercial_2042_Economic_million_m3_Before Competition Groups_CEE Tier 2/Energy Star Clothes Washers
Commercial | Com ¦ Drain Water Heat Recovery (DWHR) ¦ Retro | 2042 | Achievable | million_m3 | Before Competition Groups | 1.2158 | 0 | 0 | 1826.4866 | 0.00066565 | 29 | Commercial_2042_Achievable_million_m3_Before Competition Groups_29 | Drain Water Heat Recovery (DWHR) ¦ Retro | 0.06656% | 0 | 1.2158 | Commercial_2042_Achievable_million_m3_Before Competition Groups_Drain Water Heat Recovery (DWHR) ¦ Retro
Commercial | Com ¦ CEE Tier 2/Energy Star Clothes Washers | 2042 | Technical | million_m3 | Before Competition Groups | 1.519 | 0 | 0 | 2423.3028 | 0.00062682 | 39 | Commercial_2042_Technical_million_m3_Before Competition Groups_39 | CEE Tier 2/Energy Star Clothes Washers | 0.06268% | 0 | 1.519 | Commercial_2042_Technical_million_m3_Before Competition Groups_CEE Tier 2/Energy Star Clothes Washers
Commercial | Com ¦ Condensing Storage Water Heater | 2042 | Achievable | million_m3 | Before Competition Groups | 1.0825 | 0 | 0 | 1826.4866 | 0.00059266 | 30 | Commercial_2042_Achievable_million_m3_Before Competition Groups_30 | Condensing Storage Water Heater | 0.05927% | 0 | 1.0825 | Commercial_2042_Achievable_million_m3_Before Competition Groups_Condensing Storage Water Heater
Commercial | Com ¦ Heat Recovery Ventilator | 2042 | Achievable | million_m3 | Before Competition Groups | 0.99196 | 0 | 0 | 1826.4866 | 0.0005431 | 31 | Commercial_2042_Achievable_million_m3_Before Competition Groups_31 | Heat Recovery Ventilator | 0.05431% | 0 | 0.99196 | Commercial_2042_Achievable_million_m3_Before Competition Groups_Heat Recovery Ventilator
Commercial | Com ¦ Gas Heat Pump Water Heater | 2042 | Achievable | million_m3 | Before Competition Groups | 0.87114 | 0 | 0 | 1826.4866 | 0.00047695 | 32 | Commercial_2042_Achievable_million_m3_Before Competition Groups_32 | Gas Heat Pump Water Heater | 0.04769% | 0 | 0.87114 | Commercial_2042_Achievable_million_m3_Before Competition Groups_Gas Heat Pump Water Heater
Commercial | Com ¦ Drain Water Heat Recovery (DWHR) ¦ Retro | 2042 | Economic | million_m3 | Before Competition Groups | 0.96527 | 0 | 0 | 2232.0399 | 0.00043246 | 33 | Commercial_2042_Economic_million_m3_Before Competition Groups_33 | Drain Water Heat Recovery (DWHR) ¦ Retro | 0.04325% | 0 | 0.96527 | Commercial_2042_Economic_million_m3_Before Competition Groups_Drain Water Heat Recovery (DWHR) ¦ Retro
Commercial | Com ¦ Drain Water Heat Recovery (DWHR) ¦ Retro | 2042 | Technical | million_m3 | Before Competition Groups | 0.96527 | 0 | 0 | 2423.3028 | 0.00039833 | 40 | Commercial_2042_Technical_million_m3_Before Competition Groups_40 | Drain Water Heat Recovery (DWHR) ¦ Retro | 0.03983% | 0 | 0.96527 | Commercial_2042_Technical_million_m3_Before Competition Groups_Drain Water Heat Recovery (DWHR) ¦ Retro
Commercial | Com ¦ ENERGY STAR Steam Cooker | 2042 | Economic | million_m3 | Before Competition Groups | 0.75793 | 0 | 0 | 2232.0399 | 0.00033957 | 34 | Commercial_2042_Economic_million_m3_Before Competition Groups_34 | ENERGY STAR Steam Cooker | 0.03396% | 0 | 0.75793 | Commercial_2042_Economic_million_m3_Before Competition Groups_ENERGY STAR Steam Cooker
Commercial | Com ¦ Low Flow Pre-Rinse Spray Nozzle | 2042 | Economic | million_m3 | Before Competition Groups | 0.7568 | 0 | 0 | 2232.0399 | 0.00033906 | 35 | Commercial_2042_Economic_million_m3_Before Competition Groups_35 | Low Flow Pre-Rinse Spray Nozzle | 0.03391% | 0 | 0.7568 | Commercial_2042_Economic_million_m3_Before Competition Groups_Low Flow Pre-Rinse Spray Nozzle
Commercial | Com ¦ Drain Water Heat Recovery (DWHR) ¦New | 2042 | Economic | million_m3 | Before Competition Groups | 0.73462 | 0 | 0 | 2232.0399 | 0.00032912 | 36 | Commercial_2042_Economic_million_m3_Before Competition Groups_36 | Drain Water Heat Recovery (DWHR) ¦New | 0.03291% | 0 | 0.73462 | Commercial_2042_Economic_million_m3_Before Competition Groups_Drain Water Heat Recovery (DWHR) ¦New
Commercial | Com ¦ Low Flow Pre-Rinse Spray Nozzle | 2042 | Achievable | million_m3 | Before Competition Groups | 0.57565 | 0 | 0 | 1826.4866 | 0.00031517 | 33 | Commercial_2042_Achievable_million_m3_Before Competition Groups_33 | Low Flow Pre-Rinse Spray Nozzle | 0.03152% | 0 | 0.57565 | Commercial_2042_Achievable_million_m3_Before Competition Groups_Low Flow Pre-Rinse Spray Nozzle
Commercial | Com ¦ ENERGY STAR Steam Cooker | 2042 | Technical | million_m3 | Before Competition Groups | 0.75793 | 0 | 0 | 2423.3028 | 0.00031277 | 41 | Commercial_2042_Technical_million_m3_Before Competition Groups_41 | ENERGY STAR Steam Cooker | 0.03128% | 0 | 0.75793 | Commercial_2042_Technical_million_m3_Before Competition Groups_ENERGY STAR Steam Cooker
Commercial | Com ¦ Low Flow Pre-Rinse Spray Nozzle | 2042 | Technical | million_m3 | Before Competition Groups | 0.7568 | 0 | 0 | 2423.3028 | 0.0003123 | 42 | Commercial_2042_Technical_million_m3_Before Competition Groups_42 | Low Flow Pre-Rinse Spray Nozzle | 0.03123% | 0 | 0.7568 | Commercial_2042_Technical_million_m3_Before Competition Groups_Low Flow Pre-Rinse Spray Nozzle
Commercial | Com ¦ Drain Water Heat Recovery (DWHR) ¦New | 2042 | Technical | million_m3 | Before Competition Groups | 0.73462 | 0 | 0 | 2423.3028 | 0.00030315 | 43 | Commercial_2042_Technical_million_m3_Before Competition Groups_43 | Drain Water Heat Recovery (DWHR) ¦New | 0.03031% | 0 | 0.73462 | Commercial_2042_Technical_million_m3_Before Competition Groups_Drain Water Heat Recovery (DWHR) ¦New
Commercial | Com ¦ ENERGY STAR Steam Cooker | 2042 | Achievable | million_m3 | Before Competition Groups | 0.53988 | 0 | 0 | 1826.4866 | 0.00029558 | 34 | Commercial_2042_Achievable_million_m3_Before Competition Groups_34 | ENERGY STAR Steam Cooker | 0.02956% | 0 | 0.53988 | Commercial_2042_Achievable_million_m3_Before Competition Groups_ENERGY STAR Steam Cooker
Commercial | Com ¦ Condensing Tankless Water Heater | 2042 | Achievable | million_m3 | Before Competition Groups | 0.47241 | 0 | 0 | 1826.4866 | 0.00025864 | 35 | Commercial_2042_Achievable_million_m3_Before Competition Groups_35 | Condensing Tankless Water Heater | 0.02586% | 0 | 0.47241 | Commercial_2042_Achievable_million_m3_Before Competition Groups_Condensing Tankless Water Heater
Commercial | Com ¦ Drain Water Heat Recovery (DWHR) ¦New | 2042 | Achievable | million_m3 | Before Competition Groups | 0.4704 | 0 | 0 | 1826.4866 | 0.00025754 | 36 | Commercial_2042_Achievable_million_m3_Before Competition Groups_36 | Drain Water Heat Recovery (DWHR) ¦New | 0.02575% | 0 | 0.4704 | Commercial_2042_Achievable_million_m3_Before Competition Groups_Drain Water Heat Recovery (DWHR) ¦New
Commercial | Com ¦ Solar Water Preheat (Pools/DHW) | 2042 | Economic | million_m3 | Before Competition Groups | 0.36668 | 0 | 0 | 2232.0399 | 0.00016428 | 37 | Commercial_2042_Economic_million_m3_Before Competition Groups_37 | Solar Water Preheat (Pools/DHW) | 0.01643% | 0 | 0.36668 | Commercial_2042_Economic_million_m3_Before Competition Groups_Solar Water Preheat (Pools/DHW)
Commercial | Com ¦ Solar Water Preheat (Pools/DHW) | 2042 | Technical | million_m3 | Before Competition Groups | 0.37349 | 0 | 0 | 2423.3028 | 0.00015413 | 44 | Commercial_2042_Technical_million_m3_Before Competition Groups_44 | Solar Water Preheat (Pools/DHW) | 0.01541% | 0 | 0.37349 | Commercial_2042_Technical_million_m3_Before Competition Groups_Solar Water Preheat (Pools/DHW)
Commercial | Com ¦ Solar Water Preheat (Pools/DHW) | 2042 | Achievable | million_m3 | Before Competition Groups | 0.22604 | 0 | 0 | 1826.4866 | 0.00012376 | 37 | Commercial_2042_Achievable_million_m3_Before Competition Groups_37 | Solar Water Preheat (Pools/DHW) | 0.01238% | 0 | 0.22604 | Commercial_2042_Achievable_million_m3_Before Competition Groups_Solar Water Preheat (Pools/DHW)
Commercial | Com ¦ Air Curtains | 2042 | Achievable | million_m3 | Before Competition Groups | 0.15713 | 0 | 0 | 1826.4866 | 8.6029e-05 | 38 | Commercial_2042_Achievable_million_m3_Before Competition Groups_38 | Air Curtains | 0.008603% | 0 | 0.15713 | Commercial_2042_Achievable_million_m3_Before Competition Groups_Air Curtains
Commercial | Com ¦ Gas Convection Oven | 2042 | Technical | million_m3 | Before Competition Groups | 0.17893 | 0 | 0 | 2423.3028 | 7.3836e-05 | 45 | Commercial_2042_Technical_million_m3_Before Competition Groups_45 | Gas Convection Oven | 0.007384% | 0 | 0.17893 | Commercial_2042_Technical_million_m3_Before Competition Groups_Gas Convection Oven
Commercial | Com ¦ Air Curtains | 2042 | Economic | million_m3 | Before Competition Groups | 0.1545 | 0 | 0 | 2232.0399 | 6.9218e-05 | 38 | Commercial_2042_Economic_million_m3_Before Competition Groups_38 | Air Curtains | 0.006922% | 0 | 0.1545 | Commercial_2042_Economic_million_m3_Before Competition Groups_Air Curtains
Commercial | Com ¦ Air Curtains | 2042 | Technical | million_m3 | Before Competition Groups | 0.1545 | 0 | 0 | 2423.3028 | 6.3755e-05 | 46 | Commercial_2042_Technical_million_m3_Before Competition Groups_46 | Air Curtains | 0.006375% | 0 | 0.1545 | Commercial_2042_Technical_million_m3_Before Competition Groups_Air Curtains
Commercial | Com ¦ Super High Perf Glazing ¦RET | 2042 | Achievable | million_m3 | Before Competition Groups | 0.060185 | 0 | 0 | 1826.4866 | 3.2951e-05 | 39 | Commercial_2042_Achievable_million_m3_Before Competition Groups_39 | Super High Perf Glazing ¦RET | 0.003295% | 0 | 0.060185 | Commercial_2042_Achievable_million_m3_Before Competition Groups_Super High Perf Glazing ¦RET
Commercial | Com ¦ Solar Preheat Make up Air | 2042 | Technical | million_m3 | Before Competition Groups | 0.053022 | 0 | 0 | 2423.3028 | 2.188e-05 | 47 | Commercial_2042_Technical_million_m3_Before Competition Groups_47 | Solar Preheat Make up Air | 0.002188% | 0 | 0.053022 | Commercial_2042_Technical_million_m3_Before Competition Groups_Solar Preheat Make up Air
Commercial | Com ¦ Super High Perf Glazing ¦RET | 2042 | Economic | million_m3 | Before Competition Groups | 0.048144 | 0 | 0 | 2232.0399 | 2.157e-05 | 39 | Commercial_2042_Economic_million_m3_Before Competition Groups_39 | Super High Perf Glazing ¦RET | 0.002157% | 0 | 0.048144 | Commercial_2042_Economic_million_m3_Before Competition Groups_Super High Perf Glazing ¦RET
Commercial | Com ¦ Super High Perf Glazing ¦RET | 2042 | Technical | million_m3 | Before Competition Groups | 0.048144 | 0 | 0 | 2423.3028 | 1.9867e-05 | 48 | Commercial_2042_Technical_million_m3_Before Competition Groups_48 | Super High Perf Glazing ¦RET | 0.001987% | 0 | 0.048144 | Commercial_2042_Technical_million_m3_Before Competition Groups_Super High Perf Glazing ¦RET
Commercial | Com ¦ Super High Perf Glazing ¦New | 2042 | Economic | million_m3 | Before Competition Groups | 0.036422 | 0 | 0 | 2232.0399 | 1.6318e-05 | 40 | Commercial_2042_Economic_million_m3_Before Competition Groups_40 | Super High Perf Glazing ¦New | 0.001632% | 0 | 0.036422 | Commercial_2042_Economic_million_m3_Before Competition Groups_Super High Perf Glazing ¦New
Commercial | Com ¦ Super High Perf Glazing ¦New | 2042 | Technical | million_m3 | Before Competition Groups | 0.036422 | 0 | 0 | 2423.3028 | 1.503e-05 | 49 | Commercial_2042_Technical_million_m3_Before Competition Groups_49 | Super High Perf Glazing ¦New | 0.001503% | 0 | 0.036422 | Commercial_2042_Technical_million_m3_Before Competition Groups_Super High Perf Glazing ¦New
Commercial | Com ¦ Super High Perf Glazing ¦New | 2042 | Achievable | million_m3 | Before Competition Groups | 0.027205 | 0 | 0 | 1826.4866 | 1.4895e-05 | 40 | Commercial_2042_Achievable_million_m3_Before Competition Groups_40 | Super High Perf Glazing ¦New | 0.001489% | 0 | 0.027205 | Commercial_2042_Achievable_million_m3_Before Competition Groups_Super High Perf Glazing ¦New
Commercial | Com ¦ ENERGY STAR LED LAMPS (REFLECTOR LAMPs/MR16/PAR 16) | 2023 | Achievable | MW | Before Competition Groups | 26.3858 | 0 | 0 | 96.1909 | 0.27431 | 1 | Commercial_2023_Achievable_MW_Before Competition Groups_1 | ENERGY STAR LED LAMPS (REFLECTOR LAMPs/MR16/PAR 16) | 27.43% | 0 | 26.3858 | Commercial_2023_Achievable_MW_Before Competition Groups_ENERGY STAR LED LAMPS (REFLECTOR LAMPs/MR16/PAR 16)
Commercial | Com ¦ Building Recommissioning, Operations and Maintenance (O&M) Improvements | 2023 | Economic | MW | Before Competition Groups | 321.3978 | 0 | 0 | 1429.9336 | 0.22476 | 1 | Commercial_2023_Economic_MW_Before Competition Groups_1 | Building Recommissioning, Operations and Maintenance (O&M) Improvements | 22.48% | 0 | 321.3978 | Commercial_2023_Economic_MW_Before Competition Groups_Building Recommissioning, Operations and Maintenance (O&M) Improvements
Commercial | Com ¦ Education and Capacity Building/Energy Behavior | 2023 | Economic | MW | Before Competition Groups | 271.6388 | 0 | 0 | 1429.9336 | 0.18997 | 2 | Commercial_2023_Economic_MW_Before Competition Groups_2 | Education and Capacity Building/Energy Behavior | 19% | 0 | 271.6388 | Commercial_2023_Economic_MW_Before Competition Groups_Education and Capacity Building/Energy Behavior
Commercial | Com ¦ Education and Capacity Building/Energy Behavior | 2023 | Achievable | MW | Before Competition Groups | 15.3909 | 0 | 0 | 96.1909 | 0.16 | 2 | Commercial_2023_Achievable_MW_Before Competition Groups_2 | Education and Capacity Building/Energy Behavior | 16% | 0 | 15.3909 | Commercial_2023_Achievable_MW_Before Competition Groups_Education and Capacity Building/Energy Behavior
Commercial | Com ¦ Building Recommissioning, Operations and Maintenance (O&M) Improvements | 2023 | Technical | MW | Before Competition Groups | 328.5701 | 0 | 0 | 2460.9127 | 0.13352 | 1 | Commercial_2023_Technical_MW_Before Competition Groups_1 | Building Recommissioning, Operations and Maintenance (O&M) Improvements | 13.35% | 0 | 328.5701 | Commercial_2023_Technical_MW_Before Competition Groups_Building Recommissioning, Operations and Maintenance (O&M) Improvements
Commercial | Com ¦ Education and Capacity Building/Energy Behavior | 2023 | Technical | MW | Before Competition Groups | 293.7915 | 0 | 0 | 2460.9127 | 0.11938 | 2 | Commercial_2023_Technical_MW_Before Competition Groups_2 | Education and Capacity Building/Energy Behavior | 11.94% | 0 | 293.7915 | Commercial_2023_Technical_MW_Before Competition Groups_Education and Capacity Building/Energy Behavior
Commercial | Com ¦ LED Troffer/Surface/Suspended | 2023 | Economic | MW | Before Competition Groups | 148.1534 | 0 | 0 | 1429.9336 | 0.10361 | 3 | Commercial_2023_Economic_MW_Before Competition Groups_3 | LED Troffer/Surface/Suspended | 10.36% | 0 | 148.1534 | Commercial_2023_Economic_MW_Before Competition Groups_LED Troffer/Surface/Suspended
Commercial | Com ¦ LED Low/High Bay | 2023 | Technical | MW | Before Competition Groups | 232.9417 | 0 | 0 | 2460.9127 | 0.094657 | 3 | Commercial_2023_Technical_MW_Before Competition Groups_3 | LED Low/High Bay | 9.466% | 0 | 232.9417 | Commercial_2023_Technical_MW_Before Competition Groups_LED Low/High Bay
Commercial | Com ¦ LED Troffer/Surface/Suspended | 2023 | Achievable | MW | Before Competition Groups | 7.3842 | 0 | 0 | 96.1909 | 0.076766 | 3 | Commercial_2023_Achievable_MW_Before Competition Groups_3 | LED Troffer/Surface/Suspended | 7.677% | 0 | 7.3842 | Commercial_2023_Achievable_MW_Before Competition Groups_LED Troffer/Surface/Suspended
Commercial | Com ¦ LED Troffer/Surface/Suspended | 2023 | Technical | MW | Before Competition Groups | 170.4956 | 0 | 0 | 2460.9127 | 0.069281 | 4 | Commercial_2023_Technical_MW_Before Competition Groups_4 | LED Troffer/Surface/Suspended | 6.928% | 0 | 170.4956 | Commercial_2023_Technical_MW_Before Competition Groups_LED Troffer/Surface/Suspended
Commercial | Com ¦ ENERGY STAR LED LAMPS (REFLECTOR LAMPs/MR16/PAR 16) | 2023 | Economic | MW | Before Competition Groups | 96.446 | 0 | 0 | 1429.9336 | 0.067448 | 4 | Commercial_2023_Economic_MW_Before Competition Groups_4 | ENERGY STAR LED LAMPS (REFLECTOR LAMPs/MR16/PAR 16) | 6.745% | 0 | 96.446 | Commercial_2023_Economic_MW_Before Competition Groups_ENERGY STAR LED LAMPS (REFLECTOR LAMPs/MR16/PAR 16)
Commercial | Com ¦ LLLC - Low Impact Application | 2023 | Technical | MW | Before Competition Groups | 160.7593 | 0 | 0 | 2460.9127 | 0.065325 | 5 | Commercial_2023_Technical_MW_Before Competition Groups_5 | LLLC - Low Impact Application | 6.533% | 0 | 160.7593 | Commercial_2023_Technical_MW_Before Competition Groups_LLLC - Low Impact Application
Commercial | Com ¦ Advanced BAS/Controllers | 2023 | Economic | MW | Before Competition Groups | 92.7325 | 0 | 0 | 1429.9336 | 0.064851 | 5 | Commercial_2023_Economic_MW_Before Competition Groups_5 | Advanced BAS/Controllers | 6.485% | 0 | 92.7325 | Commercial_2023_Economic_MW_Before Competition Groups_Advanced BAS/Controllers
Commercial | Com ¦ LED Replacement Lamp (Tube) | 2023 | Achievable | MW | Before Competition Groups | 5.9465 | 0 | 0 | 96.1909 | 0.06182 | 4 | Commercial_2023_Achievable_MW_Before Competition Groups_4 | LED Replacement Lamp (Tube) | 6.182% | 0 | 5.9465 | Commercial_2023_Achievable_MW_Before Competition Groups_LED Replacement Lamp (Tube)
Commercial | Com ¦ LLLC - High Impact Application | 2023 | Technical | MW | Before Competition Groups | 146.0242 | 0 | 0 | 2460.9127 | 0.059337 | 6 | Commercial_2023_Technical_MW_Before Competition Groups_6 | LLLC - High Impact Application | 5.934% | 0 | 146.0242 | Commercial_2023_Technical_MW_Before Competition Groups_LLLC - High Impact Application
Commercial | Com ¦ LED Low/High Bay | 2023 | Economic | MW | Before Competition Groups | 83.8775 | 0 | 0 | 1429.9336 | 0.058658 | 6 | Commercial_2023_Economic_MW_Before Competition Groups_6 | LED Low/High Bay | 5.866% | 0 | 83.8775 | Commercial_2023_Economic_MW_Before Competition Groups_LED Low/High Bay
Commercial | Com ¦ Networked/Connected - Low Impact Application | 2023 | Technical | MW | Before Competition Groups | 136.5578 | 0 | 0 | 2460.9127 | 0.055491 | 7 | Commercial_2023_Technical_MW_Before Competition Groups_7 | Networked/Connected - Low Impact Application | 5.549% | 0 | 136.5578 | Commercial_2023_Technical_MW_Before Competition Groups_Networked/Connected - Low Impact Application
Commercial | Com ¦ Networked/Connected - High Impact Application | 2023 | Technical | MW | Before Competition Groups | 127.0465 | 0 | 0 | 2460.9127 | 0.051626 | 8 | Commercial_2023_Technical_MW_Before Competition Groups_8 | Networked/Connected - High Impact Application | 5.163% | 0 | 127.0465 | Commercial_2023_Technical_MW_Before Competition Groups_Networked/Connected - High Impact Application
Commercial | Com ¦ LED Low/High Bay | 2023 | Achievable | MW | Before Competition Groups | 4.2425 | 0 | 0 | 96.1909 | 0.044105 | 5 | Commercial_2023_Achievable_MW_Before Competition Groups_5 | LED Low/High Bay | 4.41% | 0 | 4.2425 | Commercial_2023_Achievable_MW_Before Competition Groups_LED Low/High Bay
Commercial | Com ¦ High Efficiency Air Source Heat Pump | 2023 | Achievable | MW | Before Competition Groups | 3.9912 | 0 | 0 | 96.1909 | 0.041492 | 6 | Commercial_2023_Achievable_MW_Before Competition Groups_6 | High Efficiency Air Source Heat Pump | 4.149% | 0 | 3.9912 | Commercial_2023_Achievable_MW_Before Competition Groups_High Efficiency Air Source Heat Pump
Commercial | Com ¦ ENERGY STAR LED LAMPS (REFLECTOR LAMPs/MR16/PAR 16) | 2023 | Technical | MW | Before Competition Groups | 99.7825 | 0 | 0 | 2460.9127 | 0.040547 | 9 | Commercial_2023_Technical_MW_Before Competition Groups_9 | ENERGY STAR LED LAMPS (REFLECTOR LAMPs/MR16/PAR 16) | 4.055% | 0 | 99.7825 | Commercial_2023_Technical_MW_Before Competition Groups_ENERGY STAR LED LAMPS (REFLECTOR LAMPs/MR16/PAR 16)
Commercial | Com ¦ Advanced BAS/Controllers | 2023 | Technical | MW | Before Competition Groups | 94.1182 | 0 | 0 | 2460.9127 | 0.038245 | 10 | Commercial_2023_Technical_MW_Before Competition Groups_10 | Advanced BAS/Controllers | 3.825% | 0 | 94.1182 | Commercial_2023_Technical_MW_Before Competition Groups_Advanced BAS/Controllers
Commercial | Com ¦ Variable Refrigerant Flow Heat Pump | 2023 | Technical | MW | Before Competition Groups | 92.9279 | 0 | 0 | 2460.9127 | 0.037762 | 11 | Commercial_2023_Technical_MW_Before Competition Groups_11 | Variable Refrigerant Flow Heat Pump | 3.776% | 0 | 92.9279 | Commercial_2023_Technical_MW_Before Competition Groups_Variable Refrigerant Flow Heat Pump
Commercial | Com ¦ Data Center Storage/Server Virtualization | 2023 | Achievable | MW | Before Competition Groups | 3.3913 | 0 | 0 | 96.1909 | 0.035256 | 7 | Commercial_2023_Achievable_MW_Before Competition Groups_7 | Data Center Storage/Server Virtualization | 3.526% | 0 | 3.3913 | Commercial_2023_Achievable_MW_Before Competition Groups_Data Center Storage/Server Virtualization
Commercial | Com ¦ Building Recommissioning, Operations and Maintenance (O&M) Improvements | 2023 | Achievable | MW | Before Competition Groups | 2.9483 | 0 | 0 | 96.1909 | 0.03065 | 8 | Commercial_2023_Achievable_MW_Before Competition Groups_8 | Building Recommissioning, Operations and Maintenance (O&M) Improvements | 3.065% | 0 | 2.9483 | Commercial_2023_Achievable_MW_Before Competition Groups_Building Recommissioning, Operations and Maintenance (O&M) Improvements
Commercial | Com ¦ LED or Equivalent Sign Lighting | 2023 | Achievable | MW | Before Competition Groups | 2.6046 | 0 | 0 | 96.1909 | 0.027077 | 9 | Commercial_2023_Achievable_MW_Before Competition Groups_9 | LED or Equivalent Sign Lighting | 2.708% | 0 | 2.6046 | Commercial_2023_Achievable_MW_Before Competition Groups_LED or Equivalent Sign Lighting
Commercial | Com ¦ Furnace Tune-Up | 2023 | Economic | MW | Before Competition Groups | 37.4176 | 0 | 0 | 1429.9336 | 0.026167 | 7 | Commercial_2023_Economic_MW_Before Competition Groups_7 | Furnace Tune-Up | 2.617% | 0 | 37.4176 | Commercial_2023_Economic_MW_Before Competition Groups_Furnace Tune-Up
Commercial | Com ¦ Adaptive Thermostats | 2023 | Economic | MW | Before Competition Groups | 34.6493 | 0 | 0 | 1429.9336 | 0.024231 | 8 | Commercial_2023_Economic_MW_Before Competition Groups_8 | Adaptive Thermostats | 2.423% | 0 | 34.6493 | Commercial_2023_Economic_MW_Before Competition Groups_Adaptive Thermostats
Commercial | Com ¦ LLLC - Low Impact Application | 2023 | Economic | MW | Before Competition Groups | 33.056 | 0 | 0 | 1429.9336 | 0.023117 | 9 | Commercial_2023_Economic_MW_Before Competition Groups_9 | LLLC - Low Impact Application | 2.312% | 0 | 33.056 | Commercial_2023_Economic_MW_Before Competition Groups_LLLC - Low Impact Application
Commercial | Com ¦ Adaptive Thermostats | 2023 | Achievable | MW | Before Competition Groups | 2.0785 | 0 | 0 | 96.1909 | 0.021608 | 10 | Commercial_2023_Achievable_MW_Before Competition Groups_10 | Adaptive Thermostats | 2.161% | 0 | 2.0785 | Commercial_2023_Achievable_MW_Before Competition Groups_Adaptive Thermostats
Commercial | Com ¦ Strip Curtains | 2023 | Economic | MW | Before Competition Groups | 29.7361 | 0 | 0 | 1429.9336 | 0.020795 | 10 | Commercial_2023_Economic_MW_Before Competition Groups_10 | Strip Curtains | 2.08% | 0 | 29.7361 | Commercial_2023_Economic_MW_Before Competition Groups_Strip Curtains
Commercial | Com ¦ Advanced BAS/Controllers | 2023 | Achievable | MW | Before Competition Groups | 1.8776 | 0 | 0 | 96.1909 | 0.019519 | 11 | Commercial_2023_Achievable_MW_Before Competition Groups_11 | Advanced BAS/Controllers | 1.952% | 0 | 1.8776 | Commercial_2023_Achievable_MW_Before Competition Groups_Advanced BAS/Controllers
Commercial | Com ¦ Furnace Tune-Up | 2023 | Achievable | MW | Before Competition Groups | 1.8654 | 0 | 0 | 96.1909 | 0.019393 | 12 | Commercial_2023_Achievable_MW_Before Competition Groups_12 | Furnace Tune-Up | 1.939% | 0 | 1.8654 | Commercial_2023_Achievable_MW_Before Competition Groups_Furnace Tune-Up
Commercial | Com ¦ Strip Curtains | 2023 | Achievable | MW | Before Competition Groups | 1.843 | 0 | 0 | 96.1909 | 0.01916 | 13 | Commercial_2023_Achievable_MW_Before Competition Groups_13 | Strip Curtains | 1.916% | 0 | 1.843 | Commercial_2023_Achievable_MW_Before Competition Groups_Strip Curtains
Commercial | Com ¦ Variable Frequency Drive (VFD) | 2023 | Economic | MW | Before Competition Groups | 26.5951 | 0 | 0 | 1429.9336 | 0.018599 | 11 | Commercial_2023_Economic_MW_Before Competition Groups_11 | Variable Frequency Drive (VFD) | 1.86% | 0 | 26.5951 | Commercial_2023_Economic_MW_Before Competition Groups_Variable Frequency Drive (VFD)
Commercial | Com ¦ ENERGY STAR LED LAMPS (General Service Lamps) | 2023 | Achievable | MW | Before Competition Groups | 1.7444 | 0 | 0 | 96.1909 | 0.018135 | 14 | Commercial_2023_Achievable_MW_Before Competition Groups_14 | ENERGY STAR LED LAMPS (General Service Lamps) | 1.813% | 0 | 1.7444 | Commercial_2023_Achievable_MW_Before Competition Groups_ENERGY STAR LED LAMPS (General Service Lamps)
Commercial | Com ¦ VFD on Pumps | 2023 | Economic | MW | Before Competition Groups | 25.0031 | 0 | 0 | 1429.9336 | 0.017485 | 12 | Commercial_2023_Economic_MW_Before Competition Groups_12 | VFD on Pumps | 1.749% | 0 | 25.0031 | Commercial_2023_Economic_MW_Before Competition Groups_VFD on Pumps
Commercial | Com ¦ Reach-in Shaded Pole to ECM/PSC Evaporator Fan Motor | 2023 | Achievable | MW | Before Competition Groups | 1.6108 | 0 | 0 | 96.1909 | 0.016746 | 15 | Commercial_2023_Achievable_MW_Before Competition Groups_15 | Reach-in Shaded Pole to ECM/PSC Evaporator Fan Motor | 1.675% | 0 | 1.6108 | Commercial_2023_Achievable_MW_Before Competition Groups_Reach-in Shaded Pole to ECM/PSC Evaporator Fan Motor
Commercial | Com ¦ Adaptive Thermostats | 2023 | Technical | MW | Before Competition Groups | 38.892 | 0 | 0 | 2460.9127 | 0.015804 | 12 | Commercial_2023_Technical_MW_Before Competition Groups_12 | Adaptive Thermostats | 1.58% | 0 | 38.892 | Commercial_2023_Technical_MW_Before Competition Groups_Adaptive Thermostats
Commercial | Com ¦ Furnace Tune-Up | 2023 | Technical | MW | Before Competition Groups | 37.4176 | 0 | 0 | 2460.9127 | 0.015205 | 13 | Commercial_2023_Technical_MW_Before Competition Groups_13 | Furnace Tune-Up | 1.52% | 0 | 37.4176 | Commercial_2023_Technical_MW_Before Competition Groups_Furnace Tune-Up
Commercial | Com ¦ Demand Control Ventilation | 2023 | Economic | MW | Before Competition Groups | 21.7053 | 0 | 0 | 1429.9336 | 0.015179 | 13 | Commercial_2023_Economic_MW_Before Competition Groups_13 | Demand Control Ventilation | 1.518% | 0 | 21.7053 | Commercial_2023_Economic_MW_Before Competition Groups_Demand Control Ventilation
Commercial | Com ¦ Air Handler with Dedicated Outdoor Air Systems | 2023 | Economic | MW | Before Competition Groups | 20.7557 | 0 | 0 | 1429.9336 | 0.014515 | 14 | Commercial_2023_Economic_MW_Before Competition Groups_14 | Air Handler with Dedicated Outdoor Air Systems | 1.452% | 0 | 20.7557 | Commercial_2023_Economic_MW_Before Competition Groups_Air Handler with Dedicated Outdoor Air Systems
Commercial | Com ¦ Variable Frequency Drive (VFD) | 2023 | Achievable | MW | Before Competition Groups | 1.338 | 0 | 0 | 96.1909 | 0.01391 | 16 | Commercial_2023_Achievable_MW_Before Competition Groups_16 | Variable Frequency Drive (VFD) | 1.391% | 0 | 1.338 | Commercial_2023_Achievable_MW_Before Competition Groups_Variable Frequency Drive (VFD)
Commercial | Com ¦ VFD on Pumps | 2023 | Achievable | MW | Before Competition Groups | 1.2558 | 0 | 0 | 96.1909 | 0.013055 | 17 | Commercial_2023_Achievable_MW_Before Competition Groups_17 | VFD on Pumps | 1.306% | 0 | 1.2558 | Commercial_2023_Achievable_MW_Before Competition Groups_VFD on Pumps
Commercial | Com ¦ Strip Curtains | 2023 | Technical | MW | Before Competition Groups | 29.7361 | 0 | 0 | 2460.9127 | 0.012083 | 14 | Commercial_2023_Technical_MW_Before Competition Groups_14 | Strip Curtains | 1.208% | 0 | 29.7361 | Commercial_2023_Technical_MW_Before Competition Groups_Strip Curtains
Commercial | Com ¦ High Efficiency Air Source Heat Pump | 2023 | Economic | MW | Before Competition Groups | 17.1828 | 0 | 0 | 1429.9336 | 0.012017 | 15 | Commercial_2023_Economic_MW_Before Competition Groups_15 | High Efficiency Air Source Heat Pump | 1.202% | 0 | 17.1828 | Commercial_2023_Economic_MW_Before Competition Groups_High Efficiency Air Source Heat Pump
Commercial | Com ¦ LLLC - High Impact Application | 2023 | Economic | MW | Before Competition Groups | 16.8895 | 0 | 0 | 1429.9336 | 0.011811 | 16 | Commercial_2023_Economic_MW_Before Competition Groups_16 | LLLC - High Impact Application | 1.181% | 0 | 16.8895 | Commercial_2023_Economic_MW_Before Competition Groups_LLLC - High Impact Application
Commercial | Com ¦ LED or Equivalent Sign Lighting | 2023 | Economic | MW | Before Competition Groups | 16.0306 | 0 | 0 | 1429.9336 | 0.011211 | 17 | Commercial_2023_Economic_MW_Before Competition Groups_17 | LED or Equivalent Sign Lighting | 1.121% | 0 | 16.0306 | Commercial_2023_Economic_MW_Before Competition Groups_LED or Equivalent Sign Lighting
Commercial | Com ¦ Variable Frequency Drive (VFD) | 2023 | Technical | MW | Before Competition Groups | 26.5951 | 0 | 0 | 2460.9127 | 0.010807 | 15 | Commercial_2023_Technical_MW_Before Competition Groups_15 | Variable Frequency Drive (VFD) | 1.081% | 0 | 26.5951 | Commercial_2023_Technical_MW_Before Competition Groups_Variable Frequency Drive (VFD)
Commercial | Com ¦ Demand Control Ventilation | 2023 | Achievable | MW | Before Competition Groups | 1.0219 | 0 | 0 | 96.1909 | 0.010624 | 18 | Commercial_2023_Achievable_MW_Before Competition Groups_18 | Demand Control Ventilation | 1.062% | 0 | 1.0219 | Commercial_2023_Achievable_MW_Before Competition Groups_Demand Control Ventilation
Commercial | Com ¦ Chilled Water Optimization | 2023 | Achievable | MW | Before Competition Groups | 1.0069 | 0 | 0 | 96.1909 | 0.010468 | 19 | Commercial_2023_Achievable_MW_Before Competition Groups_19 | Chilled Water Optimization | 1.047% | 0 | 1.0069 | Commercial_2023_Achievable_MW_Before Competition Groups_Chilled Water Optimization
Commercial | Com ¦ Centrally controlled desktop PC/NETWORK PC POWER MANAGEMENT SOFTWARE | 2023 | Economic | MW | Before Competition Groups | 14.6339 | 0 | 0 | 1429.9336 | 0.010234 | 18 | Commercial_2023_Economic_MW_Before Competition Groups_18 | Centrally controlled desktop PC/NETWORK PC POWER MANAGEMENT SOFTWARE | 1.023% | 0 | 14.6339 | Commercial_2023_Economic_MW_Before Competition Groups_Centrally controlled desktop PC/NETWORK PC POWER MANAGEMENT SOFTWARE
Commercial | Com ¦ VFD on Pumps | 2023 | Technical | MW | Before Competition Groups | 25.0031 | 0 | 0 | 2460.9127 | 0.01016 | 16 | Commercial_2023_Technical_MW_Before Competition Groups_16 | VFD on Pumps | 1.016% | 0 | 25.0031 | Commercial_2023_Technical_MW_Before Competition Groups_VFD on Pumps
Commercial | Com ¦ Centrally controlled desktop PC/NETWORK PC POWER MANAGEMENT SOFTWARE | 2023 | Achievable | MW | Before Competition Groups | 0.9531 | 0 | 0 | 96.1909 | 0.0099084 | 20 | Commercial_2023_Achievable_MW_Before Competition Groups_20 | Centrally controlled desktop PC/NETWORK PC POWER MANAGEMENT SOFTWARE | 0.9908% | 0 | 0.9531 | Commercial_2023_Achievable_MW_Before Competition Groups_Centrally controlled desktop PC/NETWORK PC POWER MANAGEMENT SOFTWARE
Commercial | Com ¦ ECM MOTORS FOR EVAPORATOR FANS for refrigeration (WALK-IN) | 2023 | Economic | MW | Before Competition Groups | 13.7286 | 0 | 0 | 1429.9336 | 0.0096009 | 19 | Commercial_2023_Economic_MW_Before Competition Groups_19 | ECM MOTORS FOR EVAPORATOR FANS for refrigeration (WALK-IN) | 0.9601% | 0 | 13.7286 | Commercial_2023_Economic_MW_Before Competition Groups_ECM MOTORS FOR EVAPORATOR FANS for refrigeration (WALK-IN)
Commercial | Com ¦ Central Lighting Control System | 2023 | Technical | MW | Before Competition Groups | 23.4502 | 0 | 0 | 2460.9127 | 0.0095291 | 17 | Commercial_2023_Technical_MW_Before Competition Groups_17 | Central Lighting Control System | 0.9529% | 0 | 23.4502 | Commercial_2023_Technical_MW_Before Competition Groups_Central Lighting Control System
Commercial | Com ¦ Adding reflective (White) roof treatment or a green roof | 2023 | Technical | MW | Before Competition Groups | 23.113 | 0 | 0 | 2460.9127 | 0.0093921 | 18 | Commercial_2023_Technical_MW_Before Competition Groups_18 | Adding reflective (White) roof treatment or a green roof | 0.9392% | 0 | 23.113 | Commercial_2023_Technical_MW_Before Competition Groups_Adding reflective (White) roof treatment or a green roof
Commercial | Com ¦ Refrigerated Display Case LED | 2023 | Technical | MW | Before Competition Groups | 22.9802 | 0 | 0 | 2460.9127 | 0.0093381 | 19 | Commercial_2023_Technical_MW_Before Competition Groups_19 | Refrigerated Display Case LED | 0.9338% | 0 | 22.9802 | Commercial_2023_Technical_MW_Before Competition Groups_Refrigerated Display Case LED
Commercial | Com ¦ Demand Control Ventilation | 2023 | Technical | MW | Before Competition Groups | 22.0807 | 0 | 0 | 2460.9127 | 0.0089725 | 20 | Commercial_2023_Technical_MW_Before Competition Groups_20 | Demand Control Ventilation | 0.8973% | 0 | 22.0807 | Commercial_2023_Technical_MW_Before Competition Groups_Demand Control Ventilation
Commercial | Com ¦ Air Handler with Dedicated Outdoor Air Systems | 2023 | Technical | MW | Before Competition Groups | 20.7557 | 0 | 0 | 2460.9127 | 0.0084342 | 21 | Commercial_2023_Technical_MW_Before Competition Groups_21 | Air Handler with Dedicated Outdoor Air Systems | 0.8434% | 0 | 20.7557 | Commercial_2023_Technical_MW_Before Competition Groups_Air Handler with Dedicated Outdoor Air Systems
Commercial | Com ¦ Evaporator Fan Controls | 2023 | Economic | MW | Before Competition Groups | 11.6007 | 0 | 0 | 1429.9336 | 0.0081127 | 20 | Commercial_2023_Economic_MW_Before Competition Groups_20 | Evaporator Fan Controls | 0.8113% | 0 | 11.6007 | Commercial_2023_Economic_MW_Before Competition Groups_Evaporator Fan Controls
Commercial | Com ¦ LED parking lot fixture | 2023 | Achievable | MW | Before Competition Groups | 0.75938 | 0 | 0 | 96.1909 | 0.0078945 | 21 | Commercial_2023_Achievable_MW_Before Competition Groups_21 | LED parking lot fixture | 0.7894% | 0 | 0.75938 | Commercial_2023_Achievable_MW_Before Competition Groups_LED parking lot fixture
Commercial | Com ¦ Air Handler with Dedicated Outdoor Air Systems | 2023 | Achievable | MW | Before Competition Groups | 0.7516 | 0 | 0 | 96.1909 | 0.0078136 | 22 | Commercial_2023_Achievable_MW_Before Competition Groups_22 | Air Handler with Dedicated Outdoor Air Systems | 0.7814% | 0 | 0.7516 | Commercial_2023_Achievable_MW_Before Competition Groups_Air Handler with Dedicated Outdoor Air Systems
Commercial | Com ¦ LED EXTERIOR AREA LIGHTS - LED fixture (200W) | 2023 | Achievable | MW | Before Competition Groups | 0.73376 | 0 | 0 | 96.1909 | 0.0076282 | 23 | Commercial_2023_Achievable_MW_Before Competition Groups_23 | LED EXTERIOR AREA LIGHTS - LED fixture (200W) | 0.7628% | 0 | 0.73376 | Commercial_2023_Achievable_MW_Before Competition Groups_LED EXTERIOR AREA LIGHTS - LED fixture (200W)
Commercial | Com ¦ HOTEL OCCUPANCY CONTROLS (HVAC + LIGHTING) | 2023 | Technical | MW | Before Competition Groups | 18.6982 | 0 | 0 | 2460.9127 | 0.0075981 | 22 | Commercial_2023_Technical_MW_Before Competition Groups_22 | HOTEL OCCUPANCY CONTROLS (HVAC + LIGHTING) | 0.7598% | 0 | 18.6982 | Commercial_2023_Technical_MW_Before Competition Groups_HOTEL OCCUPANCY CONTROLS (HVAC + LIGHTING)
Commercial | Com ¦ ECM MOTORS FOR EVAPORATOR FANS for refrigeration (WALK-IN) | 2023 | Achievable | MW | Before Competition Groups | 0.68234 | 0 | 0 | 96.1909 | 0.0070936 | 24 | Commercial_2023_Achievable_MW_Before Competition Groups_24 | ECM MOTORS FOR EVAPORATOR FANS for refrigeration (WALK-IN) | 0.7094% | 0 | 0.68234 | Commercial_2023_Achievable_MW_Before Competition Groups_ECM MOTORS FOR EVAPORATOR FANS for refrigeration (WALK-IN)
Commercial | Com ¦ High Efficiency Air Source Heat Pump | 2023 | Technical | MW | Before Competition Groups | 17.1828 | 0 | 0 | 2460.9127 | 0.0069823 | 23 | Commercial_2023_Technical_MW_Before Competition Groups_23 | High Efficiency Air Source Heat Pump | 0.6982% | 0 | 17.1828 | Commercial_2023_Technical_MW_Before Competition Groups_High Efficiency Air Source Heat Pump
Commercial | Com ¦ Data Center Storage/Server Virtualization | 2023 | Economic | MW | Before Competition Groups | 9.6666 | 0 | 0 | 1429.9336 | 0.0067602 | 21 | Commercial_2023_Economic_MW_Before Competition Groups_21 | Data Center Storage/Server Virtualization | 0.676% | 0 | 9.6666 | Commercial_2023_Economic_MW_Before Competition Groups_Data Center Storage/Server Virtualization
Commercial | Com ¦ Occupancy Sensors | 2023 | Economic | MW | Before Competition Groups | 9.3264 | 0 | 0 | 1429.9336 | 0.0065222 | 22 | Commercial_2023_Economic_MW_Before Competition Groups_22 | Occupancy Sensors | 0.6522% | 0 | 9.3264 | Commercial_2023_Economic_MW_Before Competition Groups_Occupancy Sensors
Commercial | Com ¦ LED or Equivalent Sign Lighting | 2023 | Technical | MW | Before Competition Groups | 16.0306 | 0 | 0 | 2460.9127 | 0.0065141 | 24 | Commercial_2023_Technical_MW_Before Competition Groups_24 | LED or Equivalent Sign Lighting | 0.6514% | 0 | 16.0306 | Commercial_2023_Technical_MW_Before Competition Groups_LED or Equivalent Sign Lighting
Commercial | Com ¦ LED Replacement Lamp (Tube) | 2023 | Economic | MW | Before Competition Groups | 8.5565 | 0 | 0 | 1429.9336 | 0.0059839 | 23 | Commercial_2023_Economic_MW_Before Competition Groups_23 | LED Replacement Lamp (Tube) | 0.5984% | 0 | 8.5565 | Commercial_2023_Economic_MW_Before Competition Groups_LED Replacement Lamp (Tube)
Commercial | Com ¦ Evaporator Fan Controls | 2023 | Achievable | MW | Before Competition Groups | 0.57519 | 0 | 0 | 96.1909 | 0.0059797 | 25 | Commercial_2023_Achievable_MW_Before Competition Groups_25 | Evaporator Fan Controls | 0.598% | 0 | 0.57519 | Commercial_2023_Achievable_MW_Before Competition Groups_Evaporator Fan Controls
Commercial | Com ¦ Centrally controlled desktop PC/NETWORK PC POWER MANAGEMENT SOFTWARE | 2023 | Technical | MW | Before Competition Groups | 14.6339 | 0 | 0 | 2460.9127 | 0.0059465 | 25 | Commercial_2023_Technical_MW_Before Competition Groups_25 | Centrally controlled desktop PC/NETWORK PC POWER MANAGEMENT SOFTWARE | 0.5947% | 0 | 14.6339 | Commercial_2023_Technical_MW_Before Competition Groups_Centrally controlled desktop PC/NETWORK PC POWER MANAGEMENT SOFTWARE
Commercial | Com ¦ ECM MOTORS FOR EVAPORATOR FANS for refrigeration (WALK-IN) | 2023 | Technical | MW | Before Competition Groups | 13.7286 | 0 | 0 | 2460.9127 | 0.0055787 | 26 | Commercial_2023_Technical_MW_Before Competition Groups_26 | ECM MOTORS FOR EVAPORATOR FANS for refrigeration (WALK-IN) | 0.5579% | 0 | 13.7286 | Commercial_2023_Technical_MW_Before Competition Groups_ECM MOTORS FOR EVAPORATOR FANS for refrigeration (WALK-IN)
Commercial | Com ¦ Indoor Daylight Sensors/Photocell Dimming Control | 2023 | Technical | MW | Before Competition Groups | 13.3428 | 0 | 0 | 2460.9127 | 0.0054219 | 27 | Commercial_2023_Technical_MW_Before Competition Groups_27 | Indoor Daylight Sensors/Photocell Dimming Control | 0.5422% | 0 | 13.3428 | Commercial_2023_Technical_MW_Before Competition Groups_Indoor Daylight Sensors/Photocell Dimming Control
Commercial | Com ¦ High R-Value Glass Doors/no-heat glass door | 2023 | Technical | MW | Before Competition Groups | 13.0599 | 0 | 0 | 2460.9127 | 0.0053069 | 28 | Commercial_2023_Technical_MW_Before Competition Groups_28 | High R-Value Glass Doors/no-heat glass door | 0.5307% | 0 | 13.0599 | Commercial_2023_Technical_MW_Before Competition Groups_High R-Value Glass Doors/no-heat glass door
Commercial | Com ¦ Duct Insulation, R8 | 2023 | Economic | MW | Before Competition Groups | 6.9232 | 0 | 0 | 1429.9336 | 0.0048416 | 24 | Commercial_2023_Economic_MW_Before Competition Groups_24 | Duct Insulation, R8 | 0.4842% | 0 | 6.9232 | Commercial_2023_Economic_MW_Before Competition Groups_Duct Insulation, R8
Commercial | Com ¦ Freezer Case Light Sensor | 2023 | Technical | MW | Before Competition Groups | 11.9094 | 0 | 0 | 2460.9127 | 0.0048394 | 29 | Commercial_2023_Technical_MW_Before Competition Groups_29 | Freezer Case Light Sensor | 0.4839% | 0 | 11.9094 | Commercial_2023_Technical_MW_Before Competition Groups_Freezer Case Light Sensor
Commercial | Com ¦ Unitary Air-Conditioning Unit | 2023 | Technical | MW | Before Competition Groups | 11.7755 | 0 | 0 | 2460.9127 | 0.004785 | 30 | Commercial_2023_Technical_MW_Before Competition Groups_30 | Unitary Air-Conditioning Unit | 0.4785% | 0 | 11.7755 | Commercial_2023_Technical_MW_Before Competition Groups_Unitary Air-Conditioning Unit
Commercial | Com ¦ Evaporator Fan Controls | 2023 | Technical | MW | Before Competition Groups | 11.6007 | 0 | 0 | 2460.9127 | 0.004714 | 31 | Commercial_2023_Technical_MW_Before Competition Groups_31 | Evaporator Fan Controls | 0.4714% | 0 | 11.6007 | Commercial_2023_Technical_MW_Before Competition Groups_Evaporator Fan Controls
Commercial | Com ¦ Demand Control Kitchen Ventilation | 2023 | Economic | MW | Before Competition Groups | 6.5557 | 0 | 0 | 1429.9336 | 0.0045846 | 25 | Commercial_2023_Economic_MW_Before Competition Groups_25 | Demand Control Kitchen Ventilation | 0.4585% | 0 | 6.5557 | Commercial_2023_Economic_MW_Before Competition Groups_Demand Control Kitchen Ventilation
Commercial | Com ¦ ENERGY STAR LED LAMPS (General Service Lamps) | 2023 | Economic | MW | Before Competition Groups | 6.4389 | 0 | 0 | 1429.9336 | 0.004503 | 26 | Commercial_2023_Economic_MW_Before Competition Groups_26 | ENERGY STAR LED LAMPS (General Service Lamps) | 0.4503% | 0 | 6.4389 | Commercial_2023_Economic_MW_Before Competition Groups_ENERGY STAR LED LAMPS (General Service Lamps)
Commercial | Com ¦ LED street light fixture | 2023 | Achievable | MW | Before Competition Groups | 0.40875 | 0 | 0 | 96.1909 | 0.0042494 | 26 | Commercial_2023_Achievable_MW_Before Competition Groups_26 | LED street light fixture | 0.4249% | 0 | 0.40875 | Commercial_2023_Achievable_MW_Before Competition Groups_LED street light fixture
Commercial | Com ¦ Data Center Storage/Server Virtualization | 2023 | Technical | MW | Before Competition Groups | 9.6666 | 0 | 0 | 2460.9127 | 0.0039281 | 32 | Commercial_2023_Technical_MW_Before Competition Groups_32 | Data Center Storage/Server Virtualization | 0.3928% | 0 | 9.6666 | Commercial_2023_Technical_MW_Before Competition Groups_Data Center Storage/Server Virtualization
Commercial | Com ¦ Smart Strip Plug Outlets | 2023 | Technical | MW | Before Competition Groups | 9.613 | 0 | 0 | 2460.9127 | 0.0039063 | 33 | Commercial_2023_Technical_MW_Before Competition Groups_33 | Smart Strip Plug Outlets | 0.3906% | 0 | 9.613 | Commercial_2023_Technical_MW_Before Competition Groups_Smart Strip Plug Outlets
Commercial | Com ¦ ENERGY STAR FREEZER | 2023 | Technical | MW | Before Competition Groups | 9.4377 | 0 | 0 | 2460.9127 | 0.003835 | 34 | Commercial_2023_Technical_MW_Before Competition Groups_34 | ENERGY STAR FREEZER | 0.3835% | 0 | 9.4377 | Commercial_2023_Technical_MW_Before Competition Groups_ENERGY STAR FREEZER
Commercial | Com ¦ Occupancy Sensors | 2023 | Technical | MW | Before Competition Groups | 9.3264 | 0 | 0 | 2460.9127 | 0.0037898 | 35 | Commercial_2023_Technical_MW_Before Competition Groups_35 | Occupancy Sensors | 0.379% | 0 | 9.3264 | Commercial_2023_Technical_MW_Before Competition Groups_Occupancy Sensors
Commercial | Com ¦ Duct Insulation, R8 | 2023 | Achievable | MW | Before Competition Groups | 0.34818 | 0 | 0 | 96.1909 | 0.0036197 | 27 | Commercial_2023_Achievable_MW_Before Competition Groups_27 | Duct Insulation, R8 | 0.362% | 0 | 0.34818 | Commercial_2023_Achievable_MW_Before Competition Groups_Duct Insulation, R8
Commercial | Com ¦ ENERGY STAR Griddle (74% eff) | 2023 | Achievable | MW | Before Competition Groups | 0.34423 | 0 | 0 | 96.1909 | 0.0035786 | 28 | Commercial_2023_Achievable_MW_Before Competition Groups_28 | ENERGY STAR Griddle (74% eff) | 0.3579% | 0 | 0.34423 | Commercial_2023_Achievable_MW_Before Competition Groups_ENERGY STAR Griddle (74% eff)
Commercial | Com ¦ Demand Control Kitchen Ventilation | 2023 | Achievable | MW | Before Competition Groups | 0.33674 | 0 | 0 | 96.1909 | 0.0035007 | 29 | Commercial_2023_Achievable_MW_Before Competition Groups_29 | Demand Control Kitchen Ventilation | 0.3501% | 0 | 0.33674 | Commercial_2023_Achievable_MW_Before Competition Groups_Demand Control Kitchen Ventilation
Commercial | Com ¦ LED Replacement Lamp (Tube) | 2023 | Technical | MW | Before Competition Groups | 8.5565 | 0 | 0 | 2460.9127 | 0.003477 | 36 | Commercial_2023_Technical_MW_Before Competition Groups_36 | LED Replacement Lamp (Tube) | 0.3477% | 0 | 8.5565 | Commercial_2023_Technical_MW_Before Competition Groups_LED Replacement Lamp (Tube)
Commercial | Com ¦ ENERGY STAR LED LAMPS (General Service Lamps) | 2023 | Technical | MW | Before Competition Groups | 8.5258 | 0 | 0 | 2460.9127 | 0.0034645 | 37 | Commercial_2023_Technical_MW_Before Competition Groups_37 | ENERGY STAR LED LAMPS (General Service Lamps) | 0.3464% | 0 | 8.5258 | Commercial_2023_Technical_MW_Before Competition Groups_ENERGY STAR LED LAMPS (General Service Lamps)
Commercial | Com ¦ Refrigeration Commissioning | 2023 | Technical | MW | Before Competition Groups | 8.0971 | 0 | 0 | 2460.9127 | 0.0032903 | 38 | Commercial_2023_Technical_MW_Before Competition Groups_38 | Refrigeration Commissioning | 0.329% | 0 | 8.0971 | Commercial_2023_Technical_MW_Before Competition Groups_Refrigeration Commissioning
Commercial | Com ¦ Demand Control Kitchen Ventilation | 2023 | Technical | MW | Before Competition Groups | 7.7533 | 0 | 0 | 2460.9127 | 0.0031506 | 39 | Commercial_2023_Technical_MW_Before Competition Groups_39 | Demand Control Kitchen Ventilation | 0.3151% | 0 | 7.7533 | Commercial_2023_Technical_MW_Before Competition Groups_Demand Control Kitchen Ventilation
Commercial | Com ¦ Temperature Adjustment in Commercial Freezers | 2023 | Economic | MW | Before Competition Groups | 4.2334 | 0 | 0 | 1429.9336 | 0.0029605 | 27 | Commercial_2023_Economic_MW_Before Competition Groups_27 | Temperature Adjustment in Commercial Freezers | 0.2961% | 0 | 4.2334 | Commercial_2023_Economic_MW_Before Competition Groups_Temperature Adjustment in Commercial Freezers
Commercial | Com ¦ LED EXTERIOR AREA LIGHTS - LED fixture (200W) | 2023 | Economic | MW | Before Competition Groups | 4.137 | 0 | 0 | 1429.9336 | 0.0028931 | 28 | Commercial_2023_Economic_MW_Before Competition Groups_28 | LED EXTERIOR AREA LIGHTS - LED fixture (200W) | 0.2893% | 0 | 4.137 | Commercial_2023_Economic_MW_Before Competition Groups_LED EXTERIOR AREA LIGHTS - LED fixture (200W)
Commercial | Com ¦ Duct Insulation, R8 | 2023 | Technical | MW | Before Competition Groups | 6.9232 | 0 | 0 | 2460.9127 | 0.0028133 | 40 | Commercial_2023_Technical_MW_Before Competition Groups_40 | Duct Insulation, R8 | 0.2813% | 0 | 6.9232 | Commercial_2023_Technical_MW_Before Competition Groups_Duct Insulation, R8
Commercial | Com ¦ LED parking lot fixture | 2023 | Economic | MW | Before Competition Groups | 4.0023 | 0 | 0 | 1429.9336 | 0.0027989 | 29 | Commercial_2023_Economic_MW_Before Competition Groups_29 | LED parking lot fixture | 0.2799% | 0 | 4.0023 | Commercial_2023_Economic_MW_Before Competition Groups_LED parking lot fixture
Commercial | Com ¦ Door Gasket Freezer/Refrigerator | 2023 | Technical | MW | Before Competition Groups | 6.2203 | 0 | 0 | 2460.9127 | 0.0025277 | 41 | Commercial_2023_Technical_MW_Before Competition Groups_41 | Door Gasket Freezer/Refrigerator | 0.2528% | 0 | 6.2203 | Commercial_2023_Technical_MW_Before Competition Groups_Door Gasket Freezer/Refrigerator
Commercial | Com ¦ Refrigerated Display Case LED | 2023 | Achievable | MW | Before Competition Groups | 0.24295 | 0 | 0 | 96.1909 | 0.0025257 | 30 | Commercial_2023_Achievable_MW_Before Competition Groups_30 | Refrigerated Display Case LED | 0.2526% | 0 | 0.24295 | Commercial_2023_Achievable_MW_Before Competition Groups_Refrigerated Display Case LED
Commercial | Com ¦ Vertical Night Covers | 2023 | Economic | MW | Before Competition Groups | 3.5165 | 0 | 0 | 1429.9336 | 0.0024592 | 30 | Commercial_2023_Economic_MW_Before Competition Groups_30 | Vertical Night Covers | 0.2459% | 0 | 3.5165 | Commercial_2023_Economic_MW_Before Competition Groups_Vertical Night Covers
Commercial | Com ¦ Energy Efficient Laboratory Fume Hood | 2023 | Economic | MW | Before Competition Groups | 3.4046 | 0 | 0 | 1429.9336 | 0.002381 | 31 | Commercial_2023_Economic_MW_Before Competition Groups_31 | Energy Efficient Laboratory Fume Hood | 0.2381% | 0 | 3.4046 | Commercial_2023_Economic_MW_Before Competition Groups_Energy Efficient Laboratory Fume Hood
Commercial | Com ¦ Reach-in Shaded Pole to ECM/PSC Evaporator Fan Motor | 2023 | Economic | MW | Before Competition Groups | 3.3655 | 0 | 0 | 1429.9336 | 0.0023536 | 32 | Commercial_2023_Economic_MW_Before Competition Groups_32 | Reach-in Shaded Pole to ECM/PSC Evaporator Fan Motor | 0.2354% | 0 | 3.3655 | Commercial_2023_Economic_MW_Before Competition Groups_Reach-in Shaded Pole to ECM/PSC Evaporator Fan Motor
Commercial | Com ¦ Elec Storage WH 2.30 Et | 2023 | Economic | MW | Before Competition Groups | 3.2428 | 0 | 0 | 1429.9336 | 0.0022678 | 33 | Commercial_2023_Economic_MW_Before Competition Groups_33 | Elec Storage WH 2.30 Et | 0.2268% | 0 | 3.2428 | Commercial_2023_Economic_MW_Before Competition Groups_Elec Storage WH 2.30 Et
Commercial | Com ¦ Refrigerated Display Case Doors | 2023 | Technical | MW | Before Competition Groups | 5.5242 | 0 | 0 | 2460.9127 | 0.0022448 | 42 | Commercial_2023_Technical_MW_Before Competition Groups_42 | Refrigerated Display Case Doors | 0.2245% | 0 | 5.5242 | Commercial_2023_Technical_MW_Before Competition Groups_Refrigerated Display Case Doors
Commercial | Com ¦ Refrigeration Optimization | 2023 | Technical | MW | Before Competition Groups | 5.4749 | 0 | 0 | 2460.9127 | 0.0022248 | 43 | Commercial_2023_Technical_MW_Before Competition Groups_43 | Refrigeration Optimization | 0.2225% | 0 | 5.4749 | Commercial_2023_Technical_MW_Before Competition Groups_Refrigeration Optimization
Commercial | Com ¦ Temperature Adjustment in Commercial Freezers | 2023 | Achievable | MW | Before Competition Groups | 0.21007 | 0 | 0 | 96.1909 | 0.0021839 | 31 | Commercial_2023_Achievable_MW_Before Competition Groups_31 | Temperature Adjustment in Commercial Freezers | 0.2184% | 0 | 0.21007 | Commercial_2023_Achievable_MW_Before Competition Groups_Temperature Adjustment in Commercial Freezers
Commercial | Com ¦ CO Sensors for parking garage exhaust fans | 2023 | Economic | MW | Before Competition Groups | 2.9882 | 0 | 0 | 1429.9336 | 0.0020897 | 34 | Commercial_2023_Economic_MW_Before Competition Groups_34 | CO Sensors for parking garage exhaust fans | 0.209% | 0 | 2.9882 | Commercial_2023_Economic_MW_Before Competition Groups_CO Sensors for parking garage exhaust fans
Commercial | Com ¦ BEVERAGE VENDING MACHINE CONTROLS | 2023 | Economic | MW | Before Competition Groups | 2.9367 | 0 | 0 | 1429.9336 | 0.0020537 | 35 | Commercial_2023_Economic_MW_Before Competition Groups_35 | BEVERAGE VENDING MACHINE CONTROLS | 0.2054% | 0 | 2.9367 | Commercial_2023_Economic_MW_Before Competition Groups_BEVERAGE VENDING MACHINE CONTROLS
Commercial | Com ¦ Occupancy Sensors | 2023 | Achievable | MW | Before Competition Groups | 0.18658 | 0 | 0 | 96.1909 | 0.0019396 | 32 | Commercial_2023_Achievable_MW_Before Competition Groups_32 | Occupancy Sensors | 0.194% | 0 | 0.18658 | Commercial_2023_Achievable_MW_Before Competition Groups_Occupancy Sensors
Commercial | Com ¦ Chilled Water Optimization | 2023 | Economic | MW | Before Competition Groups | 2.7023 | 0 | 0 | 1429.9336 | 0.0018898 | 36 | Commercial_2023_Economic_MW_Before Competition Groups_36 | Chilled Water Optimization | 0.189% | 0 | 2.7023 | Commercial_2023_Economic_MW_Before Competition Groups_Chilled Water Optimization
Commercial | Com ¦ Water Heating (DHW) Pipe Insulation (Add 3/4\ Foam)" | 2023 | Economic | MW | Before Competition Groups | 2.6538 | 0 | 0 | 1429.9336 | 0.0018559 | 37 | Commercial_2023_Economic_MW_Before Competition Groups_37 | Water Heating (DHW) Pipe Insulation (Add 3/4\ Foam)" | 0.1856% | 0 | 2.6538 | Commercial_2023_Economic_MW_Before Competition Groups_Water Heating (DHW) Pipe Insulation (Add 3/4\ Foam)"
Commercial | Com ¦ ENERGY STAR Refrigerator | 2023 | Technical | MW | Before Competition Groups | 4.513 | 0 | 0 | 2460.9127 | 0.0018339 | 44 | Commercial_2023_Technical_MW_Before Competition Groups_44 | ENERGY STAR Refrigerator | 0.1834% | 0 | 4.513 | Commercial_2023_Technical_MW_Before Competition Groups_ENERGY STAR Refrigerator
Commercial | Com ¦ Vertical Night Covers | 2023 | Achievable | MW | Before Competition Groups | 0.17436 | 0 | 0 | 96.1909 | 0.0018126 | 33 | Commercial_2023_Achievable_MW_Before Competition Groups_33 | Vertical Night Covers | 0.1813% | 0 | 0.17436 | Commercial_2023_Achievable_MW_Before Competition Groups_Vertical Night Covers
Commercial | Com ¦ Energy Efficient Laboratory Fume Hood | 2023 | Achievable | MW | Before Competition Groups | 0.17116 | 0 | 0 | 96.1909 | 0.0017794 | 34 | Commercial_2023_Achievable_MW_Before Competition Groups_34 | Energy Efficient Laboratory Fume Hood | 0.1779% | 0 | 0.17116 | Commercial_2023_Achievable_MW_Before Competition Groups_Energy Efficient Laboratory Fume Hood
Commercial | Com ¦ LED street light fixture | 2023 | Economic | MW | Before Competition Groups | 2.4972 | 0 | 0 | 1429.9336 | 0.0017464 | 38 | Commercial_2023_Economic_MW_Before Competition Groups_38 | LED street light fixture | 0.1746% | 0 | 2.4972 | Commercial_2023_Economic_MW_Before Competition Groups_LED street light fixture
Commercial | Com ¦ Temperature Adjustment in Commercial Freezers | 2023 | Technical | MW | Before Competition Groups | 4.2334 | 0 | 0 | 2460.9127 | 0.0017203 | 45 | Commercial_2023_Technical_MW_Before Competition Groups_45 | Temperature Adjustment in Commercial Freezers | 0.172% | 0 | 4.2334 | Commercial_2023_Technical_MW_Before Competition Groups_Temperature Adjustment in Commercial Freezers
Commercial | Com ¦ LED EXTERIOR AREA LIGHTS - LED fixture (200W) | 2023 | Technical | MW | Before Competition Groups | 4.137 | 0 | 0 | 2460.9127 | 0.0016811 | 46 | Commercial_2023_Technical_MW_Before Competition Groups_46 | LED EXTERIOR AREA LIGHTS - LED fixture (200W) | 0.1681% | 0 | 4.137 | Commercial_2023_Technical_MW_Before Competition Groups_LED EXTERIOR AREA LIGHTS - LED fixture (200W)
Commercial | Com ¦ Elec Storage WH 2.30 Et | 2023 | Achievable | MW | Before Competition Groups | 0.15915 | 0 | 0 | 96.1909 | 0.0016545 | 35 | Commercial_2023_Achievable_MW_Before Competition Groups_35 | Elec Storage WH 2.30 Et | 0.1654% | 0 | 0.15915 | Commercial_2023_Achievable_MW_Before Competition Groups_Elec Storage WH 2.30 Et
Commercial | Com ¦ LED parking lot fixture | 2023 | Technical | MW | Before Competition Groups | 4.0023 | 0 | 0 | 2460.9127 | 0.0016263 | 47 | Commercial_2023_Technical_MW_Before Competition Groups_47 | LED parking lot fixture | 0.1626% | 0 | 4.0023 | Commercial_2023_Technical_MW_Before Competition Groups_LED parking lot fixture
Commercial | Com ¦ CO Sensors for parking garage exhaust fans | 2023 | Achievable | MW | Before Competition Groups | 0.15468 | 0 | 0 | 96.1909 | 0.0016081 | 36 | Commercial_2023_Achievable_MW_Before Competition Groups_36 | CO Sensors for parking garage exhaust fans | 0.1608% | 0 | 0.15468 | Commercial_2023_Achievable_MW_Before Competition Groups_CO Sensors for parking garage exhaust fans
Commercial | Com ¦ Roof Insulation/Ceiling Insulation (R25 Code to R35) | 2023 | Technical | MW | Before Competition Groups | 3.6416 | 0 | 0 | 2460.9127 | 0.0014798 | 48 | Commercial_2023_Technical_MW_Before Competition Groups_48 | Roof Insulation/Ceiling Insulation (R25 Code to R35) | 0.148% | 0 | 3.6416 | Commercial_2023_Technical_MW_Before Competition Groups_Roof Insulation/Ceiling Insulation (R25 Code to R35)
Commercial | Com ¦ Vertical Night Covers | 2023 | Technical | MW | Before Competition Groups | 3.5165 | 0 | 0 | 2460.9127 | 0.0014289 | 49 | Commercial_2023_Technical_MW_Before Competition Groups_49 | Vertical Night Covers | 0.1429% | 0 | 3.5165 | Commercial_2023_Technical_MW_Before Competition Groups_Vertical Night Covers
Commercial | Com ¦ Energy Efficient Laboratory Fume Hood | 2023 | Technical | MW | Before Competition Groups | 3.4046 | 0 | 0 | 2460.9127 | 0.0013835 | 50 | Commercial_2023_Technical_MW_Before Competition Groups_50 | Energy Efficient Laboratory Fume Hood | 0.1383% | 0 | 3.4046 | Commercial_2023_Technical_MW_Before Competition Groups_Energy Efficient Laboratory Fume Hood
Commercial | Com ¦ Water Heating (DHW) Pipe Insulation (Add 3/4\ Foam)" | 2023 | Achievable | MW | Before Competition Groups | 0.13221 | 0 | 0 | 96.1909 | 0.0013745 | 37 | Commercial_2023_Achievable_MW_Before Competition Groups_37 | Water Heating (DHW) Pipe Insulation (Add 3/4\ Foam)" | 0.1374% | 0 | 0.13221 | Commercial_2023_Achievable_MW_Before Competition Groups_Water Heating (DHW) Pipe Insulation (Add 3/4\ Foam)"
Commercial | Com ¦ Reach-in Shaded Pole to ECM/PSC Evaporator Fan Motor | 2023 | Technical | MW | Before Competition Groups | 3.3655 | 0 | 0 | 2460.9127 | 0.0013676 | 51 | Commercial_2023_Technical_MW_Before Competition Groups_51 | Reach-in Shaded Pole to ECM/PSC Evaporator Fan Motor | 0.1368% | 0 | 3.3655 | Commercial_2023_Technical_MW_Before Competition Groups_Reach-in Shaded Pole to ECM/PSC Evaporator Fan Motor
Commercial | Com ¦ Thermostat Setback | 2023 | Achievable | MW | Before Competition Groups | 0.12944 | 0 | 0 | 96.1909 | 0.0013457 | 38 | Commercial_2023_Achievable_MW_Before Competition Groups_38 | Thermostat Setback | 0.1346% | 0 | 0.12944 | Commercial_2023_Achievable_MW_Before Competition Groups_Thermostat Setback
Commercial | Com ¦ Elec Storage WH 2.30 Et | 2023 | Technical | MW | Before Competition Groups | 3.2428 | 0 | 0 | 2460.9127 | 0.0013177 | 52 | Commercial_2023_Technical_MW_Before Competition Groups_52 | Elec Storage WH 2.30 Et | 0.1318% | 0 | 3.2428 | Commercial_2023_Technical_MW_Before Competition Groups_Elec Storage WH 2.30 Et
Commercial | Com ¦ BEVERAGE VENDING MACHINE CONTROLS | 2023 | Achievable | MW | Before Competition Groups | 0.1251 | 0 | 0 | 96.1909 | 0.0013006 | 39 | Commercial_2023_Achievable_MW_Before Competition Groups_39 | BEVERAGE VENDING MACHINE CONTROLS | 0.1301% | 0 | 0.1251 | Commercial_2023_Achievable_MW_Before Competition Groups_BEVERAGE VENDING MACHINE CONTROLS
Commercial | Com ¦ Suction Pipe Insulation Freezer/Refrigerator | 2023 | Economic | MW | Before Competition Groups | 1.8216 | 0 | 0 | 1429.9336 | 0.0012739 | 39 | Commercial_2023_Economic_MW_Before Competition Groups_39 | Suction Pipe Insulation Freezer/Refrigerator | 0.1274% | 0 | 1.8216 | Commercial_2023_Economic_MW_Before Competition Groups_Suction Pipe Insulation Freezer/Refrigerator
Commercial | Com ¦ Anti-sweat heat (ASH) controls - Cooler/Freezer | 2023 | Technical | MW | Before Competition Groups | 3.1097 | 0 | 0 | 2460.9127 | 0.0012636 | 53 | Commercial_2023_Technical_MW_Before Competition Groups_53 | Anti-sweat heat (ASH) controls - Cooler/Freezer | 0.1264% | 0 | 3.1097 | Commercial_2023_Technical_MW_Before Competition Groups_Anti-sweat heat (ASH) controls - Cooler/Freezer
Commercial | Com ¦ CO Sensors for parking garage exhaust fans | 2023 | Technical | MW | Before Competition Groups | 2.9882 | 0 | 0 | 2460.9127 | 0.0012142 | 54 | Commercial_2023_Technical_MW_Before Competition Groups_54 | CO Sensors for parking garage exhaust fans | 0.1214% | 0 | 2.9882 | Commercial_2023_Technical_MW_Before Competition Groups_CO Sensors for parking garage exhaust fans
Commercial | Com ¦ Outside Air Economizer | 2023 | Economic | MW | Before Competition Groups | 1.7346 | 0 | 0 | 1429.9336 | 0.0012131 | 40 | Commercial_2023_Economic_MW_Before Competition Groups_40 | Outside Air Economizer | 0.1213% | 0 | 1.7346 | Commercial_2023_Economic_MW_Before Competition Groups_Outside Air Economizer
Commercial | Com ¦ BEVERAGE VENDING MACHINE CONTROLS | 2023 | Technical | MW | Before Competition Groups | 2.9367 | 0 | 0 | 2460.9127 | 0.0011933 | 55 | Commercial_2023_Technical_MW_Before Competition Groups_55 | BEVERAGE VENDING MACHINE CONTROLS | 0.1193% | 0 | 2.9367 | Commercial_2023_Technical_MW_Before Competition Groups_BEVERAGE VENDING MACHINE CONTROLS
Commercial | Com ¦ Outside Air Economizer | 2023 | Achievable | MW | Before Competition Groups | 0.11425 | 0 | 0 | 96.1909 | 0.0011878 | 40 | Commercial_2023_Achievable_MW_Before Competition Groups_40 | Outside Air Economizer | 0.1188% | 0 | 0.11425 | Commercial_2023_Achievable_MW_Before Competition Groups_Outside Air Economizer
Commercial | Com ¦ Chilled Water Optimization | 2023 | Technical | MW | Before Competition Groups | 2.7023 | 0 | 0 | 2460.9127 | 0.0010981 | 56 | Commercial_2023_Technical_MW_Before Competition Groups_56 | Chilled Water Optimization | 0.1098% | 0 | 2.7023 | Commercial_2023_Technical_MW_Before Competition Groups_Chilled Water Optimization
Commercial | Com ¦ Unitary Air-Conditioning Unit | 2023 | Achievable | MW | Before Competition Groups | 0.10437 | 0 | 0 | 96.1909 | 0.0010851 | 41 | Commercial_2023_Achievable_MW_Before Competition Groups_41 | Unitary Air-Conditioning Unit | 0.1085% | 0 | 0.10437 | Commercial_2023_Achievable_MW_Before Competition Groups_Unitary Air-Conditioning Unit
Commercial | Com ¦ Water Heating (DHW) Pipe Insulation (Add 3/4\ Foam)" | 2023 | Technical | MW | Before Competition Groups | 2.6538 | 0 | 0 | 2460.9127 | 0.0010784 | 57 | Commercial_2023_Technical_MW_Before Competition Groups_57 | Water Heating (DHW) Pipe Insulation (Add 3/4\ Foam)" | 0.1078% | 0 | 2.6538 | Commercial_2023_Technical_MW_Before Competition Groups_Water Heating (DHW) Pipe Insulation (Add 3/4\ Foam)"
Commercial | Com ¦ ENERGY STAR Fryer (84% eff) | 2023 | Achievable | MW | Before Competition Groups | 0.10094 | 0 | 0 | 96.1909 | 0.0010494 | 42 | Commercial_2023_Achievable_MW_Before Competition Groups_42 | ENERGY STAR Fryer (84% eff) | 0.1049% | 0 | 0.10094 | Commercial_2023_Achievable_MW_Before Competition Groups_ENERGY STAR Fryer (84% eff)
Commercial | Com ¦ LED street light fixture | 2023 | Technical | MW | Before Competition Groups | 2.4972 | 0 | 0 | 2460.9127 | 0.0010148 | 58 | Commercial_2023_Technical_MW_Before Competition Groups_58 | LED street light fixture | 0.1015% | 0 | 2.4972 | Commercial_2023_Technical_MW_Before Competition Groups_LED street light fixture
Commercial | Com ¦ Suction Pipe Insulation Freezer/Refrigerator | 2023 | Achievable | MW | Before Competition Groups | 0.090432 | 0 | 0 | 96.1909 | 0.00094013 | 43 | Commercial_2023_Achievable_MW_Before Competition Groups_43 | Suction Pipe Insulation Freezer/Refrigerator | 0.09401% | 0 | 0.090432 | Commercial_2023_Achievable_MW_Before Competition Groups_Suction Pipe Insulation Freezer/Refrigerator
Commercial | Com ¦ Unitary Air-Conditioning Unit | 2023 | Economic | MW | Before Competition Groups | 1.0875 | 0 | 0 | 1429.9336 | 0.00076051 | 41 | Commercial_2023_Economic_MW_Before Competition Groups_41 | Unitary Air-Conditioning Unit | 0.07605% | 0 | 1.0875 | Commercial_2023_Economic_MW_Before Competition Groups_Unitary Air-Conditioning Unit
Commercial | Com ¦ ENERGY STAR ICE MACHINES - Ice Making Head | 2023 | Technical | MW | Before Competition Groups | 1.824 | 0 | 0 | 2460.9127 | 0.0007412 | 59 | Commercial_2023_Technical_MW_Before Competition Groups_59 | ENERGY STAR ICE MACHINES - Ice Making Head | 0.07412% | 0 | 1.824 | Commercial_2023_Technical_MW_Before Competition Groups_ENERGY STAR ICE MACHINES - Ice Making Head
Commercial | Com ¦ Suction Pipe Insulation Freezer/Refrigerator | 2023 | Technical | MW | Before Competition Groups | 1.8216 | 0 | 0 | 2460.9127 | 0.00074021 | 60 | Commercial_2023_Technical_MW_Before Competition Groups_60 | Suction Pipe Insulation Freezer/Refrigerator | 0.07402% | 0 | 1.8216 | Commercial_2023_Technical_MW_Before Competition Groups_Suction Pipe Insulation Freezer/Refrigerator
Commercial | Com ¦ Ground Source Heat Pump | 2023 | Technical | MW | Before Competition Groups | 1.7456 | 0 | 0 | 2460.9127 | 0.00070934 | 61 | Commercial_2023_Technical_MW_Before Competition Groups_61 | Ground Source Heat Pump | 0.07093% | 0 | 1.7456 | Commercial_2023_Technical_MW_Before Competition Groups_Ground Source Heat Pump
Commercial | Com ¦ Outside Air Economizer | 2023 | Technical | MW | Before Competition Groups | 1.7346 | 0 | 0 | 2460.9127 | 0.00070488 | 62 | Commercial_2023_Technical_MW_Before Competition Groups_62 | Outside Air Economizer | 0.07049% | 0 | 1.7346 | Commercial_2023_Technical_MW_Before Competition Groups_Outside Air Economizer
Commercial | Com ¦ ENERGY STAR Steam Cookers | 2023 | Achievable | MW | Before Competition Groups | 0.064011 | 0 | 0 | 96.1909 | 0.00066546 | 44 | Commercial_2023_Achievable_MW_Before Competition Groups_44 | ENERGY STAR Steam Cookers | 0.06655% | 0 | 0.064011 | Commercial_2023_Achievable_MW_Before Competition Groups_ENERGY STAR Steam Cookers
Commercial | Com ¦ ENERGY STAR Dishwasher | 2023 | Economic | MW | Before Competition Groups | 0.94206 | 0 | 0 | 1429.9336 | 0.00065881 | 42 | Commercial_2023_Economic_MW_Before Competition Groups_42 | ENERGY STAR Dishwasher | 0.06588% | 0 | 0.94206 | Commercial_2023_Economic_MW_Before Competition Groups_ENERGY STAR Dishwasher
Commercial | Com ¦ Evaporator Coil Defrost (Cooler) | 2023 | Technical | MW | Before Competition Groups | 1.551 | 0 | 0 | 2460.9127 | 0.00063024 | 63 | Commercial_2023_Technical_MW_Before Competition Groups_63 | Evaporator Coil Defrost (Cooler) | 0.06302% | 0 | 1.551 | Commercial_2023_Technical_MW_Before Competition Groups_Evaporator Coil Defrost (Cooler)
Commercial | Com ¦ ENERGY STAR Griddle (74% eff) | 2023 | Economic | MW | Before Competition Groups | 0.74267 | 0 | 0 | 1429.9336 | 0.00051937 | 43 | Commercial_2023_Economic_MW_Before Competition Groups_43 | ENERGY STAR Griddle (74% eff) | 0.05194% | 0 | 0.74267 | Commercial_2023_Economic_MW_Before Competition Groups_ENERGY STAR Griddle (74% eff)
Commercial | Com ¦ Ozone Laundry Treatment | 2023 | Economic | MW | Before Competition Groups | 0.73316 | 0 | 0 | 1429.9336 | 0.00051272 | 44 | Commercial_2023_Economic_MW_Before Competition Groups_44 | Ozone Laundry Treatment | 0.05127% | 0 | 0.73316 | Commercial_2023_Economic_MW_Before Competition Groups_Ozone Laundry Treatment
Commercial | Com ¦ ENERGY STAR Dishwasher | 2023 | Achievable | MW | Before Competition Groups | 0.044941 | 0 | 0 | 96.1909 | 0.0004672 | 45 | Commercial_2023_Achievable_MW_Before Competition Groups_45 | ENERGY STAR Dishwasher | 0.04672% | 0 | 0.044941 | Commercial_2023_Achievable_MW_Before Competition Groups_ENERGY STAR Dishwasher
Commercial | Com ¦ Ozone Laundry Treatment | 2023 | Achievable | MW | Before Competition Groups | 0.038306 | 0 | 0 | 96.1909 | 0.00039822 | 46 | Commercial_2023_Achievable_MW_Before Competition Groups_46 | Ozone Laundry Treatment | 0.03982% | 0 | 0.038306 | Commercial_2023_Achievable_MW_Before Competition Groups_Ozone Laundry Treatment
Commercial | Com ¦ Water Source Heat Pump (4 ton) | 2023 | Technical | MW | Before Competition Groups | 0.94384 | 0 | 0 | 2460.9127 | 0.00038353 | 64 | Commercial_2023_Technical_MW_Before Competition Groups_64 | Water Source Heat Pump (4 ton) | 0.03835% | 0 | 0.94384 | Commercial_2023_Technical_MW_Before Competition Groups_Water Source Heat Pump (4 ton)
Commercial | Com ¦ ENERGY STAR Dishwasher | 2023 | Technical | MW | Before Competition Groups | 0.94206 | 0 | 0 | 2460.9127 | 0.00038281 | 65 | Commercial_2023_Technical_MW_Before Competition Groups_65 | ENERGY STAR Dishwasher | 0.03828% | 0 | 0.94206 | Commercial_2023_Technical_MW_Before Competition Groups_ENERGY STAR Dishwasher
Commercial | Com ¦ High Efficiency Small Instantaneous Water Heater | 2023 | Technical | MW | Before Competition Groups | 0.92301 | 0 | 0 | 2460.9127 | 0.00037507 | 66 | Commercial_2023_Technical_MW_Before Competition Groups_66 | High Efficiency Small Instantaneous Water Heater | 0.03751% | 0 | 0.92301 | Commercial_2023_Technical_MW_Before Competition Groups_High Efficiency Small Instantaneous Water Heater
Commercial | Com ¦ Wall Insulation | 2023 | Technical | MW | Before Competition Groups | 0.83047 | 0 | 0 | 2460.9127 | 0.00033747 | 67 | Commercial_2023_Technical_MW_Before Competition Groups_67 | Wall Insulation | 0.03375% | 0 | 0.83047 | Commercial_2023_Technical_MW_Before Competition Groups_Wall Insulation
Commercial | Com ¦ LED RECESSED DOWNLIGHTS | 2023 | Technical | MW | Before Competition Groups | 0.82767 | 0 | 0 | 2460.9127 | 0.00033633 | 68 | Commercial_2023_Technical_MW_Before Competition Groups_68 | LED RECESSED DOWNLIGHTS | 0.03363% | 0 | 0.82767 | Commercial_2023_Technical_MW_Before Competition Groups_LED RECESSED DOWNLIGHTS
Commercial | Com ¦ Solar Preheat Make up Air | 2023 | Technical | MW | Before Competition Groups | 0.82166 | 0 | 0 | 2460.9127 | 0.00033388 | 69 | Commercial_2023_Technical_MW_Before Competition Groups_69 | Solar Preheat Make up Air | 0.03339% | 0 | 0.82166 | Commercial_2023_Technical_MW_Before Competition Groups_Solar Preheat Make up Air
Commercial | Com ¦ Refrigerated Display Case LED | 2023 | Economic | MW | Before Competition Groups | 0.46006 | 0 | 0 | 1429.9336 | 0.00032174 | 45 | Commercial_2023_Economic_MW_Before Competition Groups_45 | Refrigerated Display Case LED | 0.03217% | 0 | 0.46006 | Commercial_2023_Economic_MW_Before Competition Groups_Refrigerated Display Case LED
Commercial | Com ¦ ENERGY STAR Griddle (74% eff) | 2023 | Technical | MW | Before Competition Groups | 0.74267 | 0 | 0 | 2460.9127 | 0.00030179 | 70 | Commercial_2023_Technical_MW_Before Competition Groups_70 | ENERGY STAR Griddle (74% eff) | 0.03018% | 0 | 0.74267 | Commercial_2023_Technical_MW_Before Competition Groups_ENERGY STAR Griddle (74% eff)
Commercial | Com ¦ Ozone Laundry Treatment | 2023 | Technical | MW | Before Competition Groups | 0.73316 | 0 | 0 | 2460.9127 | 0.00029792 | 71 | Commercial_2023_Technical_MW_Before Competition Groups_71 | Ozone Laundry Treatment | 0.02979% | 0 | 0.73316 | Commercial_2023_Technical_MW_Before Competition Groups_Ozone Laundry Treatment
Commercial | Com ¦ Condensing Make Up Air Unit | 2023 | Achievable | MW | Before Competition Groups | 0.028136 | 0 | 0 | 96.1909 | 0.0002925 | 47 | Commercial_2023_Achievable_MW_Before Competition Groups_47 | Condensing Make Up Air Unit | 0.02925% | 0 | 0.028136 | Commercial_2023_Achievable_MW_Before Competition Groups_Condensing Make Up Air Unit
Commercial | Com ¦ Condensing Make Up Air Unit | 2023 | Technical | MW | Before Competition Groups | 0.63471 | 0 | 0 | 2460.9127 | 0.00025792 | 72 | Commercial_2023_Technical_MW_Before Competition Groups_72 | Condensing Make Up Air Unit | 0.02579% | 0 | 0.63471 | Commercial_2023_Technical_MW_Before Competition Groups_Condensing Make Up Air Unit
Commercial | Com ¦ Efficient compressor motor | 2023 | Technical | MW | Before Competition Groups | 0.6268 | 0 | 0 | 2460.9127 | 0.0002547 | 73 | Commercial_2023_Technical_MW_Before Competition Groups_73 | Efficient compressor motor | 0.02547% | 0 | 0.6268 | Commercial_2023_Technical_MW_Before Competition Groups_Efficient compressor motor
Commercial | Com ¦ Super-High Efficiency Furnaces (Emerging Tech) | 2023 | Technical | MW | Before Competition Groups | 0.62082 | 0 | 0 | 2460.9127 | 0.00025227 | 74 | Commercial_2023_Technical_MW_Before Competition Groups_74 | Super-High Efficiency Furnaces (Emerging Tech) | 0.02523% | 0 | 0.62082 | Commercial_2023_Technical_MW_Before Competition Groups_Super-High Efficiency Furnaces (Emerging Tech)
Commercial | Com ¦ Water Source Heat Pump (4 ton) | 2023 | Achievable | MW | Before Competition Groups | 0.020919 | 0 | 0 | 96.1909 | 0.00021748 | 48 | Commercial_2023_Achievable_MW_Before Competition Groups_48 | Water Source Heat Pump (4 ton) | 0.02175% | 0 | 0.020919 | Commercial_2023_Achievable_MW_Before Competition Groups_Water Source Heat Pump (4 ton)
Commercial | Com ¦ ECM MOTORS FOR HVAC APPLICATION (FAN-POWERED VAV BOX) | 2023 | Economic | MW | Before Competition Groups | 0.2781 | 0 | 0 | 1429.9336 | 0.00019448 | 46 | Commercial_2023_Economic_MW_Before Competition Groups_46 | ECM MOTORS FOR HVAC APPLICATION (FAN-POWERED VAV BOX) | 0.01945% | 0 | 0.2781 | Commercial_2023_Economic_MW_Before Competition Groups_ECM MOTORS FOR HVAC APPLICATION (FAN-POWERED VAV BOX)
Commercial | Com ¦ SYNCHRONOUS BELT | 2023 | Technical | MW | Before Competition Groups | 0.4235 | 0 | 0 | 2460.9127 | 0.00017209 | 75 | Commercial_2023_Technical_MW_Before Competition Groups_75 | SYNCHRONOUS BELT | 0.01721% | 0 | 0.4235 | Commercial_2023_Technical_MW_Before Competition Groups_SYNCHRONOUS BELT
Commercial | Com ¦ HVAC Optimization | 2023 | Achievable | MW | Before Competition Groups | 0.016055 | 0 | 0 | 96.1909 | 0.00016691 | 49 | Commercial_2023_Achievable_MW_Before Competition Groups_49 | HVAC Optimization | 0.01669% | 0 | 0.016055 | Commercial_2023_Achievable_MW_Before Competition Groups_HVAC Optimization
Commercial | Com ¦ ECM MOTORS FOR HVAC APPLICATION (FAN-POWERED VAV BOX) | 2023 | Achievable | MW | Before Competition Groups | 0.015894 | 0 | 0 | 96.1909 | 0.00016523 | 50 | Commercial_2023_Achievable_MW_Before Competition Groups_50 | ECM MOTORS FOR HVAC APPLICATION (FAN-POWERED VAV BOX) | 0.01652% | 0 | 0.015894 | Commercial_2023_Achievable_MW_Before Competition Groups_ECM MOTORS FOR HVAC APPLICATION (FAN-POWERED VAV BOX)
Commercial | Com ¦ ENERGY STAR Fryer (84% eff) | 2023 | Economic | MW | Before Competition Groups | 0.21356 | 0 | 0 | 1429.9336 | 0.00014935 | 47 | Commercial_2023_Economic_MW_Before Competition Groups_47 | ENERGY STAR Fryer (84% eff) | 0.01493% | 0 | 0.21356 | Commercial_2023_Economic_MW_Before Competition Groups_ENERGY STAR Fryer (84% eff)
Commercial | Com ¦ Water Source Heat Pump (4 ton) | 2023 | Economic | MW | Before Competition Groups | 0.20768 | 0 | 0 | 1429.9336 | 0.00014523 | 48 | Commercial_2023_Economic_MW_Before Competition Groups_48 | Water Source Heat Pump (4 ton) | 0.01452% | 0 | 0.20768 | Commercial_2023_Economic_MW_Before Competition Groups_Water Source Heat Pump (4 ton)
Commercial | Com ¦ Condensing Make Up Air Unit | 2023 | Economic | MW | Before Competition Groups | 0.19954 | 0 | 0 | 1429.9336 | 0.00013954 | 49 | Commercial_2023_Economic_MW_Before Competition Groups_49 | Condensing Make Up Air Unit | 0.01395% | 0 | 0.19954 | Commercial_2023_Economic_MW_Before Competition Groups_Condensing Make Up Air Unit
Commercial | Com ¦ Demand controlled Circulating Systems | 2023 | Economic | MW | Before Competition Groups | 0.17561 | 0 | 0 | 1429.9336 | 0.00012281 | 50 | Commercial_2023_Economic_MW_Before Competition Groups_50 | Demand controlled Circulating Systems | 0.01228% | 0 | 0.17561 | Commercial_2023_Economic_MW_Before Competition Groups_Demand controlled Circulating Systems
Commercial | Com ¦ Auto Off Time Switch or Time Clock control | 2023 | Economic | MW | Before Competition Groups | 0.17498 | 0 | 0 | 1429.9336 | 0.00012237 | 51 | Commercial_2023_Economic_MW_Before Competition Groups_51 | Auto Off Time Switch or Time Clock control | 0.01224% | 0 | 0.17498 | Commercial_2023_Economic_MW_Before Competition Groups_Auto Off Time Switch or Time Clock control
Commercial | Com ¦ ECM MOTORS FOR HVAC APPLICATION (FAN-POWERED VAV BOX) | 2023 | Technical | MW | Before Competition Groups | 0.28833 | 0 | 0 | 2460.9127 | 0.00011716 | 76 | Commercial_2023_Technical_MW_Before Competition Groups_76 | ECM MOTORS FOR HVAC APPLICATION (FAN-POWERED VAV BOX) | 0.01172% | 0 | 0.28833 | Commercial_2023_Technical_MW_Before Competition Groups_ECM MOTORS FOR HVAC APPLICATION (FAN-POWERED VAV BOX)
Commercial | Com ¦ Thermostat Setback | 2023 | Economic | MW | Before Competition Groups | 0.15718 | 0 | 0 | 1429.9336 | 0.00010992 | 52 | Commercial_2023_Economic_MW_Before Competition Groups_52 | Thermostat Setback | 0.01099% | 0 | 0.15718 | Commercial_2023_Economic_MW_Before Competition Groups_Thermostat Setback
Commercial | Com ¦ ENERGY STAR Steam Cookers | 2023 | Economic | MW | Before Competition Groups | 0.13872 | 0 | 0 | 1429.9336 | 9.7011e-05 | 53 | Commercial_2023_Economic_MW_Before Competition Groups_53 | ENERGY STAR Steam Cookers | 0.009701% | 0 | 0.13872 | Commercial_2023_Economic_MW_Before Competition Groups_ENERGY STAR Steam Cookers
Commercial | Com ¦ Demand controlled Circulating Systems | 2023 | Achievable | MW | Before Competition Groups | 0.0091427 | 0 | 0 | 96.1909 | 9.5048e-05 | 51 | Commercial_2023_Achievable_MW_Before Competition Groups_51 | Demand controlled Circulating Systems | 0.009505% | 0 | 0.0091427 | Commercial_2023_Achievable_MW_Before Competition Groups_Demand controlled Circulating Systems
Commercial | Com ¦ Auto Off Time Switch or Time Clock control | 2023 | Achievable | MW | Before Competition Groups | 0.0087194 | 0 | 0 | 96.1909 | 9.0647e-05 | 52 | Commercial_2023_Achievable_MW_Before Competition Groups_52 | Auto Off Time Switch or Time Clock control | 0.009065% | 0 | 0.0087194 | Commercial_2023_Achievable_MW_Before Competition Groups_Auto Off Time Switch or Time Clock control
Commercial | Com ¦ ENERGY STAR Fryer (84% eff) | 2023 | Technical | MW | Before Competition Groups | 0.21356 | 0 | 0 | 2460.9127 | 8.678e-05 | 77 | Commercial_2023_Technical_MW_Before Competition Groups_77 | ENERGY STAR Fryer (84% eff) | 0.008678% | 0 | 0.21356 | Commercial_2023_Technical_MW_Before Competition Groups_ENERGY STAR Fryer (84% eff)
Commercial | Com ¦ Notched V belts for HVAC Systems | 2023 | Technical | MW | Before Competition Groups | 0.21175 | 0 | 0 | 2460.9127 | 8.6045e-05 | 78 | Commercial_2023_Technical_MW_Before Competition Groups_78 | Notched V belts for HVAC Systems | 0.008604% | 0 | 0.21175 | Commercial_2023_Technical_MW_Before Competition Groups_Notched V belts for HVAC Systems
Commercial | Com ¦ CEE Tier 2/Energy Star Clothes Washers | 2023 | Achievable | MW | Before Competition Groups | 0.0081875 | 0 | 0 | 96.1909 | 8.5118e-05 | 53 | Commercial_2023_Achievable_MW_Before Competition Groups_53 | CEE Tier 2/Energy Star Clothes Washers | 0.008512% | 0 | 0.0081875 | Commercial_2023_Achievable_MW_Before Competition Groups_CEE Tier 2/Energy Star Clothes Washers
Commercial | Com ¦ Room AC (w/ louvered sides) 14 SEER from 12 SEER code | 2023 | Technical | MW | Before Competition Groups | 0.20282 | 0 | 0 | 2460.9127 | 8.2417e-05 | 79 | Commercial_2023_Technical_MW_Before Competition Groups_79 | Room AC (w/ louvered sides) 14 SEER from 12 SEER code | 0.008242% | 0 | 0.20282 | Commercial_2023_Technical_MW_Before Competition Groups_Room AC (w/ louvered sides) 14 SEER from 12 SEER code
Commercial | Com ¦ Demand controlled Circulating Systems | 2023 | Technical | MW | Before Competition Groups | 0.17561 | 0 | 0 | 2460.9127 | 7.136e-05 | 80 | Commercial_2023_Technical_MW_Before Competition Groups_80 | Demand controlled Circulating Systems | 0.007136% | 0 | 0.17561 | Commercial_2023_Technical_MW_Before Competition Groups_Demand controlled Circulating Systems
Commercial | Com ¦ Auto Off Time Switch or Time Clock control | 2023 | Technical | MW | Before Competition Groups | 0.17498 | 0 | 0 | 2460.9127 | 7.1102e-05 | 81 | Commercial_2023_Technical_MW_Before Competition Groups_81 | Auto Off Time Switch or Time Clock control | 0.00711% | 0 | 0.17498 | Commercial_2023_Technical_MW_Before Competition Groups_Auto Off Time Switch or Time Clock control
Commercial | Com ¦ High Efficiency Small Instantaneous Water Heater | 2023 | Economic | MW | Before Competition Groups | 0.094679 | 0 | 0 | 1429.9336 | 6.6212e-05 | 54 | Commercial_2023_Economic_MW_Before Competition Groups_54 | High Efficiency Small Instantaneous Water Heater | 0.006621% | 0 | 0.094679 | Commercial_2023_Economic_MW_Before Competition Groups_High Efficiency Small Instantaneous Water Heater
Commercial | Com ¦ Thermostat Setback | 2023 | Technical | MW | Before Competition Groups | 0.15718 | 0 | 0 | 2460.9127 | 6.3869e-05 | 82 | Commercial_2023_Technical_MW_Before Competition Groups_82 | Thermostat Setback | 0.006387% | 0 | 0.15718 | Commercial_2023_Technical_MW_Before Competition Groups_Thermostat Setback
Commercial | COM ¦ Ductless Mini-Split Heat Pumps | 2023 | Achievable | MW | Before Competition Groups | 0.0056435 | 0 | 0 | 96.1909 | 5.867e-05 | 54 | Commercial_2023_Achievable_MW_Before Competition Groups_54 | Ductless Mini-Split Heat Pumps | 0.005867% | 0 | 0.0056435 | Commercial_2023_Achievable_MW_Before Competition Groups_Ductless Mini-Split Heat Pumps
Commercial | Com ¦ ENERGY STAR Steam Cookers | 2023 | Technical | MW | Before Competition Groups | 0.13872 | 0 | 0 | 2460.9127 | 5.6369e-05 | 83 | Commercial_2023_Technical_MW_Before Competition Groups_83 | ENERGY STAR Steam Cookers | 0.005637% | 0 | 0.13872 | Commercial_2023_Technical_MW_Before Competition Groups_ENERGY STAR Steam Cookers
Commercial | Com ¦ Low Flow Pre-Rinse Spray Nozzle | 2023 | Achievable | MW | Before Competition Groups | 0.005262 | 0 | 0 | 96.1909 | 5.4704e-05 | 55 | Commercial_2023_Achievable_MW_Before Competition Groups_55 | Low Flow Pre-Rinse Spray Nozzle | 0.00547% | 0 | 0.005262 | Commercial_2023_Achievable_MW_Before Competition Groups_Low Flow Pre-Rinse Spray Nozzle
Commercial | Com ¦ PTAC (12 EER/10,000 BTU) | 2023 | Economic | MW | Before Competition Groups | 0.077772 | 0 | 0 | 1429.9336 | 5.4389e-05 | 55 | Commercial_2023_Economic_MW_Before Competition Groups_55 | PTAC (12 EER/10,000 BTU) | 0.005439% | 0 | 0.077772 | Commercial_2023_Economic_MW_Before Competition Groups_PTAC (12 EER/10,000 BTU)
Commercial | Com ¦ Wall Insulation | 2023 | Economic | MW | Before Competition Groups | 0.062608 | 0 | 0 | 1429.9336 | 4.3784e-05 | 56 | Commercial_2023_Economic_MW_Before Competition Groups_56 | Wall Insulation | 0.004378% | 0 | 0.062608 | Commercial_2023_Economic_MW_Before Competition Groups_Wall Insulation
Commercial | Com ¦ Condensing Unit Heaters or other Efficient Unit Heating System | 2023 | Economic | MW | Before Competition Groups | 0.059995 | 0 | 0 | 1429.9336 | 4.1956e-05 | 57 | Commercial_2023_Economic_MW_Before Competition Groups_57 | Condensing Unit Heaters or other Efficient Unit Heating System | 0.004196% | 0 | 0.059995 | Commercial_2023_Economic_MW_Before Competition Groups_Condensing Unit Heaters or other Efficient Unit Heating System
Commercial | Com ¦ PTAC (12 EER/10,000 BTU) | 2023 | Technical | MW | Before Competition Groups | 0.096692 | 0 | 0 | 2460.9127 | 3.9291e-05 | 84 | Commercial_2023_Technical_MW_Before Competition Groups_84 | PTAC (12 EER/10,000 BTU) | 0.003929% | 0 | 0.096692 | Commercial_2023_Technical_MW_Before Competition Groups_PTAC (12 EER/10,000 BTU)
Commercial | Com ¦ Wall Insulation | 2023 | Achievable | MW | Before Competition Groups | 0.0031578 | 0 | 0 | 96.1909 | 3.2828e-05 | 56 | Commercial_2023_Achievable_MW_Before Competition Groups_56 | Wall Insulation | 0.003283% | 0 | 0.0031578 | Commercial_2023_Achievable_MW_Before Competition Groups_Wall Insulation
Commercial | Com ¦ Condensing Unit Heaters or other Efficient Unit Heating System | 2023 | Achievable | MW | Before Competition Groups | 0.0030046 | 0 | 0 | 96.1909 | 3.1236e-05 | 57 | Commercial_2023_Achievable_MW_Before Competition Groups_57 | Condensing Unit Heaters or other Efficient Unit Heating System | 0.003124% | 0 | 0.0030046 | Commercial_2023_Achievable_MW_Before Competition Groups_Condensing Unit Heaters or other Efficient Unit Heating System
Commercial | Com ¦ HVAC Optimization | 2023 | Economic | MW | Before Competition Groups | 0.043747 | 0 | 0 | 1429.9336 | 3.0594e-05 | 58 | Commercial_2023_Economic_MW_Before Competition Groups_58 | HVAC Optimization | 0.003059% | 0 | 0.043747 | Commercial_2023_Economic_MW_Before Competition Groups_HVAC Optimization
Commercial | Com ¦ HVAC Optimization | 2023 | Technical | MW | Before Competition Groups | 0.071829 | 0 | 0 | 2460.9127 | 2.9188e-05 | 85 | Commercial_2023_Technical_MW_Before Competition Groups_85 | HVAC Optimization | 0.002919% | 0 | 0.071829 | Commercial_2023_Technical_MW_Before Competition Groups_HVAC Optimization
Commercial | Com ¦ Solar Water Preheat (Pools/DHW) | 2023 | Economic | MW | Before Competition Groups | 0.039793 | 0 | 0 | 1429.9336 | 2.7829e-05 | 59 | Commercial_2023_Economic_MW_Before Competition Groups_59 | Solar Water Preheat (Pools/DHW) | 0.002783% | 0 | 0.039793 | Commercial_2023_Economic_MW_Before Competition Groups_Solar Water Preheat (Pools/DHW)
Commercial | COM ¦ Ductless Mini-Split Heat Pumps | 2023 | Economic | MW | Before Competition Groups | 0.038552 | 0 | 0 | 1429.9336 | 2.6961e-05 | 60 | Commercial_2023_Economic_MW_Before Competition Groups_60 | Ductless Mini-Split Heat Pumps | 0.002696% | 0 | 0.038552 | Commercial_2023_Economic_MW_Before Competition Groups_Ductless Mini-Split Heat Pumps
Commercial | Com ¦ Condensing Unit Heaters or other Efficient Unit Heating System | 2023 | Technical | MW | Before Competition Groups | 0.059995 | 0 | 0 | 2460.9127 | 2.4379e-05 | 86 | Commercial_2023_Technical_MW_Before Competition Groups_86 | Condensing Unit Heaters or other Efficient Unit Heating System | 0.002438% | 0 | 0.059995 | Commercial_2023_Technical_MW_Before Competition Groups_Condensing Unit Heaters or other Efficient Unit Heating System
Commercial | Com ¦ CEE Tier 2/Energy Star Clothes Washers | 2023 | Economic | MW | Before Competition Groups | 0.025018 | 0 | 0 | 1429.9336 | 1.7496e-05 | 61 | Commercial_2023_Economic_MW_Before Competition Groups_61 | CEE Tier 2/Energy Star Clothes Washers | 0.00175% | 0 | 0.025018 | Commercial_2023_Economic_MW_Before Competition Groups_CEE Tier 2/Energy Star Clothes Washers
Commercial | Com ¦ Low Flow Pre-Rinse Spray Nozzle | 2023 | Economic | MW | Before Competition Groups | 0.023593 | 0 | 0 | 1429.9336 | 1.6499e-05 | 62 | Commercial_2023_Economic_MW_Before Competition Groups_62 | Low Flow Pre-Rinse Spray Nozzle | 0.00165% | 0 | 0.023593 | Commercial_2023_Economic_MW_Before Competition Groups_Low Flow Pre-Rinse Spray Nozzle
Commercial | Com ¦ Solar Water Preheat (Pools/DHW) | 2023 | Technical | MW | Before Competition Groups | 0.039793 | 0 | 0 | 2460.9127 | 1.617e-05 | 87 | Commercial_2023_Technical_MW_Before Competition Groups_87 | Solar Water Preheat (Pools/DHW) | 0.001617% | 0 | 0.039793 | Commercial_2023_Technical_MW_Before Competition Groups_Solar Water Preheat (Pools/DHW)
Commercial | Com ¦ Commercial Hot Food Holding Cabinets | 2023 | Achievable | MW | Before Competition Groups | 0.0015457 | 0 | 0 | 96.1909 | 1.6069e-05 | 58 | Commercial_2023_Achievable_MW_Before Competition Groups_58 | Commercial Hot Food Holding Cabinets | 0.001607% | 0 | 0.0015457 | Commercial_2023_Achievable_MW_Before Competition Groups_Commercial Hot Food Holding Cabinets
Commercial | Com ¦ Heat Pump Water Heater (50 Gallons) | 2023 | Technical | MW | Before Competition Groups | 0.03922 | 0 | 0 | 2460.9127 | 1.5937e-05 | 88 | Commercial_2023_Technical_MW_Before Competition Groups_88 | Heat Pump Water Heater (50 Gallons) | 0.001594% | 0 | 0.03922 | Commercial_2023_Technical_MW_Before Competition Groups_Heat Pump Water Heater (50 Gallons)
Commercial | COM ¦ Ductless Mini-Split Heat Pumps | 2023 | Technical | MW | Before Competition Groups | 0.038552 | 0 | 0 | 2460.9127 | 1.5666e-05 | 89 | Commercial_2023_Technical_MW_Before Competition Groups_89 | Ductless Mini-Split Heat Pumps | 0.001567% | 0 | 0.038552 | Commercial_2023_Technical_MW_Before Competition Groups_Ductless Mini-Split Heat Pumps
Commercial | Com ¦ High Efficiency Chiller (avg of water and air cooled) | 2023 | Technical | MW | Before Competition Groups | 0.035573 | 0 | 0 | 2460.9127 | 1.4455e-05 | 90 | Commercial_2023_Technical_MW_Before Competition Groups_90 | High Efficiency Chiller (avg of water and air cooled) | 0.001446% | 0 | 0.035573 | Commercial_2023_Technical_MW_Before Competition Groups_High Efficiency Chiller (avg of water and air cooled)
Commercial | Com ¦ Commercial Hot Food Holding Cabinets | 2023 | Technical | MW | Before Competition Groups | 0.032199 | 0 | 0 | 2460.9127 | 1.3084e-05 | 91 | Commercial_2023_Technical_MW_Before Competition Groups_91 | Commercial Hot Food Holding Cabinets | 0.001308% | 0 | 0.032199 | Commercial_2023_Technical_MW_Before Competition Groups_Commercial Hot Food Holding Cabinets
Commercial | Com ¦ EC Plug Fan for Data Center (under cabinet) | 2023 | Technical | MW | Before Competition Groups | 0.026608 | 0 | 0 | 2460.9127 | 1.0812e-05 | 92 | Commercial_2023_Technical_MW_Before Competition Groups_92 | EC Plug Fan for Data Center (under cabinet) | 0.001081% | 0 | 0.026608 | Commercial_2023_Technical_MW_Before Competition Groups_EC Plug Fan for Data Center (under cabinet)
Commercial | Com ¦ CEE Tier 2/Energy Star Clothes Washers | 2023 | Technical | MW | Before Competition Groups | 0.025018 | 0 | 0 | 2460.9127 | 1.0166e-05 | 93 | Commercial_2023_Technical_MW_Before Competition Groups_93 | CEE Tier 2/Energy Star Clothes Washers | 0.001017% | 0 | 0.025018 | Commercial_2023_Technical_MW_Before Competition Groups_CEE Tier 2/Energy Star Clothes Washers
Commercial | Com ¦ VSD Air Compressor | 2023 | Achievable | MW | Before Competition Groups | 0.00097724 | 0 | 0 | 96.1909 | 1.0159e-05 | 59 | Commercial_2023_Achievable_MW_Before Competition Groups_59 | VSD Air Compressor | 0.001016% | 0 | 0.00097724 | Commercial_2023_Achievable_MW_Before Competition Groups_VSD Air Compressor
Commercial | Com ¦ Low Flow Pre-Rinse Spray Nozzle | 2023 | Technical | MW | Before Competition Groups | 0.023593 | 0 | 0 | 2460.9127 | 9.5872e-06 | 94 | Commercial_2023_Technical_MW_Before Competition Groups_94 | Low Flow Pre-Rinse Spray Nozzle | 0.0009587% | 0 | 0.023593 | Commercial_2023_Technical_MW_Before Competition Groups_Low Flow Pre-Rinse Spray Nozzle
Commercial | Com ¦ Commercial Hot Food Holding Cabinets | 2023 | Economic | MW | Before Competition Groups | 0.012344 | 0 | 0 | 1429.9336 | 8.6326e-06 | 63 | Commercial_2023_Economic_MW_Before Competition Groups_63 | Commercial Hot Food Holding Cabinets | 0.0008633% | 0 | 0.012344 | Commercial_2023_Economic_MW_Before Competition Groups_Commercial Hot Food Holding Cabinets
Commercial | Com ¦ Exterior Photocell | 2023 | Technical | MW | Before Competition Groups | 0.019471 | 0 | 0 | 2460.9127 | 7.9122e-06 | 95 | Commercial_2023_Technical_MW_Before Competition Groups_95 | Exterior Photocell | 0.0007912% | 0 | 0.019471 | Commercial_2023_Technical_MW_Before Competition Groups_Exterior Photocell
Commercial | Com ¦ Solar Electric Water Heater (50 Gallon) | 2023 | Technical | MW | Before Competition Groups | 0.01619 | 0 | 0 | 2460.9127 | 6.579e-06 | 96 | Commercial_2023_Technical_MW_Before Competition Groups_96 | Solar Electric Water Heater (50 Gallon) | 0.0006579% | 0 | 0.01619 | Commercial_2023_Technical_MW_Before Competition Groups_Solar Electric Water Heater (50 Gallon)
Commercial | Com ¦ Air Curtains | 2023 | Economic | MW | Before Competition Groups | 0.0060786 | 0 | 0 | 1429.9336 | 4.2509e-06 | 64 | Commercial_2023_Economic_MW_Before Competition Groups_64 | Air Curtains | 0.0004251% | 0 | 0.0060786 | Commercial_2023_Economic_MW_Before Competition Groups_Air Curtains
Commercial | Com ¦ Air Curtains | 2023 | Achievable | MW | Before Competition Groups | 0.00034695 | 0 | 0 | 96.1909 | 3.6069e-06 | 60 | Commercial_2023_Achievable_MW_Before Competition Groups_60 | Air Curtains | 0.0003607% | 0 | 0.00034695 | Commercial_2023_Achievable_MW_Before Competition Groups_Air Curtains
Commercial | Com ¦ Air Curtains | 2023 | Technical | MW | Before Competition Groups | 0.0060786 | 0 | 0 | 2460.9127 | 2.47e-06 | 97 | Commercial_2023_Technical_MW_Before Competition Groups_97 | Air Curtains | 0.000247% | 0 | 0.0060786 | Commercial_2023_Technical_MW_Before Competition Groups_Air Curtains
Commercial | Com ¦ VSD Air Compressor | 2023 | Economic | MW | Before Competition Groups | 0.0033672 | 0 | 0 | 1429.9336 | 2.3548e-06 | 65 | Commercial_2023_Economic_MW_Before Competition Groups_65 | VSD Air Compressor | 0.0002355% | 0 | 0.0033672 | Commercial_2023_Economic_MW_Before Competition Groups_VSD Air Compressor
Commercial | Com ¦ High Efficiency Chiller (avg of water and air cooled) | 2023 | Achievable | MW | Before Competition Groups | 0.00014048 | 0 | 0 | 96.1909 | 1.4604e-06 | 61 | Commercial_2023_Achievable_MW_Before Competition Groups_61 | High Efficiency Chiller (avg of water and air cooled) | 0.000146% | 0 | 0.00014048 | Commercial_2023_Achievable_MW_Before Competition Groups_High Efficiency Chiller (avg of water and air cooled)
Commercial | Com ¦ VSD Air Compressor | 2023 | Technical | MW | Before Competition Groups | 0.0033672 | 0 | 0 | 2460.9127 | 1.3683e-06 | 98 | Commercial_2023_Technical_MW_Before Competition Groups_98 | VSD Air Compressor | 0.0001368% | 0 | 0.0033672 | Commercial_2023_Technical_MW_Before Competition Groups_VSD Air Compressor
Commercial | Com ¦ eCube | 2023 | Technical | MW | Before Competition Groups | 0.002434 | 0 | 0 | 2460.9127 | 9.8907e-07 | 99 | Commercial_2023_Technical_MW_Before Competition Groups_99 | eCube | 9.891e-05% | 0 | 0.002434 | Commercial_2023_Technical_MW_Before Competition Groups_eCube
Commercial | Com ¦ EC Plug Fan for Data Center (under cabinet) | 2023 | Achievable | MW | Before Competition Groups | 6.8082e-05 | 0 | 0 | 96.1909 | 7.0778e-07 | 62 | Commercial_2023_Achievable_MW_Before Competition Groups_62 | EC Plug Fan for Data Center (under cabinet) | 7.078e-05% | 0 | 6.8082e-05 | Commercial_2023_Achievable_MW_Before Competition Groups_EC Plug Fan for Data Center (under cabinet)
Commercial | Com ¦ EC Plug Fan for Data Center (under cabinet) | 2023 | Economic | MW | Before Competition Groups | 0.00071158 | 0 | 0 | 1429.9336 | 4.9763e-07 | 66 | Commercial_2023_Economic_MW_Before Competition Groups_66 | EC Plug Fan for Data Center (under cabinet) | 4.976e-05% | 0 | 0.00071158 | Commercial_2023_Economic_MW_Before Competition Groups_EC Plug Fan for Data Center (under cabinet)
Commercial | Com ¦ High Efficiency Induction Cooking | 2023 | Technical | MW | Before Competition Groups | 0.00084627 | 0 | 0 | 2460.9127 | 3.4388e-07 | 100 | Commercial_2023_Technical_MW_Before Competition Groups_100 | High Efficiency Induction Cooking | 3.439e-05% | 0 | 0.00084627 | Commercial_2023_Technical_MW_Before Competition Groups_High Efficiency Induction Cooking
Commercial | Com ¦ Electric Convection Combination Ovens | 2023 | Achievable | MW | Before Competition Groups | 2.1868e-05 | 0 | 0 | 96.1909 | 2.2734e-07 | 63 | Commercial_2023_Achievable_MW_Before Competition Groups_63 | Electric Convection Combination Ovens | 2.273e-05% | 0 | 2.1868e-05 | Commercial_2023_Achievable_MW_Before Competition Groups_Electric Convection Combination Ovens
Commercial | Com ¦ High Efficiency Chiller (avg of water and air cooled) | 2023 | Economic | MW | Before Competition Groups | 0.00026709 | 0 | 0 | 1429.9336 | 1.8679e-07 | 67 | Commercial_2023_Economic_MW_Before Competition Groups_67 | High Efficiency Chiller (avg of water and air cooled) | 1.868e-05% | 0 | 0.00026709 | Commercial_2023_Economic_MW_Before Competition Groups_High Efficiency Chiller (avg of water and air cooled)
Commercial | Com ¦ Electric Convection Combination Ovens | 2023 | Economic | MW | Before Competition Groups | 4.3737e-05 | 0 | 0 | 1429.9336 | 3.0586e-08 | 68 | Commercial_2023_Economic_MW_Before Competition Groups_68 | Electric Convection Combination Ovens | 3.059e-06% | 0 | 4.3737e-05 | Commercial_2023_Economic_MW_Before Competition Groups_Electric Convection Combination Ovens
Commercial | Com ¦ Electric Convection Combination Ovens | 2023 | Technical | MW | Before Competition Groups | 4.3737e-05 | 0 | 0 | 2460.9127 | 1.7772e-08 | 101 | Commercial_2023_Technical_MW_Before Competition Groups_101 | Electric Convection Combination Ovens | 1.777e-06% | 0 | 4.3737e-05 | Commercial_2023_Technical_MW_Before Competition Groups_Electric Convection Combination Ovens
Commercial | Com ¦ LLLC - Low Impact Application | 2023 | Achievable | MW | Before Competition Groups | 8.465e-21 | 0 | 0 | 96.1909 | 8.8002e-23 | 64 | Commercial_2023_Achievable_MW_Before Competition Groups_64 | LLLC - Low Impact Application | 8.8e-21% | 0 | 8.465e-21 | Commercial_2023_Achievable_MW_Before Competition Groups_LLLC - Low Impact Application
Commercial | Com ¦ LLLC - High Impact Application | 2023 | Achievable | MW | Before Competition Groups | 2.4049e-21 | 0 | 0 | 96.1909 | 2.5001e-23 | 65 | Commercial_2023_Achievable_MW_Before Competition Groups_65 | LLLC - High Impact Application | 2.5e-21% | 0 | 2.4049e-21 | Commercial_2023_Achievable_MW_Before Competition Groups_LLLC - High Impact Application
Commercial | Com ¦ High Efficiency Small Instantaneous Water Heater | 2023 | Achievable | MW | Before Competition Groups | 1.0206e-28 | 0 | 0 | 96.1909 | 1.0611e-30 | 66 | Commercial_2023_Achievable_MW_Before Competition Groups_66 | High Efficiency Small Instantaneous Water Heater | 1.061e-28% | 0 | 1.0206e-28 | Commercial_2023_Achievable_MW_Before Competition Groups_High Efficiency Small Instantaneous Water Heater
Commercial | Com ¦ Door Gasket Freezer/Refrigerator | 2023 | Achievable | MW | Before Competition Groups | 0 | 0 | 0 | 96.1909 | 0 | 67 | Commercial_2023_Achievable_MW_Before Competition Groups_67 | Door Gasket Freezer/Refrigerator | 0% | 0 | 0 | Commercial_2023_Achievable_MW_Before Competition Groups_Door Gasket Freezer/Refrigerator
Commercial | Com ¦ Door Gasket Freezer/Refrigerator | 2023 | Economic | MW | Before Competition Groups | 0 | 0 | 0 | 1429.9336 | 0 | 69 | Commercial_2023_Economic_MW_Before Competition Groups_69 | Door Gasket Freezer/Refrigerator | 0% | 0 | 0 | Commercial_2023_Economic_MW_Before Competition Groups_Door Gasket Freezer/Refrigerator
Commercial | Com ¦ Efficient compressor motor | 2023 | Achievable | MW | Before Competition Groups | 0 | 0 | 0 | 96.1909 | 0 | 68 | Commercial_2023_Achievable_MW_Before Competition Groups_68 | Efficient compressor motor | 0% | 0 | 0 | Commercial_2023_Achievable_MW_Before Competition Groups_Efficient compressor motor
Commercial | Com ¦ Efficient compressor motor | 2023 | Economic | MW | Before Competition Groups | 0 | 0 | 0 | 1429.9336 | 0 | 70 | Commercial_2023_Economic_MW_Before Competition Groups_70 | Efficient compressor motor | 0% | 0 | 0 | Commercial_2023_Economic_MW_Before Competition Groups_Efficient compressor motor
Commercial | Com ¦ ENERGY STAR FREEZER | 2023 | Achievable | MW | Before Competition Groups | 0 | 0 | 0 | 96.1909 | 0 | 69 | Commercial_2023_Achievable_MW_Before Competition Groups_69 | ENERGY STAR FREEZER | 0% | 0 | 0 | Commercial_2023_Achievable_MW_Before Competition Groups_ENERGY STAR FREEZER
Commercial | Com ¦ ENERGY STAR FREEZER | 2023 | Economic | MW | Before Competition Groups | 0 | 0 | 0 | 1429.9336 | 0 | 71 | Commercial_2023_Economic_MW_Before Competition Groups_71 | ENERGY STAR FREEZER | 0% | 0 | 0 | Commercial_2023_Economic_MW_Before Competition Groups_ENERGY STAR FREEZER
Commercial | Com ¦ Freezer Case Light Sensor | 2023 | Achievable | MW | Before Competition Groups | 0 | 0 | 0 | 96.1909 | 0 | 70 | Commercial_2023_Achievable_MW_Before Competition Groups_70 | Freezer Case Light Sensor | 0% | 0 | 0 | Commercial_2023_Achievable_MW_Before Competition Groups_Freezer Case Light Sensor
Commercial | Com ¦ Freezer Case Light Sensor | 2023 | Economic | MW | Before Competition Groups | 0 | 0 | 0 | 1429.9336 | 0 | 72 | Commercial_2023_Economic_MW_Before Competition Groups_72 | Freezer Case Light Sensor | 0% | 0 | 0 | Commercial_2023_Economic_MW_Before Competition Groups_Freezer Case Light Sensor
Commercial | Com ¦ Ground Source Heat Pump | 2023 | Achievable | MW | Before Competition Groups | 0 | 0 | 0 | 96.1909 | 0 | 71 | Commercial_2023_Achievable_MW_Before Competition Groups_71 | Ground Source Heat Pump | 0% | 0 | 0 | Commercial_2023_Achievable_MW_Before Competition Groups_Ground Source Heat Pump
Commercial | Com ¦ Ground Source Heat Pump | 2023 | Economic | MW | Before Competition Groups | 0 | 0 | 0 | 1429.9336 | 0 | 73 | Commercial_2023_Economic_MW_Before Competition Groups_73 | Ground Source Heat Pump | 0% | 0 | 0 | Commercial_2023_Economic_MW_Before Competition Groups_Ground Source Heat Pump
Commercial | Com ¦ High R-Value Glass Doors/no-heat glass door | 2023 | Achievable | MW | Before Competition Groups | 0 | 0 | 0 | 96.1909 | 0 | 72 | Commercial_2023_Achievable_MW_Before Competition Groups_72 | High R-Value Glass Doors/no-heat glass door | 0% | 0 | 0 | Commercial_2023_Achievable_MW_Before Competition Groups_High R-Value Glass Doors/no-heat glass door
Commercial | Com ¦ High R-Value Glass Doors/no-heat glass door | 2023 | Economic | MW | Before Competition Groups | 0 | 0 | 0 | 1429.9336 | 0 | 74 | Commercial_2023_Economic_MW_Before Competition Groups_74 | High R-Value Glass Doors/no-heat glass door | 0% | 0 | 0 | Commercial_2023_Economic_MW_Before Competition Groups_High R-Value Glass Doors/no-heat glass door
Commercial | Com ¦ HOTEL OCCUPANCY CONTROLS (HVAC + LIGHTING) | 2023 | Achievable | MW | Before Competition Groups | 0 | 0 | 0 | 96.1909 | 0 | 73 | Commercial_2023_Achievable_MW_Before Competition Groups_73 | HOTEL OCCUPANCY CONTROLS (HVAC + LIGHTING) | 0% | 0 | 0 | Commercial_2023_Achievable_MW_Before Competition Groups_HOTEL OCCUPANCY CONTROLS (HVAC + LIGHTING)
Commercial | Com ¦ HOTEL OCCUPANCY CONTROLS (HVAC + LIGHTING) | 2023 | Economic | MW | Before Competition Groups | 0 | 0 | 0 | 1429.9336 | 0 | 75 | Commercial_2023_Economic_MW_Before Competition Groups_75 | HOTEL OCCUPANCY CONTROLS (HVAC + LIGHTING) | 0% | 0 | 0 | Commercial_2023_Economic_MW_Before Competition Groups_HOTEL OCCUPANCY CONTROLS (HVAC + LIGHTING)
Commercial | Com ¦ Indoor Daylight Sensors/Photocell Dimming Control | 2023 | Achievable | MW | Before Competition Groups | 0 | 0 | 0 | 96.1909 | 0 | 74 | Commercial_2023_Achievable_MW_Before Competition Groups_74 | Indoor Daylight Sensors/Photocell Dimming Control | 0% | 0 | 0 | Commercial_2023_Achievable_MW_Before Competition Groups_Indoor Daylight Sensors/Photocell Dimming Control
Commercial | Com ¦ Indoor Daylight Sensors/Photocell Dimming Control | 2023 | Economic | MW | Before Competition Groups | 0 | 0 | 0 | 1429.9336 | 0 | 76 | Commercial_2023_Economic_MW_Before Competition Groups_76 | Indoor Daylight Sensors/Photocell Dimming Control | 0% | 0 | 0 | Commercial_2023_Economic_MW_Before Competition Groups_Indoor Daylight Sensors/Photocell Dimming Control
Commercial | Com ¦ LED RECESSED DOWNLIGHTS | 2023 | Achievable | MW | Before Competition Groups | 0 | 0 | 0 | 96.1909 | 0 | 75 | Commercial_2023_Achievable_MW_Before Competition Groups_75 | LED RECESSED DOWNLIGHTS | 0% | 0 | 0 | Commercial_2023_Achievable_MW_Before Competition Groups_LED RECESSED DOWNLIGHTS
Commercial | Com ¦ LED RECESSED DOWNLIGHTS | 2023 | Economic | MW | Before Competition Groups | 0 | 0 | 0 | 1429.9336 | 0 | 77 | Commercial_2023_Economic_MW_Before Competition Groups_77 | LED RECESSED DOWNLIGHTS | 0% | 0 | 0 | Commercial_2023_Economic_MW_Before Competition Groups_LED RECESSED DOWNLIGHTS
Commercial | Com ¦ Networked/Connected - High Impact Application | 2023 | Achievable | MW | Before Competition Groups | 0 | 0 | 0 | 96.1909 | 0 | 76 | Commercial_2023_Achievable_MW_Before Competition Groups_76 | Networked/Connected - High Impact Application | 0% | 0 | 0 | Commercial_2023_Achievable_MW_Before Competition Groups_Networked/Connected - High Impact Application
Commercial | Com ¦ Networked/Connected - High Impact Application | 2023 | Economic | MW | Before Competition Groups | 0 | 0 | 0 | 1429.9336 | 0 | 78 | Commercial_2023_Economic_MW_Before Competition Groups_78 | Networked/Connected - High Impact Application | 0% | 0 | 0 | Commercial_2023_Economic_MW_Before Competition Groups_Networked/Connected - High Impact Application
Commercial | Com ¦ Networked/Connected - Low Impact Application | 2023 | Achievable | MW | Before Competition Groups | 0 | 0 | 0 | 96.1909 | 0 | 77 | Commercial_2023_Achievable_MW_Before Competition Groups_77 | Networked/Connected - Low Impact Application | 0% | 0 | 0 | Commercial_2023_Achievable_MW_Before Competition Groups_Networked/Connected - Low Impact Application
Commercial | Com ¦ Networked/Connected - Low Impact Application | 2023 | Economic | MW | Before Competition Groups | 0 | 0 | 0 | 1429.9336 | 0 | 79 | Commercial_2023_Economic_MW_Before Competition Groups_79 | Networked/Connected - Low Impact Application | 0% | 0 | 0 | Commercial_2023_Economic_MW_Before Competition Groups_Networked/Connected - Low Impact Application
Commercial | Com ¦ Notched V belts for HVAC Systems | 2023 | Achievable | MW | Before Competition Groups | 0 | 0 | 0 | 96.1909 | 0 | 78 | Commercial_2023_Achievable_MW_Before Competition Groups_78 | Notched V belts for HVAC Systems | 0% | 0 | 0 | Commercial_2023_Achievable_MW_Before Competition Groups_Notched V belts for HVAC Systems
Commercial | Com ¦ Notched V belts for HVAC Systems | 2023 | Economic | MW | Before Competition Groups | 0 | 0 | 0 | 1429.9336 | 0 | 80 | Commercial_2023_Economic_MW_Before Competition Groups_80 | Notched V belts for HVAC Systems | 0% | 0 | 0 | Commercial_2023_Economic_MW_Before Competition Groups_Notched V belts for HVAC Systems
Commercial | Com ¦ PTAC (12 EER/10,000 BTU) | 2023 | Achievable | MW | Before Competition Groups | 0 | 0 | 0 | 96.1909 | 0 | 79 | Commercial_2023_Achievable_MW_Before Competition Groups_79 | PTAC (12 EER/10,000 BTU) | 0% | 0 | 0 | Commercial_2023_Achievable_MW_Before Competition Groups_PTAC (12 EER/10,000 BTU)
Commercial | Com ¦ Refrigerated Display Case Doors | 2023 | Achievable | MW | Before Competition Groups | 0 | 0 | 0 | 96.1909 | 0 | 80 | Commercial_2023_Achievable_MW_Before Competition Groups_80 | Refrigerated Display Case Doors | 0% | 0 | 0 | Commercial_2023_Achievable_MW_Before Competition Groups_Refrigerated Display Case Doors
Commercial | Com ¦ Refrigerated Display Case Doors | 2023 | Economic | MW | Before Competition Groups | 0 | 0 | 0 | 1429.9336 | 0 | 81 | Commercial_2023_Economic_MW_Before Competition Groups_81 | Refrigerated Display Case Doors | 0% | 0 | 0 | Commercial_2023_Economic_MW_Before Competition Groups_Refrigerated Display Case Doors
Commercial | Com ¦ Refrigeration Commissioning | 2023 | Achievable | MW | Before Competition Groups | 0 | 0 | 0 | 96.1909 | 0 | 81 | Commercial_2023_Achievable_MW_Before Competition Groups_81 | Refrigeration Commissioning | 0% | 0 | 0 | Commercial_2023_Achievable_MW_Before Competition Groups_Refrigeration Commissioning
Commercial | Com ¦ Refrigeration Commissioning | 2023 | Economic | MW | Before Competition Groups | 0 | 0 | 0 | 1429.9336 | 0 | 82 | Commercial_2023_Economic_MW_Before Competition Groups_82 | Refrigeration Commissioning | 0% | 0 | 0 | Commercial_2023_Economic_MW_Before Competition Groups_Refrigeration Commissioning
Commercial | Com ¦ Roof Insulation/Ceiling Insulation (R25 Code to R35) | 2023 | Achievable | MW | Before Competition Groups | 0 | 0 | 0 | 96.1909 | 0 | 82 | Commercial_2023_Achievable_MW_Before Competition Groups_82 | Roof Insulation/Ceiling Insulation (R25 Code to R35) | 0% | 0 | 0 | Commercial_2023_Achievable_MW_Before Competition Groups_Roof Insulation/Ceiling Insulation (R25 Code to R35)
Commercial | Com ¦ Roof Insulation/Ceiling Insulation (R25 Code to R35) | 2023 | Economic | MW | Before Competition Groups | 0 | 0 | 0 | 1429.9336 | 0 | 83 | Commercial_2023_Economic_MW_Before Competition Groups_83 | Roof Insulation/Ceiling Insulation (R25 Code to R35) | 0% | 0 | 0 | Commercial_2023_Economic_MW_Before Competition Groups_Roof Insulation/Ceiling Insulation (R25 Code to R35)
Commercial | Com ¦ Room AC (w/ louvered sides) 14 SEER from 12 SEER code | 2023 | Achievable | MW | Before Competition Groups | 0 | 0 | 0 | 96.1909 | 0 | 83 | Commercial_2023_Achievable_MW_Before Competition Groups_83 | Room AC (w/ louvered sides) 14 SEER from 12 SEER code | 0% | 0 | 0 | Commercial_2023_Achievable_MW_Before Competition Groups_Room AC (w/ louvered sides) 14 SEER from 12 SEER code
Commercial | Com ¦ Room AC (w/ louvered sides) 14 SEER from 12 SEER code | 2023 | Economic | MW | Before Competition Groups | 0 | 0 | 0 | 1429.9336 | 0 | 84 | Commercial_2023_Economic_MW_Before Competition Groups_84 | Room AC (w/ louvered sides) 14 SEER from 12 SEER code | 0% | 0 | 0 | Commercial_2023_Economic_MW_Before Competition Groups_Room AC (w/ louvered sides) 14 SEER from 12 SEER code
Commercial | Com ¦ Solar Water Preheat (Pools/DHW) | 2023 | Achievable | MW | Before Competition Groups | 0 | 0 | 0 | 96.1909 | 0 | 84 | Commercial_2023_Achievable_MW_Before Competition Groups_84 | Solar Water Preheat (Pools/DHW) | 0% | 0 | 0 | Commercial_2023_Achievable_MW_Before Competition Groups_Solar Water Preheat (Pools/DHW)
Commercial | Com ¦ Super-High Efficiency Furnaces (Emerging Tech) | 2023 | Achievable | MW | Before Competition Groups | 0 | 0 | 0 | 96.1909 | 0 | 85 | Commercial_2023_Achievable_MW_Before Competition Groups_85 | Super-High Efficiency Furnaces (Emerging Tech) | 0% | 0 | 0 | Commercial_2023_Achievable_MW_Before Competition Groups_Super-High Efficiency Furnaces (Emerging Tech)
Commercial | Com ¦ Super-High Efficiency Furnaces (Emerging Tech) | 2023 | Economic | MW | Before Competition Groups | 0 | 0 | 0 | 1429.9336 | 0 | 85 | Commercial_2023_Economic_MW_Before Competition Groups_85 | Super-High Efficiency Furnaces (Emerging Tech) | 0% | 0 | 0 | Commercial_2023_Economic_MW_Before Competition Groups_Super-High Efficiency Furnaces (Emerging Tech)
Commercial | Com ¦ SYNCHRONOUS BELT | 2023 | Achievable | MW | Before Competition Groups | 0 | 0 | 0 | 96.1909 | 0 | 86 | Commercial_2023_Achievable_MW_Before Competition Groups_86 | SYNCHRONOUS BELT | 0% | 0 | 0 | Commercial_2023_Achievable_MW_Before Competition Groups_SYNCHRONOUS BELT
Commercial | Com ¦ SYNCHRONOUS BELT | 2023 | Economic | MW | Before Competition Groups | 0 | 0 | 0 | 1429.9336 | 0 | 86 | Commercial_2023_Economic_MW_Before Competition Groups_86 | SYNCHRONOUS BELT | 0% | 0 | 0 | Commercial_2023_Economic_MW_Before Competition Groups_SYNCHRONOUS BELT
Commercial | Com ¦ Variable Refrigerant Flow Heat Pump | 2023 | Achievable | MW | Before Competition Groups | 0 | 0 | 0 | 96.1909 | 0 | 87 | Commercial_2023_Achievable_MW_Before Competition Groups_87 | Variable Refrigerant Flow Heat Pump | 0% | 0 | 0 | Commercial_2023_Achievable_MW_Before Competition Groups_Variable Refrigerant Flow Heat Pump
Commercial | Com ¦ Variable Refrigerant Flow Heat Pump | 2023 | Economic | MW | Before Competition Groups | 0 | 0 | 0 | 1429.9336 | 0 | 87 | Commercial_2023_Economic_MW_Before Competition Groups_87 | Variable Refrigerant Flow Heat Pump | 0% | 0 | 0 | Commercial_2023_Economic_MW_Before Competition Groups_Variable Refrigerant Flow Heat Pump
Commercial | Com ¦ ENERGY STAR LED LAMPS (REFLECTOR LAMPs/MR16/PAR 16) | 2024 | Achievable | MW | Before Competition Groups | 44.526 | 0 | 0 | 195.0435 | 0.22829 | 1 | Commercial_2024_Achievable_MW_Before Competition Groups_1 | ENERGY STAR LED LAMPS (REFLECTOR LAMPs/MR16/PAR 16) | 22.83% | 0 | 44.526 | Commercial_2024_Achievable_MW_Before Competition Groups_ENERGY STAR LED LAMPS (REFLECTOR LAMPs/MR16/PAR 16)
Commercial | Com ¦ Building Recommissioning, Operations and Maintenance (O&M) Improvements | 2024 | Economic | MW | Before Competition Groups | 315.961 | 0 | 0 | 1619.3708 | 0.19511 | 1 | Commercial_2024_Economic_MW_Before Competition Groups_1 | Building Recommissioning, Operations and Maintenance (O&M) Improvements | 19.51% | 0 | 315.961 | Commercial_2024_Economic_MW_Before Competition Groups_Building Recommissioning, Operations and Maintenance (O&M) Improvements
Commercial | Com ¦ Education and Capacity Building/Energy Behavior | 2024 | Economic | MW | Before Competition Groups | 285.3112 | 0 | 0 | 1619.3708 | 0.17619 | 2 | Commercial_2024_Economic_MW_Before Competition Groups_2 | Education and Capacity Building/Energy Behavior | 17.62% | 0 | 285.3112 | Commercial_2024_Economic_MW_Before Competition Groups_Education and Capacity Building/Energy Behavior
Commercial | Com ¦ Education and Capacity Building/Energy Behavior | 2024 | Achievable | MW | Before Competition Groups | 31.8881 | 0 | 0 | 195.0435 | 0.16349 | 2 | Commercial_2024_Achievable_MW_Before Competition Groups_2 | Education and Capacity Building/Energy Behavior | 16.35% | 0 | 31.8881 | Commercial_2024_Achievable_MW_Before Competition Groups_Education and Capacity Building/Energy Behavior
Commercial | Com ¦ Building Recommissioning, Operations and Maintenance (O&M) Improvements | 2024 | Technical | MW | Before Competition Groups | 321.9658 | 0 | 0 | 2560.9187 | 0.12572 | 1 | Commercial_2024_Technical_MW_Before Competition Groups_1 | Building Recommissioning, Operations and Maintenance (O&M) Improvements | 12.57% | 0 | 321.9658 | Commercial_2024_Technical_MW_Before Competition Groups_Building Recommissioning, Operations and Maintenance (O&M) Improvements
Commercial | Com ¦ Education and Capacity Building/Energy Behavior | 2024 | Technical | MW | Before Competition Groups | 287.8863 | 0 | 0 | 2560.9187 | 0.11242 | 2 | Commercial_2024_Technical_MW_Before Competition Groups_2 | Education and Capacity Building/Energy Behavior | 11.24% | 0 | 287.8863 | Commercial_2024_Technical_MW_Before Competition Groups_Education and Capacity Building/Energy Behavior
Commercial | Com ¦ LED Low/High Bay | 2024 | Economic | MW | Before Competition Groups | 167.1075 | 0 | 0 | 1619.3708 | 0.10319 | 3 | Commercial_2024_Economic_MW_Before Competition Groups_3 | LED Low/High Bay | 10.32% | 0 | 167.1075 | Commercial_2024_Economic_MW_Before Competition Groups_LED Low/High Bay
Commercial | Com ¦ LED Troffer/Surface/Suspended | 2024 | Economic | MW | Before Competition Groups | 158.426 | 0 | 0 | 1619.3708 | 0.097832 | 4 | Commercial_2024_Economic_MW_Before Competition Groups_4 | LED Troffer/Surface/Suspended | 9.783% | 0 | 158.426 | Commercial_2024_Economic_MW_Before Competition Groups_LED Troffer/Surface/Suspended
Commercial | Com ¦ LED Low/High Bay | 2024 | Technical | MW | Before Competition Groups | 228.2596 | 0 | 0 | 2560.9187 | 0.089132 | 3 | Commercial_2024_Technical_MW_Before Competition Groups_3 | LED Low/High Bay | 8.913% | 0 | 228.2596 | Commercial_2024_Technical_MW_Before Competition Groups_LED Low/High Bay
Commercial | Com ¦ LED Troffer/Surface/Suspended | 2024 | Achievable | MW | Before Competition Groups | 16.5969 | 0 | 0 | 195.0435 | 0.085093 | 3 | Commercial_2024_Achievable_MW_Before Competition Groups_3 | LED Troffer/Surface/Suspended | 8.509% | 0 | 16.5969 | Commercial_2024_Achievable_MW_Before Competition Groups_LED Troffer/Surface/Suspended
Commercial | Com ¦ ENERGY STAR LED LAMPS (REFLECTOR LAMPs/MR16/PAR 16) | 2024 | Economic | MW | Before Competition Groups | 113.384 | 0 | 0 | 1619.3708 | 0.070017 | 5 | Commercial_2024_Economic_MW_Before Competition Groups_5 | ENERGY STAR LED LAMPS (REFLECTOR LAMPs/MR16/PAR 16) | 7.002% | 0 | 113.384 | Commercial_2024_Economic_MW_Before Competition Groups_ENERGY STAR LED LAMPS (REFLECTOR LAMPs/MR16/PAR 16)
Commercial | Com ¦ LED Low/High Bay | 2024 | Achievable | MW | Before Competition Groups | 13.4684 | 0 | 0 | 195.0435 | 0.069053 | 4 | Commercial_2024_Achievable_MW_Before Competition Groups_4 | LED Low/High Bay | 6.905% | 0 | 13.4684 | Commercial_2024_Achievable_MW_Before Competition Groups_LED Low/High Bay
Commercial | Com ¦ LED Troffer/Surface/Suspended | 2024 | Technical | MW | Before Competition Groups | 167.0687 | 0 | 0 | 2560.9187 | 0.065238 | 4 | Commercial_2024_Technical_MW_Before Competition Groups_4 | LED Troffer/Surface/Suspended | 6.524% | 0 | 167.0687 | Commercial_2024_Technical_MW_Before Competition Groups_LED Troffer/Surface/Suspended
Commercial | Com ¦ LLLC - Low Impact Application | 2024 | Technical | MW | Before Competition Groups | 157.528 | 0 | 0 | 2560.9187 | 0.061512 | 5 | Commercial_2024_Technical_MW_Before Competition Groups_5 | LLLC - Low Impact Application | 6.151% | 0 | 157.528 | Commercial_2024_Technical_MW_Before Competition Groups_LLLC - Low Impact Application
Commercial | Com ¦ LED Replacement Lamp (Tube) | 2024 | Achievable | MW | Before Competition Groups | 11.9009 | 0 | 0 | 195.0435 | 0.061017 | 5 | Commercial_2024_Achievable_MW_Before Competition Groups_5 | LED Replacement Lamp (Tube) | 6.102% | 0 | 11.9009 | Commercial_2024_Achievable_MW_Before Competition Groups_LED Replacement Lamp (Tube)
Commercial | Com ¦ Advanced BAS/Controllers | 2024 | Economic | MW | Before Competition Groups | 94.5137 | 0 | 0 | 1619.3708 | 0.058364 | 6 | Commercial_2024_Economic_MW_Before Competition Groups_6 | Advanced BAS/Controllers | 5.836% | 0 | 94.5137 | Commercial_2024_Economic_MW_Before Competition Groups_Advanced BAS/Controllers
Commercial | Com ¦ LLLC - High Impact Application | 2024 | Technical | MW | Before Competition Groups | 143.0891 | 0 | 0 | 2560.9187 | 0.055874 | 6 | Commercial_2024_Technical_MW_Before Competition Groups_6 | LLLC - High Impact Application | 5.587% | 0 | 143.0891 | Commercial_2024_Technical_MW_Before Competition Groups_LLLC - High Impact Application
Commercial | Com ¦ Networked/Connected - Low Impact Application | 2024 | Technical | MW | Before Competition Groups | 133.813 | 0 | 0 | 2560.9187 | 0.052252 | 7 | Commercial_2024_Technical_MW_Before Competition Groups_7 | Networked/Connected - Low Impact Application | 5.225% | 0 | 133.813 | Commercial_2024_Technical_MW_Before Competition Groups_Networked/Connected - Low Impact Application
Commercial | Com ¦ Networked/Connected - High Impact Application | 2024 | Technical | MW | Before Competition Groups | 124.4929 | 0 | 0 | 2560.9187 | 0.048613 | 8 | Commercial_2024_Technical_MW_Before Competition Groups_8 | Networked/Connected - High Impact Application | 4.861% | 0 | 124.4929 | Commercial_2024_Technical_MW_Before Competition Groups_Networked/Connected - High Impact Application
Commercial | Com ¦ ENERGY STAR LED LAMPS (REFLECTOR LAMPs/MR16/PAR 16) | 2024 | Technical | MW | Before Competition Groups | 116.6766 | 0 | 0 | 2560.9187 | 0.04556 | 9 | Commercial_2024_Technical_MW_Before Competition Groups_9 | ENERGY STAR LED LAMPS (REFLECTOR LAMPs/MR16/PAR 16) | 4.556% | 0 | 116.6766 | Commercial_2024_Technical_MW_Before Competition Groups_ENERGY STAR LED LAMPS (REFLECTOR LAMPs/MR16/PAR 16)
Commercial | Com ¦ High Efficiency Air Source Heat Pump | 2024 | Achievable | MW | Before Competition Groups | 8.0307 | 0 | 0 | 195.0435 | 0.041174 | 6 | Commercial_2024_Achievable_MW_Before Competition Groups_6 | High Efficiency Air Source Heat Pump | 4.117% | 0 | 8.0307 | Commercial_2024_Achievable_MW_Before Competition Groups_High Efficiency Air Source Heat Pump
Commercial | Com ¦ Variable Refrigerant Flow Heat Pump | 2024 | Technical | MW | Before Competition Groups | 97.9471 | 0 | 0 | 2560.9187 | 0.038247 | 10 | Commercial_2024_Technical_MW_Before Competition Groups_10 | Variable Refrigerant Flow Heat Pump | 3.825% | 0 | 97.9471 | Commercial_2024_Technical_MW_Before Competition Groups_Variable Refrigerant Flow Heat Pump
Commercial | Com ¦ Advanced BAS/Controllers | 2024 | Technical | MW | Before Competition Groups | 94.5137 | 0 | 0 | 2560.9187 | 0.036906 | 11 | Commercial_2024_Technical_MW_Before Competition Groups_11 | Advanced BAS/Controllers | 3.691% | 0 | 94.5137 | Commercial_2024_Technical_MW_Before Competition Groups_Advanced BAS/Controllers
Commercial | Com ¦ Data Center Storage/Server Virtualization | 2024 | Achievable | MW | Before Competition Groups | 6.7054 | 0 | 0 | 195.0435 | 0.034379 | 7 | Commercial_2024_Achievable_MW_Before Competition Groups_7 | Data Center Storage/Server Virtualization | 3.438% | 0 | 6.7054 | Commercial_2024_Achievable_MW_Before Competition Groups_Data Center Storage/Server Virtualization
Commercial | Com ¦ Building Recommissioning, Operations and Maintenance (O&M) Improvements | 2024 | Achievable | MW | Before Competition Groups | 6.5154 | 0 | 0 | 195.0435 | 0.033405 | 8 | Commercial_2024_Achievable_MW_Before Competition Groups_8 | Building Recommissioning, Operations and Maintenance (O&M) Improvements | 3.34% | 0 | 6.5154 | Commercial_2024_Achievable_MW_Before Competition Groups_Building Recommissioning, Operations and Maintenance (O&M) Improvements
Commercial | Com ¦ LED or Equivalent Sign Lighting | 2024 | Achievable | MW | Before Competition Groups | 5.1302 | 0 | 0 | 195.0435 | 0.026303 | 9 | Commercial_2024_Achievable_MW_Before Competition Groups_9 | LED or Equivalent Sign Lighting | 2.63% | 0 | 5.1302 | Commercial_2024_Achievable_MW_Before Competition Groups_LED or Equivalent Sign Lighting
Commercial | Com ¦ Furnace Tune-Up | 2024 | Economic | MW | Before Competition Groups | 36.6655 | 0 | 0 | 1619.3708 | 0.022642 | 7 | Commercial_2024_Economic_MW_Before Competition Groups_7 | Furnace Tune-Up | 2.264% | 0 | 36.6655 | Commercial_2024_Economic_MW_Before Competition Groups_Furnace Tune-Up
Commercial | Com ¦ Adaptive Thermostats | 2024 | Achievable | MW | Before Competition Groups | 4.4157 | 0 | 0 | 195.0435 | 0.022639 | 10 | Commercial_2024_Achievable_MW_Before Competition Groups_10 | Adaptive Thermostats | 2.264% | 0 | 4.4157 | Commercial_2024_Achievable_MW_Before Competition Groups_Adaptive Thermostats
Commercial | Com ¦ Adaptive Thermostats | 2024 | Economic | MW | Before Competition Groups | 35.0324 | 0 | 0 | 1619.3708 | 0.021633 | 8 | Commercial_2024_Economic_MW_Before Competition Groups_8 | Adaptive Thermostats | 2.163% | 0 | 35.0324 | Commercial_2024_Economic_MW_Before Competition Groups_Adaptive Thermostats
Commercial | Com ¦ High Efficiency Air Source Heat Pump | 2024 | Economic | MW | Before Competition Groups | 33.5959 | 0 | 0 | 1619.3708 | 0.020746 | 9 | Commercial_2024_Economic_MW_Before Competition Groups_9 | High Efficiency Air Source Heat Pump | 2.075% | 0 | 33.5959 | Commercial_2024_Economic_MW_Before Competition Groups_High Efficiency Air Source Heat Pump
Commercial | Com ¦ Furnace Tune-Up | 2024 | Achievable | MW | Before Competition Groups | 4.016 | 0 | 0 | 195.0435 | 0.020591 | 11 | Commercial_2024_Achievable_MW_Before Competition Groups_11 | Furnace Tune-Up | 2.059% | 0 | 4.016 | Commercial_2024_Achievable_MW_Before Competition Groups_Furnace Tune-Up
Commercial | Com ¦ Advanced BAS/Controllers | 2024 | Achievable | MW | Before Competition Groups | 3.933 | 0 | 0 | 195.0435 | 0.020165 | 12 | Commercial_2024_Achievable_MW_Before Competition Groups_12 | Advanced BAS/Controllers | 2.016% | 0 | 3.933 | Commercial_2024_Achievable_MW_Before Competition Groups_Advanced BAS/Controllers
Commercial | Com ¦ LLLC - Low Impact Application | 2024 | Economic | MW | Before Competition Groups | 32.3916 | 0 | 0 | 1619.3708 | 0.020003 | 10 | Commercial_2024_Economic_MW_Before Competition Groups_10 | LLLC - Low Impact Application | 2% | 0 | 32.3916 | Commercial_2024_Economic_MW_Before Competition Groups_LLLC - Low Impact Application
Commercial | Com ¦ Strip Curtains | 2024 | Achievable | MW | Before Competition Groups | 3.9004 | 0 | 0 | 195.0435 | 0.019998 | 13 | Commercial_2024_Achievable_MW_Before Competition Groups_13 | Strip Curtains | 2% | 0 | 3.9004 | Commercial_2024_Achievable_MW_Before Competition Groups_Strip Curtains
Commercial | Com ¦ Strip Curtains | 2024 | Economic | MW | Before Competition Groups | 29.9736 | 0 | 0 | 1619.3708 | 0.018509 | 11 | Commercial_2024_Economic_MW_Before Competition Groups_11 | Strip Curtains | 1.851% | 0 | 29.9736 | Commercial_2024_Economic_MW_Before Competition Groups_Strip Curtains
Commercial | Com ¦ Central Lighting Control System | 2024 | Technical | MW | Before Competition Groups | 45.7659 | 0 | 0 | 2560.9187 | 0.017871 | 12 | Commercial_2024_Technical_MW_Before Competition Groups_12 | Central Lighting Control System | 1.787% | 0 | 45.7659 | Commercial_2024_Technical_MW_Before Competition Groups_Central Lighting Control System
Commercial | Com ¦ LLLC - High Impact Application | 2024 | Economic | MW | Before Competition Groups | 28.3053 | 0 | 0 | 1619.3708 | 0.017479 | 12 | Commercial_2024_Economic_MW_Before Competition Groups_12 | LLLC - High Impact Application | 1.748% | 0 | 28.3053 | Commercial_2024_Economic_MW_Before Competition Groups_LLLC - High Impact Application
Commercial | Com ¦ Reach-in Shaded Pole to ECM/PSC Evaporator Fan Motor | 2024 | Achievable | MW | Before Competition Groups | 3.3327 | 0 | 0 | 195.0435 | 0.017087 | 14 | Commercial_2024_Achievable_MW_Before Competition Groups_14 | Reach-in Shaded Pole to ECM/PSC Evaporator Fan Motor | 1.709% | 0 | 3.3327 | Commercial_2024_Achievable_MW_Before Competition Groups_Reach-in Shaded Pole to ECM/PSC Evaporator Fan Motor
Commercial | Com ¦ Variable Frequency Drive (VFD) | 2024 | Economic | MW | Before Competition Groups | 26.0606 | 0 | 0 | 1619.3708 | 0.016093 | 13 | Commercial_2024_Economic_MW_Before Competition Groups_13 | Variable Frequency Drive (VFD) | 1.609% | 0 | 26.0606 | Commercial_2024_Economic_MW_Before Competition Groups_Variable Frequency Drive (VFD)
Commercial | Com ¦ Adaptive Thermostats | 2024 | Technical | MW | Before Competition Groups | 39.2782 | 0 | 0 | 2560.9187 | 0.015338 | 13 | Commercial_2024_Technical_MW_Before Competition Groups_13 | Adaptive Thermostats | 1.534% | 0 | 39.2782 | Commercial_2024_Technical_MW_Before Competition Groups_Adaptive Thermostats
Commercial | Com ¦ VFD on Pumps | 2024 | Economic | MW | Before Competition Groups | 24.5005 | 0 | 0 | 1619.3708 | 0.01513 | 14 | Commercial_2024_Economic_MW_Before Competition Groups_14 | VFD on Pumps | 1.513% | 0 | 24.5005 | Commercial_2024_Economic_MW_Before Competition Groups_VFD on Pumps
Commercial | Com ¦ ENERGY STAR LED LAMPS (General Service Lamps) | 2024 | Achievable | MW | Before Competition Groups | 2.9502 | 0 | 0 | 195.0435 | 0.015126 | 15 | Commercial_2024_Achievable_MW_Before Competition Groups_15 | ENERGY STAR LED LAMPS (General Service Lamps) | 1.513% | 0 | 2.9502 | Commercial_2024_Achievable_MW_Before Competition Groups_ENERGY STAR LED LAMPS (General Service Lamps)
Commercial | Com ¦ Variable Frequency Drive (VFD) | 2024 | Achievable | MW | Before Competition Groups | 2.8825 | 0 | 0 | 195.0435 | 0.014779 | 16 | Commercial_2024_Achievable_MW_Before Competition Groups_16 | Variable Frequency Drive (VFD) | 1.478% | 0 | 2.8825 | Commercial_2024_Achievable_MW_Before Competition Groups_Variable Frequency Drive (VFD)
Commercial | Com ¦ Demand Control Ventilation | 2024 | Economic | MW | Before Competition Groups | 23.2298 | 0 | 0 | 1619.3708 | 0.014345 | 15 | Commercial_2024_Economic_MW_Before Competition Groups_15 | Demand Control Ventilation | 1.434% | 0 | 23.2298 | Commercial_2024_Economic_MW_Before Competition Groups_Demand Control Ventilation
Commercial | Com ¦ Furnace Tune-Up | 2024 | Technical | MW | Before Competition Groups | 36.6655 | 0 | 0 | 2560.9187 | 0.014317 | 14 | Commercial_2024_Technical_MW_Before Competition Groups_14 | Furnace Tune-Up | 1.432% | 0 | 36.6655 | Commercial_2024_Technical_MW_Before Competition Groups_Furnace Tune-Up
Commercial | Com ¦ VFD on Pumps | 2024 | Achievable | MW | Before Competition Groups | 2.7051 | 0 | 0 | 195.0435 | 0.013869 | 17 | Commercial_2024_Achievable_MW_Before Competition Groups_17 | VFD on Pumps | 1.387% | 0 | 2.7051 | Commercial_2024_Achievable_MW_Before Competition Groups_VFD on Pumps
Commercial | Com ¦ High Efficiency Air Source Heat Pump | 2024 | Technical | MW | Before Competition Groups | 33.5959 | 0 | 0 | 2560.9187 | 0.013119 | 15 | Commercial_2024_Technical_MW_Before Competition Groups_15 | High Efficiency Air Source Heat Pump | 1.312% | 0 | 33.5959 | Commercial_2024_Technical_MW_Before Competition Groups_High Efficiency Air Source Heat Pump
Commercial | Com ¦ Air Handler with Dedicated Outdoor Air Systems | 2024 | Economic | MW | Before Competition Groups | 20.3385 | 0 | 0 | 1619.3708 | 0.01256 | 16 | Commercial_2024_Economic_MW_Before Competition Groups_16 | Air Handler with Dedicated Outdoor Air Systems | 1.256% | 0 | 20.3385 | Commercial_2024_Economic_MW_Before Competition Groups_Air Handler with Dedicated Outdoor Air Systems
Commercial | Com ¦ Strip Curtains | 2024 | Technical | MW | Before Competition Groups | 29.9736 | 0 | 0 | 2560.9187 | 0.011704 | 16 | Commercial_2024_Technical_MW_Before Competition Groups_16 | Strip Curtains | 1.17% | 0 | 29.9736 | Commercial_2024_Technical_MW_Before Competition Groups_Strip Curtains
Commercial | Com ¦ Demand Control Ventilation | 2024 | Achievable | MW | Before Competition Groups | 2.2386 | 0 | 0 | 195.0435 | 0.011477 | 18 | Commercial_2024_Achievable_MW_Before Competition Groups_18 | Demand Control Ventilation | 1.148% | 0 | 2.2386 | Commercial_2024_Achievable_MW_Before Competition Groups_Demand Control Ventilation
Commercial | Com ¦ LED or Equivalent Sign Lighting | 2024 | Economic | MW | Before Competition Groups | 18.1707 | 0 | 0 | 1619.3708 | 0.011221 | 17 | Commercial_2024_Economic_MW_Before Competition Groups_17 | LED or Equivalent Sign Lighting | 1.122% | 0 | 18.1707 | Commercial_2024_Economic_MW_Before Competition Groups_LED or Equivalent Sign Lighting
Commercial | Com ¦ Centrally controlled desktop PC/NETWORK PC POWER MANAGEMENT SOFTWARE | 2024 | Achievable | MW | Before Competition Groups | 2.1156 | 0 | 0 | 195.0435 | 0.010847 | 19 | Commercial_2024_Achievable_MW_Before Competition Groups_19 | Centrally controlled desktop PC/NETWORK PC POWER MANAGEMENT SOFTWARE | 1.085% | 0 | 2.1156 | Commercial_2024_Achievable_MW_Before Competition Groups_Centrally controlled desktop PC/NETWORK PC POWER MANAGEMENT SOFTWARE
Commercial | Com ¦ Data Center Storage/Server Virtualization | 2024 | Economic | MW | Before Competition Groups | 16.9166 | 0 | 0 | 1619.3708 | 0.010446 | 18 | Commercial_2024_Economic_MW_Before Competition Groups_18 | Data Center Storage/Server Virtualization | 1.045% | 0 | 16.9166 | Commercial_2024_Economic_MW_Before Competition Groups_Data Center Storage/Server Virtualization
Commercial | Com ¦ Chilled Water Optimization | 2024 | Achievable | MW | Before Competition Groups | 2.0342 | 0 | 0 | 195.0435 | 0.01043 | 20 | Commercial_2024_Achievable_MW_Before Competition Groups_20 | Chilled Water Optimization | 1.043% | 0 | 2.0342 | Commercial_2024_Achievable_MW_Before Competition Groups_Chilled Water Optimization
Commercial | Com ¦ LED Replacement Lamp (Tube) | 2024 | Economic | MW | Before Competition Groups | 16.6984 | 0 | 0 | 1619.3708 | 0.010312 | 19 | Commercial_2024_Economic_MW_Before Competition Groups_19 | LED Replacement Lamp (Tube) | 1.031% | 0 | 16.6984 | Commercial_2024_Economic_MW_Before Competition Groups_LED Replacement Lamp (Tube)
Commercial | Com ¦ Centrally controlled desktop PC/NETWORK PC POWER MANAGEMENT SOFTWARE | 2024 | Economic | MW | Before Competition Groups | 16.6698 | 0 | 0 | 1619.3708 | 0.010294 | 20 | Commercial_2024_Economic_MW_Before Competition Groups_20 | Centrally controlled desktop PC/NETWORK PC POWER MANAGEMENT SOFTWARE | 1.029% | 0 | 16.6698 | Commercial_2024_Economic_MW_Before Competition Groups_Centrally controlled desktop PC/NETWORK PC POWER MANAGEMENT SOFTWARE
Commercial | Com ¦ Variable Frequency Drive (VFD) | 2024 | Technical | MW | Before Competition Groups | 26.0606 | 0 | 0 | 2560.9187 | 0.010176 | 17 | Commercial_2024_Technical_MW_Before Competition Groups_17 | Variable Frequency Drive (VFD) | 1.018% | 0 | 26.0606 | Commercial_2024_Technical_MW_Before Competition Groups_Variable Frequency Drive (VFD)
Commercial | Com ¦ VFD on Pumps | 2024 | Technical | MW | Before Competition Groups | 24.5005 | 0 | 0 | 2560.9187 | 0.0095671 | 18 | Commercial_2024_Technical_MW_Before Competition Groups_18 | VFD on Pumps | 0.9567% | 0 | 24.5005 | Commercial_2024_Technical_MW_Before Competition Groups_VFD on Pumps
Commercial | Com ¦ Demand Control Ventilation | 2024 | Technical | MW | Before Competition Groups | 23.6307 | 0 | 0 | 2560.9187 | 0.0092274 | 19 | Commercial_2024_Technical_MW_Before Competition Groups_19 | Demand Control Ventilation | 0.9227% | 0 | 23.6307 | Commercial_2024_Technical_MW_Before Competition Groups_Demand Control Ventilation
Commercial | Com ¦ Refrigerated Display Case LED | 2024 | Technical | MW | Before Competition Groups | 23.5242 | 0 | 0 | 2560.9187 | 0.0091858 | 20 | Commercial_2024_Technical_MW_Before Competition Groups_20 | Refrigerated Display Case LED | 0.9186% | 0 | 23.5242 | Commercial_2024_Technical_MW_Before Competition Groups_Refrigerated Display Case LED
Commercial | Com ¦ Adding reflective (White) roof treatment or a green roof | 2024 | Technical | MW | Before Competition Groups | 23.3479 | 0 | 0 | 2560.9187 | 0.009117 | 21 | Commercial_2024_Technical_MW_Before Competition Groups_21 | Adding reflective (White) roof treatment or a green roof | 0.9117% | 0 | 23.3479 | Commercial_2024_Technical_MW_Before Competition Groups_Adding reflective (White) roof treatment or a green roof
Commercial | Com ¦ Unitary Air-Conditioning Unit | 2024 | Technical | MW | Before Competition Groups | 22.9824 | 0 | 0 | 2560.9187 | 0.0089743 | 22 | Commercial_2024_Technical_MW_Before Competition Groups_22 | Unitary Air-Conditioning Unit | 0.8974% | 0 | 22.9824 | Commercial_2024_Technical_MW_Before Competition Groups_Unitary Air-Conditioning Unit
Commercial | Com ¦ ECM MOTORS FOR EVAPORATOR FANS for refrigeration (WALK-IN) | 2024 | Economic | MW | Before Competition Groups | 13.4527 | 0 | 0 | 1619.3708 | 0.0083074 | 21 | Commercial_2024_Economic_MW_Before Competition Groups_21 | ECM MOTORS FOR EVAPORATOR FANS for refrigeration (WALK-IN) | 0.8307% | 0 | 13.4527 | Commercial_2024_Economic_MW_Before Competition Groups_ECM MOTORS FOR EVAPORATOR FANS for refrigeration (WALK-IN)
Commercial | Com ¦ Air Handler with Dedicated Outdoor Air Systems | 2024 | Achievable | MW | Before Competition Groups | 1.5884 | 0 | 0 | 195.0435 | 0.0081438 | 21 | Commercial_2024_Achievable_MW_Before Competition Groups_21 | Air Handler with Dedicated Outdoor Air Systems | 0.8144% | 0 | 1.5884 | Commercial_2024_Achievable_MW_Before Competition Groups_Air Handler with Dedicated Outdoor Air Systems
Commercial | Com ¦ Air Handler with Dedicated Outdoor Air Systems | 2024 | Technical | MW | Before Competition Groups | 20.3385 | 0 | 0 | 2560.9187 | 0.0079419 | 23 | Commercial_2024_Technical_MW_Before Competition Groups_23 | Air Handler with Dedicated Outdoor Air Systems | 0.7942% | 0 | 20.3385 | Commercial_2024_Technical_MW_Before Competition Groups_Air Handler with Dedicated Outdoor Air Systems
Commercial | Com ¦ ECM MOTORS FOR EVAPORATOR FANS for refrigeration (WALK-IN) | 2024 | Achievable | MW | Before Competition Groups | 1.4687 | 0 | 0 | 195.0435 | 0.00753 | 22 | Commercial_2024_Achievable_MW_Before Competition Groups_22 | ECM MOTORS FOR EVAPORATOR FANS for refrigeration (WALK-IN) | 0.753% | 0 | 1.4687 | Commercial_2024_Achievable_MW_Before Competition Groups_ECM MOTORS FOR EVAPORATOR FANS for refrigeration (WALK-IN)
Commercial | Com ¦ LED parking lot fixture | 2024 | Achievable | MW | Before Competition Groups | 1.4493 | 0 | 0 | 195.0435 | 0.0074307 | 23 | Commercial_2024_Achievable_MW_Before Competition Groups_23 | LED parking lot fixture | 0.7431% | 0 | 1.4493 | Commercial_2024_Achievable_MW_Before Competition Groups_LED parking lot fixture
Commercial | Com ¦ HOTEL OCCUPANCY CONTROLS (HVAC + LIGHTING) | 2024 | Technical | MW | Before Competition Groups | 18.7853 | 0 | 0 | 2560.9187 | 0.0073354 | 24 | Commercial_2024_Technical_MW_Before Competition Groups_24 | HOTEL OCCUPANCY CONTROLS (HVAC + LIGHTING) | 0.7335% | 0 | 18.7853 | Commercial_2024_Technical_MW_Before Competition Groups_HOTEL OCCUPANCY CONTROLS (HVAC + LIGHTING)
Commercial | Com ¦ LED EXTERIOR AREA LIGHTS - LED fixture (200W) | 2024 | Achievable | MW | Before Competition Groups | 1.4212 | 0 | 0 | 195.0435 | 0.0072864 | 24 | Commercial_2024_Achievable_MW_Before Competition Groups_24 | LED EXTERIOR AREA LIGHTS - LED fixture (200W) | 0.7286% | 0 | 1.4212 | Commercial_2024_Achievable_MW_Before Competition Groups_LED EXTERIOR AREA LIGHTS - LED fixture (200W)
Commercial | Com ¦ LED or Equivalent Sign Lighting | 2024 | Technical | MW | Before Competition Groups | 18.1707 | 0 | 0 | 2560.9187 | 0.0070954 | 25 | Commercial_2024_Technical_MW_Before Competition Groups_25 | LED or Equivalent Sign Lighting | 0.7095% | 0 | 18.1707 | Commercial_2024_Technical_MW_Before Competition Groups_LED or Equivalent Sign Lighting
Commercial | Com ¦ Smart Strip Plug Outlets | 2024 | Technical | MW | Before Competition Groups | 18.0824 | 0 | 0 | 2560.9187 | 0.0070609 | 26 | Commercial_2024_Technical_MW_Before Competition Groups_26 | Smart Strip Plug Outlets | 0.7061% | 0 | 18.0824 | Commercial_2024_Technical_MW_Before Competition Groups_Smart Strip Plug Outlets
Commercial | Com ¦ Evaporator Fan Controls | 2024 | Economic | MW | Before Competition Groups | 11.3675 | 0 | 0 | 1619.3708 | 0.0070197 | 22 | Commercial_2024_Economic_MW_Before Competition Groups_22 | Evaporator Fan Controls | 0.702% | 0 | 11.3675 | Commercial_2024_Economic_MW_Before Competition Groups_Evaporator Fan Controls
Commercial | Com ¦ Data Center Storage/Server Virtualization | 2024 | Technical | MW | Before Competition Groups | 16.9166 | 0 | 0 | 2560.9187 | 0.0066057 | 27 | Commercial_2024_Technical_MW_Before Competition Groups_27 | Data Center Storage/Server Virtualization | 0.6606% | 0 | 16.9166 | Commercial_2024_Technical_MW_Before Competition Groups_Data Center Storage/Server Virtualization
Commercial | Com ¦ LED Replacement Lamp (Tube) | 2024 | Technical | MW | Before Competition Groups | 16.6984 | 0 | 0 | 2560.9187 | 0.0065205 | 28 | Commercial_2024_Technical_MW_Before Competition Groups_28 | LED Replacement Lamp (Tube) | 0.652% | 0 | 16.6984 | Commercial_2024_Technical_MW_Before Competition Groups_LED Replacement Lamp (Tube)
Commercial | Com ¦ Centrally controlled desktop PC/NETWORK PC POWER MANAGEMENT SOFTWARE | 2024 | Technical | MW | Before Competition Groups | 16.6698 | 0 | 0 | 2560.9187 | 0.0065093 | 29 | Commercial_2024_Technical_MW_Before Competition Groups_29 | Centrally controlled desktop PC/NETWORK PC POWER MANAGEMENT SOFTWARE | 0.6509% | 0 | 16.6698 | Commercial_2024_Technical_MW_Before Competition Groups_Centrally controlled desktop PC/NETWORK PC POWER MANAGEMENT SOFTWARE
Commercial | Com ¦ Evaporator Fan Controls | 2024 | Achievable | MW | Before Competition Groups | 1.2378 | 0 | 0 | 195.0435 | 0.0063463 | 25 | Commercial_2024_Achievable_MW_Before Competition Groups_25 | Evaporator Fan Controls | 0.6346% | 0 | 1.2378 | Commercial_2024_Achievable_MW_Before Competition Groups_Evaporator Fan Controls
Commercial | Com ¦ Occupancy Sensors | 2024 | Economic | MW | Before Competition Groups | 9.4253 | 0 | 0 | 1619.3708 | 0.0058203 | 23 | Commercial_2024_Economic_MW_Before Competition Groups_23 | Occupancy Sensors | 0.582% | 0 | 9.4253 | Commercial_2024_Economic_MW_Before Competition Groups_Occupancy Sensors
Commercial | Com ¦ Freezer Case Light Sensor | 2024 | Economic | MW | Before Competition Groups | 9.2314 | 0 | 0 | 1619.3708 | 0.0057006 | 24 | Commercial_2024_Economic_MW_Before Competition Groups_24 | Freezer Case Light Sensor | 0.5701% | 0 | 9.2314 | Commercial_2024_Economic_MW_Before Competition Groups_Freezer Case Light Sensor
Commercial | Com ¦ Indoor Daylight Sensors/Photocell Dimming Control | 2024 | Technical | MW | Before Competition Groups | 13.4898 | 0 | 0 | 2560.9187 | 0.0052676 | 30 | Commercial_2024_Technical_MW_Before Competition Groups_30 | Indoor Daylight Sensors/Photocell Dimming Control | 0.5268% | 0 | 13.4898 | Commercial_2024_Technical_MW_Before Competition Groups_Indoor Daylight Sensors/Photocell Dimming Control
Commercial | Com ¦ ECM MOTORS FOR EVAPORATOR FANS for refrigeration (WALK-IN) | 2024 | Technical | MW | Before Competition Groups | 13.4527 | 0 | 0 | 2560.9187 | 0.0052531 | 31 | Commercial_2024_Technical_MW_Before Competition Groups_31 | ECM MOTORS FOR EVAPORATOR FANS for refrigeration (WALK-IN) | 0.5253% | 0 | 13.4527 | Commercial_2024_Technical_MW_Before Competition Groups_ECM MOTORS FOR EVAPORATOR FANS for refrigeration (WALK-IN)
Commercial | Com ¦ High R-Value Glass Doors/no-heat glass door | 2024 | Technical | MW | Before Competition Groups | 12.7974 | 0 | 0 | 2560.9187 | 0.0049972 | 32 | Commercial_2024_Technical_MW_Before Competition Groups_32 | High R-Value Glass Doors/no-heat glass door | 0.4997% | 0 | 12.7974 | Commercial_2024_Technical_MW_Before Competition Groups_High R-Value Glass Doors/no-heat glass door
Commercial | Com ¦ ENERGY STAR LED LAMPS (General Service Lamps) | 2024 | Economic | MW | Before Competition Groups | 7.6504 | 0 | 0 | 1619.3708 | 0.0047243 | 25 | Commercial_2024_Economic_MW_Before Competition Groups_25 | ENERGY STAR LED LAMPS (General Service Lamps) | 0.4724% | 0 | 7.6504 | Commercial_2024_Economic_MW_Before Competition Groups_ENERGY STAR LED LAMPS (General Service Lamps)
Commercial | Com ¦ Freezer Case Light Sensor | 2024 | Technical | MW | Before Competition Groups | 11.67 | 0 | 0 | 2560.9187 | 0.004557 | 33 | Commercial_2024_Technical_MW_Before Competition Groups_33 | Freezer Case Light Sensor | 0.4557% | 0 | 11.67 | Commercial_2024_Technical_MW_Before Competition Groups_Freezer Case Light Sensor
Commercial | Com ¦ Evaporator Fan Controls | 2024 | Technical | MW | Before Competition Groups | 11.3675 | 0 | 0 | 2560.9187 | 0.0044388 | 34 | Commercial_2024_Technical_MW_Before Competition Groups_34 | Evaporator Fan Controls | 0.4439% | 0 | 11.3675 | Commercial_2024_Technical_MW_Before Competition Groups_Evaporator Fan Controls
Commercial | Com ¦ Demand Control Kitchen Ventilation | 2024 | Economic | MW | Before Competition Groups | 7.0958 | 0 | 0 | 1619.3708 | 0.0043818 | 26 | Commercial_2024_Economic_MW_Before Competition Groups_26 | Demand Control Kitchen Ventilation | 0.4382% | 0 | 7.0958 | Commercial_2024_Economic_MW_Before Competition Groups_Demand Control Kitchen Ventilation
Commercial | Com ¦ Door Gasket Freezer/Refrigerator | 2024 | Technical | MW | Before Competition Groups | 10.8856 | 0 | 0 | 2560.9187 | 0.0042507 | 35 | Commercial_2024_Technical_MW_Before Competition Groups_35 | Door Gasket Freezer/Refrigerator | 0.4251% | 0 | 10.8856 | Commercial_2024_Technical_MW_Before Competition Groups_Door Gasket Freezer/Refrigerator
Commercial | Com ¦ Duct Insulation, R8 | 2024 | Economic | MW | Before Competition Groups | 6.7841 | 0 | 0 | 1619.3708 | 0.0041893 | 27 | Commercial_2024_Economic_MW_Before Competition Groups_27 | Duct Insulation, R8 | 0.4189% | 0 | 6.7841 | Commercial_2024_Economic_MW_Before Competition Groups_Duct Insulation, R8
Commercial | Com ¦ Refrigerated Display Case Doors | 2024 | Technical | MW | Before Competition Groups | 10.6949 | 0 | 0 | 2560.9187 | 0.0041762 | 36 | Commercial_2024_Technical_MW_Before Competition Groups_36 | Refrigerated Display Case Doors | 0.4176% | 0 | 10.6949 | Commercial_2024_Technical_MW_Before Competition Groups_Refrigerated Display Case Doors
Commercial | Com ¦ LED street light fixture | 2024 | Achievable | MW | Before Competition Groups | 0.80623 | 0 | 0 | 195.0435 | 0.0041336 | 26 | Commercial_2024_Achievable_MW_Before Competition Groups_26 | LED street light fixture | 0.4134% | 0 | 0.80623 | Commercial_2024_Achievable_MW_Before Competition Groups_LED street light fixture
Commercial | Com ¦ Reach-in Shaded Pole to ECM/PSC Evaporator Fan Motor | 2024 | Economic | MW | Before Competition Groups | 6.5663 | 0 | 0 | 1619.3708 | 0.0040549 | 28 | Commercial_2024_Economic_MW_Before Competition Groups_28 | Reach-in Shaded Pole to ECM/PSC Evaporator Fan Motor | 0.4055% | 0 | 6.5663 | Commercial_2024_Economic_MW_Before Competition Groups_Reach-in Shaded Pole to ECM/PSC Evaporator Fan Motor
Commercial | Com ¦ ENERGY STAR FREEZER | 2024 | Technical | MW | Before Competition Groups | 10.1774 | 0 | 0 | 2560.9187 | 0.0039741 | 37 | Commercial_2024_Technical_MW_Before Competition Groups_37 | ENERGY STAR FREEZER | 0.3974% | 0 | 10.1774 | Commercial_2024_Technical_MW_Before Competition Groups_ENERGY STAR FREEZER
Commercial | Com ¦ ENERGY STAR LED LAMPS (General Service Lamps) | 2024 | Technical | MW | Before Competition Groups | 10.1314 | 0 | 0 | 2560.9187 | 0.0039562 | 38 | Commercial_2024_Technical_MW_Before Competition Groups_38 | ENERGY STAR LED LAMPS (General Service Lamps) | 0.3956% | 0 | 10.1314 | Commercial_2024_Technical_MW_Before Competition Groups_ENERGY STAR LED LAMPS (General Service Lamps)
Commercial | Com ¦ Duct Insulation, R8 | 2024 | Achievable | MW | Before Competition Groups | 0.7501 | 0 | 0 | 195.0435 | 0.0038458 | 27 | Commercial_2024_Achievable_MW_Before Competition Groups_27 | Duct Insulation, R8 | 0.3846% | 0 | 0.7501 | Commercial_2024_Achievable_MW_Before Competition Groups_Duct Insulation, R8
Commercial | Com ¦ Demand Control Kitchen Ventilation | 2024 | Achievable | MW | Before Competition Groups | 0.7412 | 0 | 0 | 195.0435 | 0.0038002 | 28 | Commercial_2024_Achievable_MW_Before Competition Groups_28 | Demand Control Kitchen Ventilation | 0.38% | 0 | 0.7412 | Commercial_2024_Achievable_MW_Before Competition Groups_Demand Control Kitchen Ventilation
Commercial | Com ¦ Occupancy Sensors | 2024 | Technical | MW | Before Competition Groups | 9.4253 | 0 | 0 | 2560.9187 | 0.0036804 | 39 | Commercial_2024_Technical_MW_Before Competition Groups_39 | Occupancy Sensors | 0.368% | 0 | 9.4253 | Commercial_2024_Technical_MW_Before Competition Groups_Occupancy Sensors
Commercial | Com ¦ Refrigeration Optimization | 2024 | Technical | MW | Before Competition Groups | 9.2614 | 0 | 0 | 2560.9187 | 0.0036164 | 40 | Commercial_2024_Technical_MW_Before Competition Groups_40 | Refrigeration Optimization | 0.3616% | 0 | 9.2614 | Commercial_2024_Technical_MW_Before Competition Groups_Refrigeration Optimization
Commercial | Com ¦ ENERGY STAR Griddle (74% eff) | 2024 | Achievable | MW | Before Competition Groups | 0.68505 | 0 | 0 | 195.0435 | 0.0035123 | 29 | Commercial_2024_Achievable_MW_Before Competition Groups_29 | ENERGY STAR Griddle (74% eff) | 0.3512% | 0 | 0.68505 | Commercial_2024_Achievable_MW_Before Competition Groups_ENERGY STAR Griddle (74% eff)
Commercial | Com ¦ Chilled Water Optimization | 2024 | Economic | MW | Before Competition Groups | 5.3008 | 0 | 0 | 1619.3708 | 0.0032734 | 29 | Commercial_2024_Economic_MW_Before Competition Groups_29 | Chilled Water Optimization | 0.3273% | 0 | 5.3008 | Commercial_2024_Economic_MW_Before Competition Groups_Chilled Water Optimization
Commercial | Com ¦ Demand Control Kitchen Ventilation | 2024 | Technical | MW | Before Competition Groups | 8.2693 | 0 | 0 | 2560.9187 | 0.003229 | 41 | Commercial_2024_Technical_MW_Before Competition Groups_41 | Demand Control Kitchen Ventilation | 0.3229% | 0 | 8.2693 | Commercial_2024_Technical_MW_Before Competition Groups_Demand Control Kitchen Ventilation
Commercial | Com ¦ Refrigeration Commissioning | 2024 | Technical | MW | Before Competition Groups | 7.9343 | 0 | 0 | 2560.9187 | 0.0030982 | 42 | Commercial_2024_Technical_MW_Before Competition Groups_42 | Refrigeration Commissioning | 0.3098% | 0 | 7.9343 | Commercial_2024_Technical_MW_Before Competition Groups_Refrigeration Commissioning
Commercial | Com ¦ LED EXTERIOR AREA LIGHTS - LED fixture (200W) | 2024 | Economic | MW | Before Competition Groups | 4.7392 | 0 | 0 | 1619.3708 | 0.0029266 | 30 | Commercial_2024_Economic_MW_Before Competition Groups_30 | LED EXTERIOR AREA LIGHTS - LED fixture (200W) | 0.2927% | 0 | 4.7392 | Commercial_2024_Economic_MW_Before Competition Groups_LED EXTERIOR AREA LIGHTS - LED fixture (200W)
Commercial | Com ¦ LED parking lot fixture | 2024 | Economic | MW | Before Competition Groups | 4.6229 | 0 | 0 | 1619.3708 | 0.0028548 | 31 | Commercial_2024_Economic_MW_Before Competition Groups_31 | LED parking lot fixture | 0.2855% | 0 | 4.6229 | Commercial_2024_Economic_MW_Before Competition Groups_LED parking lot fixture
Commercial | Com ¦ Duct Insulation, R8 | 2024 | Technical | MW | Before Competition Groups | 6.7841 | 0 | 0 | 2560.9187 | 0.0026491 | 43 | Commercial_2024_Technical_MW_Before Competition Groups_43 | Duct Insulation, R8 | 0.2649% | 0 | 6.7841 | Commercial_2024_Technical_MW_Before Competition Groups_Duct Insulation, R8
Commercial | Com ¦ Reach-in Shaded Pole to ECM/PSC Evaporator Fan Motor | 2024 | Technical | MW | Before Competition Groups | 6.5663 | 0 | 0 | 2560.9187 | 0.002564 | 44 | Commercial_2024_Technical_MW_Before Competition Groups_44 | Reach-in Shaded Pole to ECM/PSC Evaporator Fan Motor | 0.2564% | 0 | 6.5663 | Commercial_2024_Technical_MW_Before Competition Groups_Reach-in Shaded Pole to ECM/PSC Evaporator Fan Motor
Commercial | Com ¦ Temperature Adjustment in Commercial Freezers | 2024 | Economic | MW | Before Competition Groups | 4.1483 | 0 | 0 | 1619.3708 | 0.0025617 | 32 | Commercial_2024_Economic_MW_Before Competition Groups_32 | Temperature Adjustment in Commercial Freezers | 0.2562% | 0 | 4.1483 | Commercial_2024_Economic_MW_Before Competition Groups_Temperature Adjustment in Commercial Freezers
Commercial | Com ¦ Freezer Case Light Sensor | 2024 | Achievable | MW | Before Competition Groups | 0.49474 | 0 | 0 | 195.0435 | 0.0025366 | 30 | Commercial_2024_Achievable_MW_Before Competition Groups_30 | Freezer Case Light Sensor | 0.2537% | 0 | 0.49474 | Commercial_2024_Achievable_MW_Before Competition Groups_Freezer Case Light Sensor
Commercial | Com ¦ Refrigerated Display Case LED | 2024 | Achievable | MW | Before Competition Groups | 0.46856 | 0 | 0 | 195.0435 | 0.0024023 | 31 | Commercial_2024_Achievable_MW_Before Competition Groups_31 | Refrigerated Display Case LED | 0.2402% | 0 | 0.46856 | Commercial_2024_Achievable_MW_Before Competition Groups_Refrigerated Display Case LED
Commercial | Com ¦ Temperature Adjustment in Commercial Freezers | 2024 | Achievable | MW | Before Competition Groups | 0.45211 | 0 | 0 | 195.0435 | 0.002318 | 32 | Commercial_2024_Achievable_MW_Before Competition Groups_32 | Temperature Adjustment in Commercial Freezers | 0.2318% | 0 | 0.45211 | Commercial_2024_Achievable_MW_Before Competition Groups_Temperature Adjustment in Commercial Freezers
Commercial | Com ¦ Elec Storage WH 2.30 Et | 2024 | Economic | MW | Before Competition Groups | 3.4971 | 0 | 0 | 1619.3708 | 0.0021596 | 33 | Commercial_2024_Economic_MW_Before Competition Groups_33 | Elec Storage WH 2.30 Et | 0.216% | 0 | 3.4971 | Commercial_2024_Economic_MW_Before Competition Groups_Elec Storage WH 2.30 Et
Commercial | Com ¦ Vertical Night Covers | 2024 | Economic | MW | Before Competition Groups | 3.4458 | 0 | 0 | 1619.3708 | 0.0021279 | 34 | Commercial_2024_Economic_MW_Before Competition Groups_34 | Vertical Night Covers | 0.2128% | 0 | 3.4458 | Commercial_2024_Economic_MW_Before Competition Groups_Vertical Night Covers
Commercial | Com ¦ Chilled Water Optimization | 2024 | Technical | MW | Before Competition Groups | 5.3008 | 0 | 0 | 2560.9187 | 0.0020699 | 45 | Commercial_2024_Technical_MW_Before Competition Groups_45 | Chilled Water Optimization | 0.207% | 0 | 5.3008 | Commercial_2024_Technical_MW_Before Competition Groups_Chilled Water Optimization
Commercial | Com ¦ BEVERAGE VENDING MACHINE CONTROLS | 2024 | Economic | MW | Before Competition Groups | 3.3433 | 0 | 0 | 1619.3708 | 0.0020646 | 35 | Commercial_2024_Economic_MW_Before Competition Groups_35 | BEVERAGE VENDING MACHINE CONTROLS | 0.2065% | 0 | 3.3433 | Commercial_2024_Economic_MW_Before Competition Groups_BEVERAGE VENDING MACHINE CONTROLS
Commercial | Com ¦ Energy Efficient Laboratory Fume Hood | 2024 | Economic | MW | Before Competition Groups | 3.3362 | 0 | 0 | 1619.3708 | 0.0020602 | 36 | Commercial_2024_Economic_MW_Before Competition Groups_36 | Energy Efficient Laboratory Fume Hood | 0.206% | 0 | 3.3362 | Commercial_2024_Economic_MW_Before Competition Groups_Energy Efficient Laboratory Fume Hood
Commercial | Com ¦ Occupancy Sensors | 2024 | Achievable | MW | Before Competition Groups | 0.37919 | 0 | 0 | 195.0435 | 0.0019441 | 33 | Commercial_2024_Achievable_MW_Before Competition Groups_33 | Occupancy Sensors | 0.1944% | 0 | 0.37919 | Commercial_2024_Achievable_MW_Before Competition Groups_Occupancy Sensors
Commercial | Com ¦ Vertical Night Covers | 2024 | Achievable | MW | Before Competition Groups | 0.37521 | 0 | 0 | 195.0435 | 0.0019237 | 34 | Commercial_2024_Achievable_MW_Before Competition Groups_34 | Vertical Night Covers | 0.1924% | 0 | 0.37521 | Commercial_2024_Achievable_MW_Before Competition Groups_Vertical Night Covers
Commercial | Com ¦ ENERGY STAR Refrigerator | 2024 | Technical | MW | Before Competition Groups | 4.8749 | 0 | 0 | 2560.9187 | 0.0019036 | 46 | Commercial_2024_Technical_MW_Before Competition Groups_46 | ENERGY STAR Refrigerator | 0.1904% | 0 | 4.8749 | Commercial_2024_Technical_MW_Before Competition Groups_ENERGY STAR Refrigerator
Commercial | Com ¦ Energy Efficient Laboratory Fume Hood | 2024 | Achievable | MW | Before Competition Groups | 0.36873 | 0 | 0 | 195.0435 | 0.0018905 | 35 | Commercial_2024_Achievable_MW_Before Competition Groups_35 | Energy Efficient Laboratory Fume Hood | 0.1891% | 0 | 0.36873 | Commercial_2024_Achievable_MW_Before Competition Groups_Energy Efficient Laboratory Fume Hood
Commercial | Com ¦ CO Sensors for parking garage exhaust fans | 2024 | Economic | MW | Before Competition Groups | 3.0166 | 0 | 0 | 1619.3708 | 0.0018628 | 37 | Commercial_2024_Economic_MW_Before Competition Groups_37 | CO Sensors for parking garage exhaust fans | 0.1863% | 0 | 3.0166 | Commercial_2024_Economic_MW_Before Competition Groups_CO Sensors for parking garage exhaust fans
Commercial | Com ¦ LED EXTERIOR AREA LIGHTS - LED fixture (200W) | 2024 | Technical | MW | Before Competition Groups | 4.7392 | 0 | 0 | 2560.9187 | 0.0018506 | 47 | Commercial_2024_Technical_MW_Before Competition Groups_47 | LED EXTERIOR AREA LIGHTS - LED fixture (200W) | 0.1851% | 0 | 4.7392 | Commercial_2024_Technical_MW_Before Competition Groups_LED EXTERIOR AREA LIGHTS - LED fixture (200W)
Commercial | Com ¦ LED parking lot fixture | 2024 | Technical | MW | Before Competition Groups | 4.6229 | 0 | 0 | 2560.9187 | 0.0018052 | 48 | Commercial_2024_Technical_MW_Before Competition Groups_48 | LED parking lot fixture | 0.1805% | 0 | 4.6229 | Commercial_2024_Technical_MW_Before Competition Groups_LED parking lot fixture
Commercial | Com ¦ Elec Storage WH 2.30 Et | 2024 | Achievable | MW | Before Competition Groups | 0.34447 | 0 | 0 | 195.0435 | 0.0017661 | 36 | Commercial_2024_Achievable_MW_Before Competition Groups_36 | Elec Storage WH 2.30 Et | 0.1766% | 0 | 0.34447 | Commercial_2024_Achievable_MW_Before Competition Groups_Elec Storage WH 2.30 Et
Commercial | Com ¦ LED street light fixture | 2024 | Economic | MW | Before Competition Groups | 2.8365 | 0 | 0 | 1619.3708 | 0.0017516 | 38 | Commercial_2024_Economic_MW_Before Competition Groups_38 | LED street light fixture | 0.1752% | 0 | 2.8365 | Commercial_2024_Economic_MW_Before Competition Groups_LED street light fixture
Commercial | Com ¦ CO Sensors for parking garage exhaust fans | 2024 | Achievable | MW | Before Competition Groups | 0.33188 | 0 | 0 | 195.0435 | 0.0017016 | 37 | Commercial_2024_Achievable_MW_Before Competition Groups_37 | CO Sensors for parking garage exhaust fans | 0.1702% | 0 | 0.33188 | Commercial_2024_Achievable_MW_Before Competition Groups_CO Sensors for parking garage exhaust fans
Commercial | Com ¦ Temperature Adjustment in Commercial Freezers | 2024 | Technical | MW | Before Competition Groups | 4.1483 | 0 | 0 | 2560.9187 | 0.0016198 | 49 | Commercial_2024_Technical_MW_Before Competition Groups_49 | Temperature Adjustment in Commercial Freezers | 0.162% | 0 | 4.1483 | Commercial_2024_Technical_MW_Before Competition Groups_Temperature Adjustment in Commercial Freezers
Commercial | Com ¦ Water Heating (DHW) Pipe Insulation (Add 3/4\ Foam)" | 2024 | Economic | MW | Before Competition Groups | 2.6005 | 0 | 0 | 1619.3708 | 0.0016059 | 39 | Commercial_2024_Economic_MW_Before Competition Groups_39 | Water Heating (DHW) Pipe Insulation (Add 3/4\ Foam)" | 0.1606% | 0 | 2.6005 | Commercial_2024_Economic_MW_Before Competition Groups_Water Heating (DHW) Pipe Insulation (Add 3/4\ Foam)"
Commercial | Com ¦ Unitary Air-Conditioning Unit | 2024 | Achievable | MW | Before Competition Groups | 0.30069 | 0 | 0 | 195.0435 | 0.0015416 | 38 | Commercial_2024_Achievable_MW_Before Competition Groups_38 | Unitary Air-Conditioning Unit | 0.1542% | 0 | 0.30069 | Commercial_2024_Achievable_MW_Before Competition Groups_Unitary Air-Conditioning Unit
Commercial | Com ¦ Unitary Air-Conditioning Unit | 2024 | Economic | MW | Before Competition Groups | 2.4658 | 0 | 0 | 1619.3708 | 0.0015227 | 40 | Commercial_2024_Economic_MW_Before Competition Groups_40 | Unitary Air-Conditioning Unit | 0.1523% | 0 | 2.4658 | Commercial_2024_Economic_MW_Before Competition Groups_Unitary Air-Conditioning Unit
Commercial | Com ¦ BEVERAGE VENDING MACHINE CONTROLS | 2024 | Achievable | MW | Before Competition Groups | 0.29366 | 0 | 0 | 195.0435 | 0.0015056 | 39 | Commercial_2024_Achievable_MW_Before Competition Groups_39 | BEVERAGE VENDING MACHINE CONTROLS | 0.1506% | 0 | 0.29366 | Commercial_2024_Achievable_MW_Before Competition Groups_BEVERAGE VENDING MACHINE CONTROLS
Commercial | Com ¦ Water Heating (DHW) Pipe Insulation (Add 3/4\ Foam)" | 2024 | Achievable | MW | Before Competition Groups | 0.28462 | 0 | 0 | 195.0435 | 0.0014593 | 40 | Commercial_2024_Achievable_MW_Before Competition Groups_40 | Water Heating (DHW) Pipe Insulation (Add 3/4\ Foam)" | 0.1459% | 0 | 0.28462 | Commercial_2024_Achievable_MW_Before Competition Groups_Water Heating (DHW) Pipe Insulation (Add 3/4\ Foam)"
Commercial | Com ¦ Roof Insulation/Ceiling Insulation (R25 Code to R35) | 2024 | Technical | MW | Before Competition Groups | 3.681 | 0 | 0 | 2560.9187 | 0.0014374 | 50 | Commercial_2024_Technical_MW_Before Competition Groups_50 | Roof Insulation/Ceiling Insulation (R25 Code to R35) | 0.1437% | 0 | 3.681 | Commercial_2024_Technical_MW_Before Competition Groups_Roof Insulation/Ceiling Insulation (R25 Code to R35)
Commercial | Com ¦ Elec Storage WH 2.30 Et | 2024 | Technical | MW | Before Competition Groups | 3.4971 | 0 | 0 | 2560.9187 | 0.0013656 | 51 | Commercial_2024_Technical_MW_Before Competition Groups_51 | Elec Storage WH 2.30 Et | 0.1366% | 0 | 3.4971 | Commercial_2024_Technical_MW_Before Competition Groups_Elec Storage WH 2.30 Et
Commercial | Com ¦ ENERGY STAR ICE MACHINES - Ice Making Head | 2024 | Technical | MW | Before Competition Groups | 3.4656 | 0 | 0 | 2560.9187 | 0.0013533 | 52 | Commercial_2024_Technical_MW_Before Competition Groups_52 | ENERGY STAR ICE MACHINES - Ice Making Head | 0.1353% | 0 | 3.4656 | Commercial_2024_Technical_MW_Before Competition Groups_ENERGY STAR ICE MACHINES - Ice Making Head
Commercial | Com ¦ Vertical Night Covers | 2024 | Technical | MW | Before Competition Groups | 3.4458 | 0 | 0 | 2560.9187 | 0.0013455 | 53 | Commercial_2024_Technical_MW_Before Competition Groups_53 | Vertical Night Covers | 0.1346% | 0 | 3.4458 | Commercial_2024_Technical_MW_Before Competition Groups_Vertical Night Covers
Commercial | Com ¦ Ground Source Heat Pump | 2024 | Technical | MW | Before Competition Groups | 3.4118 | 0 | 0 | 2560.9187 | 0.0013322 | 54 | Commercial_2024_Technical_MW_Before Competition Groups_54 | Ground Source Heat Pump | 0.1332% | 0 | 3.4118 | Commercial_2024_Technical_MW_Before Competition Groups_Ground Source Heat Pump
Commercial | Com ¦ BEVERAGE VENDING MACHINE CONTROLS | 2024 | Technical | MW | Before Competition Groups | 3.3433 | 0 | 0 | 2560.9187 | 0.0013055 | 55 | Commercial_2024_Technical_MW_Before Competition Groups_55 | BEVERAGE VENDING MACHINE CONTROLS | 0.1306% | 0 | 3.3433 | Commercial_2024_Technical_MW_Before Competition Groups_BEVERAGE VENDING MACHINE CONTROLS
Commercial | Com ¦ Energy Efficient Laboratory Fume Hood | 2024 | Technical | MW | Before Competition Groups | 3.3362 | 0 | 0 | 2560.9187 | 0.0013027 | 56 | Commercial_2024_Technical_MW_Before Competition Groups_56 | Energy Efficient Laboratory Fume Hood | 0.1303% | 0 | 3.3362 | Commercial_2024_Technical_MW_Before Competition Groups_Energy Efficient Laboratory Fume Hood
Commercial | Com ¦ Outside Air Economizer | 2024 | Achievable | MW | Before Competition Groups | 0.24095 | 0 | 0 | 195.0435 | 0.0012354 | 41 | Commercial_2024_Achievable_MW_Before Competition Groups_41 | Outside Air Economizer | 0.1235% | 0 | 0.24095 | Commercial_2024_Achievable_MW_Before Competition Groups_Outside Air Economizer
Commercial | Com ¦ Anti-sweat heat (ASH) controls - Cooler/Freezer | 2024 | Technical | MW | Before Competition Groups | 3.1307 | 0 | 0 | 2560.9187 | 0.0012225 | 57 | Commercial_2024_Technical_MW_Before Competition Groups_57 | Anti-sweat heat (ASH) controls - Cooler/Freezer | 0.1223% | 0 | 3.1307 | Commercial_2024_Technical_MW_Before Competition Groups_Anti-sweat heat (ASH) controls - Cooler/Freezer
Commercial | Com ¦ Thermostat Setback | 2024 | Achievable | MW | Before Competition Groups | 0.23254 | 0 | 0 | 195.0435 | 0.0011922 | 42 | Commercial_2024_Achievable_MW_Before Competition Groups_42 | Thermostat Setback | 0.1192% | 0 | 0.23254 | Commercial_2024_Achievable_MW_Before Competition Groups_Thermostat Setback
Commercial | Com ¦ CO Sensors for parking garage exhaust fans | 2024 | Technical | MW | Before Competition Groups | 3.0166 | 0 | 0 | 2560.9187 | 0.0011779 | 58 | Commercial_2024_Technical_MW_Before Competition Groups_58 | CO Sensors for parking garage exhaust fans | 0.1178% | 0 | 3.0166 | Commercial_2024_Technical_MW_Before Competition Groups_CO Sensors for parking garage exhaust fans
Commercial | Com ¦ LED street light fixture | 2024 | Technical | MW | Before Competition Groups | 2.8365 | 0 | 0 | 2560.9187 | 0.0011076 | 59 | Commercial_2024_Technical_MW_Before Competition Groups_59 | LED street light fixture | 0.1108% | 0 | 2.8365 | Commercial_2024_Technical_MW_Before Competition Groups_LED street light fixture
Commercial | Com ¦ Suction Pipe Insulation Freezer/Refrigerator | 2024 | Economic | MW | Before Competition Groups | 1.785 | 0 | 0 | 1619.3708 | 0.0011023 | 41 | Commercial_2024_Economic_MW_Before Competition Groups_41 | Suction Pipe Insulation Freezer/Refrigerator | 0.1102% | 0 | 1.785 | Commercial_2024_Economic_MW_Before Competition Groups_Suction Pipe Insulation Freezer/Refrigerator
Commercial | Com ¦ Outside Air Economizer | 2024 | Economic | MW | Before Competition Groups | 1.755 | 0 | 0 | 1619.3708 | 0.0010837 | 42 | Commercial_2024_Economic_MW_Before Competition Groups_42 | Outside Air Economizer | 0.1084% | 0 | 1.755 | Commercial_2024_Economic_MW_Before Competition Groups_Outside Air Economizer
Commercial | Com ¦ ENERGY STAR Fryer (84% eff) | 2024 | Achievable | MW | Before Competition Groups | 0.20082 | 0 | 0 | 195.0435 | 0.0010296 | 43 | Commercial_2024_Achievable_MW_Before Competition Groups_43 | ENERGY STAR Fryer (84% eff) | 0.103% | 0 | 0.20082 | Commercial_2024_Achievable_MW_Before Competition Groups_ENERGY STAR Fryer (84% eff)
Commercial | Com ¦ Water Heating (DHW) Pipe Insulation (Add 3/4\ Foam)" | 2024 | Technical | MW | Before Competition Groups | 2.6005 | 0 | 0 | 2560.9187 | 0.0010155 | 60 | Commercial_2024_Technical_MW_Before Competition Groups_60 | Water Heating (DHW) Pipe Insulation (Add 3/4\ Foam)" | 0.1015% | 0 | 2.6005 | Commercial_2024_Technical_MW_Before Competition Groups_Water Heating (DHW) Pipe Insulation (Add 3/4\ Foam)"
Commercial | Com ¦ Suction Pipe Insulation Freezer/Refrigerator | 2024 | Achievable | MW | Before Competition Groups | 0.19463 | 0 | 0 | 195.0435 | 0.00099787 | 44 | Commercial_2024_Achievable_MW_Before Competition Groups_44 | Suction Pipe Insulation Freezer/Refrigerator | 0.09979% | 0 | 0.19463 | Commercial_2024_Achievable_MW_Before Competition Groups_Suction Pipe Insulation Freezer/Refrigerator
Commercial | Com ¦ ENERGY STAR Griddle (74% eff) | 2024 | Economic | MW | Before Competition Groups | 1.4392 | 0 | 0 | 1619.3708 | 0.00088876 | 43 | Commercial_2024_Economic_MW_Before Competition Groups_43 | ENERGY STAR Griddle (74% eff) | 0.08888% | 0 | 1.4392 | Commercial_2024_Economic_MW_Before Competition Groups_ENERGY STAR Griddle (74% eff)
Commercial | Com ¦ Water Source Heat Pump (4 ton) | 2024 | Technical | MW | Before Competition Groups | 1.8422 | 0 | 0 | 2560.9187 | 0.00071935 | 61 | Commercial_2024_Technical_MW_Before Competition Groups_61 | Water Source Heat Pump (4 ton) | 0.07194% | 0 | 1.8422 | Commercial_2024_Technical_MW_Before Competition Groups_Water Source Heat Pump (4 ton)
Commercial | Com ¦ Suction Pipe Insulation Freezer/Refrigerator | 2024 | Technical | MW | Before Competition Groups | 1.785 | 0 | 0 | 2560.9187 | 0.00069701 | 62 | Commercial_2024_Technical_MW_Before Competition Groups_62 | Suction Pipe Insulation Freezer/Refrigerator | 0.0697% | 0 | 1.785 | Commercial_2024_Technical_MW_Before Competition Groups_Suction Pipe Insulation Freezer/Refrigerator
Commercial | Com ¦ Outside Air Economizer | 2024 | Technical | MW | Before Competition Groups | 1.755 | 0 | 0 | 2560.9187 | 0.00068529 | 63 | Commercial_2024_Technical_MW_Before Competition Groups_63 | Outside Air Economizer | 0.06853% | 0 | 1.755 | Commercial_2024_Technical_MW_Before Competition Groups_Outside Air Economizer
Commercial | Com ¦ ENERGY STAR Steam Cookers | 2024 | Achievable | MW | Before Competition Groups | 0.12745 | 0 | 0 | 195.0435 | 0.00065343 | 45 | Commercial_2024_Achievable_MW_Before Competition Groups_45 | ENERGY STAR Steam Cookers | 0.06534% | 0 | 0.12745 | Commercial_2024_Achievable_MW_Before Competition Groups_ENERGY STAR Steam Cookers
Commercial | Com ¦ ENERGY STAR Dishwasher | 2024 | Economic | MW | Before Competition Groups | 1.0014 | 0 | 0 | 1619.3708 | 0.00061836 | 44 | Commercial_2024_Economic_MW_Before Competition Groups_44 | ENERGY STAR Dishwasher | 0.06184% | 0 | 1.0014 | Commercial_2024_Economic_MW_Before Competition Groups_ENERGY STAR Dishwasher
Commercial | Com ¦ Evaporator Coil Defrost (Cooler) | 2024 | Technical | MW | Before Competition Groups | 1.5198 | 0 | 0 | 2560.9187 | 0.00059346 | 64 | Commercial_2024_Technical_MW_Before Competition Groups_64 | Evaporator Coil Defrost (Cooler) | 0.05935% | 0 | 1.5198 | Commercial_2024_Technical_MW_Before Competition Groups_Evaporator Coil Defrost (Cooler)
Commercial | Com ¦ ENERGY STAR Griddle (74% eff) | 2024 | Technical | MW | Before Competition Groups | 1.4392 | 0 | 0 | 2560.9187 | 0.000562 | 65 | Commercial_2024_Technical_MW_Before Competition Groups_65 | ENERGY STAR Griddle (74% eff) | 0.0562% | 0 | 1.4392 | Commercial_2024_Technical_MW_Before Competition Groups_ENERGY STAR Griddle (74% eff)
Commercial | Com ¦ Water Source Heat Pump (4 ton) | 2024 | Achievable | MW | Before Competition Groups | 0.1025 | 0 | 0 | 195.0435 | 0.00052551 | 46 | Commercial_2024_Achievable_MW_Before Competition Groups_46 | Water Source Heat Pump (4 ton) | 0.05255% | 0 | 0.1025 | Commercial_2024_Achievable_MW_Before Competition Groups_Water Source Heat Pump (4 ton)
Commercial | Com ¦ Water Source Heat Pump (4 ton) | 2024 | Economic | MW | Before Competition Groups | 0.84589 | 0 | 0 | 1619.3708 | 0.00052235 | 45 | Commercial_2024_Economic_MW_Before Competition Groups_45 | Water Source Heat Pump (4 ton) | 0.05224% | 0 | 0.84589 | Commercial_2024_Economic_MW_Before Competition Groups_Water Source Heat Pump (4 ton)
Commercial | Com ¦ Refrigerated Display Case LED | 2024 | Economic | MW | Before Competition Groups | 0.80071 | 0 | 0 | 1619.3708 | 0.00049446 | 46 | Commercial_2024_Economic_MW_Before Competition Groups_46 | Refrigerated Display Case LED | 0.04945% | 0 | 0.80071 | Commercial_2024_Economic_MW_Before Competition Groups_Refrigerated Display Case LED
Commercial | Com ¦ Condensing Make Up Air Unit | 2024 | Technical | MW | Before Competition Groups | 1.2476 | 0 | 0 | 2560.9187 | 0.00048717 | 66 | Commercial_2024_Technical_MW_Before Competition Groups_66 | Condensing Make Up Air Unit | 0.04872% | 0 | 1.2476 | Commercial_2024_Technical_MW_Before Competition Groups_Condensing Make Up Air Unit
Commercial | Com ¦ Super-High Efficiency Furnaces (Emerging Tech) | 2024 | Technical | MW | Before Competition Groups | 1.2179 | 0 | 0 | 2560.9187 | 0.00047557 | 67 | Commercial_2024_Technical_MW_Before Competition Groups_67 | Super-High Efficiency Furnaces (Emerging Tech) | 0.04756% | 0 | 1.2179 | Commercial_2024_Technical_MW_Before Competition Groups_Super-High Efficiency Furnaces (Emerging Tech)
Commercial | Com ¦ ENERGY STAR Dishwasher | 2024 | Achievable | MW | Before Competition Groups | 0.090642 | 0 | 0 | 195.0435 | 0.00046473 | 47 | Commercial_2024_Achievable_MW_Before Competition Groups_47 | ENERGY STAR Dishwasher | 0.04647% | 0 | 0.090642 | Commercial_2024_Achievable_MW_Before Competition Groups_ENERGY STAR Dishwasher
Commercial | Com ¦ Ozone Laundry Treatment | 2024 | Economic | MW | Before Competition Groups | 0.73824 | 0 | 0 | 1619.3708 | 0.00045588 | 47 | Commercial_2024_Economic_MW_Before Competition Groups_47 | Ozone Laundry Treatment | 0.04559% | 0 | 0.73824 | Commercial_2024_Economic_MW_Before Competition Groups_Ozone Laundry Treatment
Commercial | Com ¦ Ozone Laundry Treatment | 2024 | Achievable | MW | Before Competition Groups | 0.082281 | 0 | 0 | 195.0435 | 0.00042186 | 48 | Commercial_2024_Achievable_MW_Before Competition Groups_48 | Ozone Laundry Treatment | 0.04219% | 0 | 0.082281 | Commercial_2024_Achievable_MW_Before Competition Groups_Ozone Laundry Treatment
Commercial | Com ¦ ENERGY STAR Dishwasher | 2024 | Technical | MW | Before Competition Groups | 1.0014 | 0 | 0 | 2560.9187 | 0.00039102 | 68 | Commercial_2024_Technical_MW_Before Competition Groups_68 | ENERGY STAR Dishwasher | 0.0391% | 0 | 1.0014 | Commercial_2024_Technical_MW_Before Competition Groups_ENERGY STAR Dishwasher
Commercial | Com ¦ High Efficiency Small Instantaneous Water Heater | 2024 | Technical | MW | Before Competition Groups | 0.99506 | 0 | 0 | 2560.9187 | 0.00038856 | 69 | Commercial_2024_Technical_MW_Before Competition Groups_69 | High Efficiency Small Instantaneous Water Heater | 0.03886% | 0 | 0.99506 | Commercial_2024_Technical_MW_Before Competition Groups_High Efficiency Small Instantaneous Water Heater
Commercial | Com ¦ Condensing Make Up Air Unit | 2024 | Achievable | MW | Before Competition Groups | 0.075278 | 0 | 0 | 195.0435 | 0.00038596 | 49 | Commercial_2024_Achievable_MW_Before Competition Groups_49 | Condensing Make Up Air Unit | 0.0386% | 0 | 0.075278 | Commercial_2024_Achievable_MW_Before Competition Groups_Condensing Make Up Air Unit
Commercial | Com ¦ LED RECESSED DOWNLIGHTS | 2024 | Technical | MW | Before Competition Groups | 0.94488 | 0 | 0 | 2560.9187 | 0.00036896 | 70 | Commercial_2024_Technical_MW_Before Competition Groups_70 | LED RECESSED DOWNLIGHTS | 0.0369% | 0 | 0.94488 | Commercial_2024_Technical_MW_Before Competition Groups_LED RECESSED DOWNLIGHTS
Commercial | Com ¦ Wall Insulation | 2024 | Technical | MW | Before Competition Groups | 0.81378 | 0 | 0 | 2560.9187 | 0.00031777 | 71 | Commercial_2024_Technical_MW_Before Competition Groups_71 | Wall Insulation | 0.03178% | 0 | 0.81378 | Commercial_2024_Technical_MW_Before Competition Groups_Wall Insulation
Commercial | Com ¦ Solar Preheat Make up Air | 2024 | Technical | MW | Before Competition Groups | 0.80514 | 0 | 0 | 2560.9187 | 0.0003144 | 72 | Commercial_2024_Technical_MW_Before Competition Groups_72 | Solar Preheat Make up Air | 0.03144% | 0 | 0.80514 | Commercial_2024_Technical_MW_Before Competition Groups_Solar Preheat Make up Air
Commercial | Com ¦ Ozone Laundry Treatment | 2024 | Technical | MW | Before Competition Groups | 0.73824 | 0 | 0 | 2560.9187 | 0.00028827 | 73 | Commercial_2024_Technical_MW_Before Competition Groups_73 | Ozone Laundry Treatment | 0.02883% | 0 | 0.73824 | Commercial_2024_Technical_MW_Before Competition Groups_Ozone Laundry Treatment
Commercial | Com ¦ Condensing Make Up Air Unit | 2024 | Economic | MW | Before Competition Groups | 0.42578 | 0 | 0 | 1619.3708 | 0.00026293 | 48 | Commercial_2024_Economic_MW_Before Competition Groups_48 | Condensing Make Up Air Unit | 0.02629% | 0 | 0.42578 | Commercial_2024_Economic_MW_Before Competition Groups_Condensing Make Up Air Unit
Commercial | Com ¦ ENERGY STAR Fryer (84% eff) | 2024 | Economic | MW | Before Competition Groups | 0.41378 | 0 | 0 | 1619.3708 | 0.00025552 | 49 | Commercial_2024_Economic_MW_Before Competition Groups_49 | ENERGY STAR Fryer (84% eff) | 0.02555% | 0 | 0.41378 | Commercial_2024_Economic_MW_Before Competition Groups_ENERGY STAR Fryer (84% eff)
Commercial | Com ¦ Efficient compressor motor | 2024 | Technical | MW | Before Competition Groups | 0.6142 | 0 | 0 | 2560.9187 | 0.00023984 | 74 | Commercial_2024_Technical_MW_Before Competition Groups_74 | Efficient compressor motor | 0.02398% | 0 | 0.6142 | Commercial_2024_Technical_MW_Before Competition Groups_Efficient compressor motor
Commercial | Com ¦ SYNCHRONOUS BELT | 2024 | Technical | MW | Before Competition Groups | 0.47631 | 0 | 0 | 2560.9187 | 0.00018599 | 75 | Commercial_2024_Technical_MW_Before Competition Groups_75 | SYNCHRONOUS BELT | 0.0186% | 0 | 0.47631 | Commercial_2024_Technical_MW_Before Competition Groups_SYNCHRONOUS BELT
Commercial | Com ¦ ECM MOTORS FOR HVAC APPLICATION (FAN-POWERED VAV BOX) | 2024 | Economic | MW | Before Competition Groups | 0.28094 | 0 | 0 | 1619.3708 | 0.00017349 | 50 | Commercial_2024_Economic_MW_Before Competition Groups_50 | ECM MOTORS FOR HVAC APPLICATION (FAN-POWERED VAV BOX) | 0.01735% | 0 | 0.28094 | Commercial_2024_Economic_MW_Before Competition Groups_ECM MOTORS FOR HVAC APPLICATION (FAN-POWERED VAV BOX)
Commercial | Com ¦ ECM MOTORS FOR HVAC APPLICATION (FAN-POWERED VAV BOX) | 2024 | Achievable | MW | Before Competition Groups | 0.033832 | 0 | 0 | 195.0435 | 0.00017346 | 50 | Commercial_2024_Achievable_MW_Before Competition Groups_50 | ECM MOTORS FOR HVAC APPLICATION (FAN-POWERED VAV BOX) | 0.01735% | 0 | 0.033832 | Commercial_2024_Achievable_MW_Before Competition Groups_ECM MOTORS FOR HVAC APPLICATION (FAN-POWERED VAV BOX)
Commercial | Com ¦ Thermostat Setback | 2024 | Economic | MW | Before Competition Groups | 0.27937 | 0 | 0 | 1619.3708 | 0.00017252 | 51 | Commercial_2024_Economic_MW_Before Competition Groups_51 | Thermostat Setback | 0.01725% | 0 | 0.27937 | Commercial_2024_Economic_MW_Before Competition Groups_Thermostat Setback
Commercial | Com ¦ ENERGY STAR Steam Cookers | 2024 | Economic | MW | Before Competition Groups | 0.26895 | 0 | 0 | 1619.3708 | 0.00016608 | 52 | Commercial_2024_Economic_MW_Before Competition Groups_52 | ENERGY STAR Steam Cookers | 0.01661% | 0 | 0.26895 | Commercial_2024_Economic_MW_Before Competition Groups_ENERGY STAR Steam Cookers
Commercial | Com ¦ ENERGY STAR Fryer (84% eff) | 2024 | Technical | MW | Before Competition Groups | 0.41378 | 0 | 0 | 2560.9187 | 0.00016158 | 76 | Commercial_2024_Technical_MW_Before Competition Groups_76 | ENERGY STAR Fryer (84% eff) | 0.01616% | 0 | 0.41378 | Commercial_2024_Technical_MW_Before Competition Groups_ENERGY STAR Fryer (84% eff)
Commercial | Com ¦ Room AC (w/ louvered sides) 14 SEER from 12 SEER code | 2024 | Technical | MW | Before Competition Groups | 0.38775 | 0 | 0 | 2560.9187 | 0.00015141 | 77 | Commercial_2024_Technical_MW_Before Competition Groups_77 | Room AC (w/ louvered sides) 14 SEER from 12 SEER code | 0.01514% | 0 | 0.38775 | Commercial_2024_Technical_MW_Before Competition Groups_Room AC (w/ louvered sides) 14 SEER from 12 SEER code
Commercial | Com ¦ HVAC Optimization | 2024 | Achievable | MW | Before Competition Groups | 0.028551 | 0 | 0 | 195.0435 | 0.00014638 | 51 | Commercial_2024_Achievable_MW_Before Competition Groups_51 | HVAC Optimization | 0.01464% | 0 | 0.028551 | Commercial_2024_Achievable_MW_Before Competition Groups_HVAC Optimization
Commercial | Com ¦ ECM MOTORS FOR HVAC APPLICATION (FAN-POWERED VAV BOX) | 2024 | Technical | MW | Before Competition Groups | 0.2913 | 0 | 0 | 2560.9187 | 0.00011375 | 78 | Commercial_2024_Technical_MW_Before Competition Groups_78 | ECM MOTORS FOR HVAC APPLICATION (FAN-POWERED VAV BOX) | 0.01137% | 0 | 0.2913 | Commercial_2024_Technical_MW_Before Competition Groups_ECM MOTORS FOR HVAC APPLICATION (FAN-POWERED VAV BOX)
Commercial | Com ¦ High Efficiency Small Instantaneous Water Heater | 2024 | Economic | MW | Before Competition Groups | 0.18338 | 0 | 0 | 1619.3708 | 0.00011324 | 53 | Commercial_2024_Economic_MW_Before Competition Groups_53 | High Efficiency Small Instantaneous Water Heater | 0.01132% | 0 | 0.18338 | Commercial_2024_Economic_MW_Before Competition Groups_High Efficiency Small Instantaneous Water Heater
Commercial | Com ¦ Auto Off Time Switch or Time Clock control | 2024 | Economic | MW | Before Competition Groups | 0.17693 | 0 | 0 | 1619.3708 | 0.00010926 | 54 | Commercial_2024_Economic_MW_Before Competition Groups_54 | Auto Off Time Switch or Time Clock control | 0.01093% | 0 | 0.17693 | Commercial_2024_Economic_MW_Before Competition Groups_Auto Off Time Switch or Time Clock control
Commercial | Com ¦ Thermostat Setback | 2024 | Technical | MW | Before Competition Groups | 0.27937 | 0 | 0 | 2560.9187 | 0.00010909 | 79 | Commercial_2024_Technical_MW_Before Competition Groups_79 | Thermostat Setback | 0.01091% | 0 | 0.27937 | Commercial_2024_Technical_MW_Before Competition Groups_Thermostat Setback
Commercial | Com ¦ Demand controlled Circulating Systems | 2024 | Economic | MW | Before Competition Groups | 0.17208 | 0 | 0 | 1619.3708 | 0.00010626 | 55 | Commercial_2024_Economic_MW_Before Competition Groups_55 | Demand controlled Circulating Systems | 0.01063% | 0 | 0.17208 | Commercial_2024_Economic_MW_Before Competition Groups_Demand controlled Circulating Systems
Commercial | Com ¦ ENERGY STAR Steam Cookers | 2024 | Technical | MW | Before Competition Groups | 0.26895 | 0 | 0 | 2560.9187 | 0.00010502 | 80 | Commercial_2024_Technical_MW_Before Competition Groups_80 | ENERGY STAR Steam Cookers | 0.0105% | 0 | 0.26895 | Commercial_2024_Technical_MW_Before Competition Groups_ENERGY STAR Steam Cookers
Commercial | Com ¦ Demand controlled Circulating Systems | 2024 | Achievable | MW | Before Competition Groups | 0.019748 | 0 | 0 | 195.0435 | 0.00010125 | 52 | Commercial_2024_Achievable_MW_Before Competition Groups_52 | Demand controlled Circulating Systems | 0.01012% | 0 | 0.019748 | Commercial_2024_Achievable_MW_Before Competition Groups_Demand controlled Circulating Systems
Commercial | Com ¦ Auto Off Time Switch or Time Clock control | 2024 | Achievable | MW | Before Competition Groups | 0.018721 | 0 | 0 | 195.0435 | 9.5982e-05 | 53 | Commercial_2024_Achievable_MW_Before Competition Groups_53 | Auto Off Time Switch or Time Clock control | 0.009598% | 0 | 0.018721 | Commercial_2024_Achievable_MW_Before Competition Groups_Auto Off Time Switch or Time Clock control
Commercial | Com ¦ Notched V belts for HVAC Systems | 2024 | Technical | MW | Before Competition Groups | 0.23815 | 0 | 0 | 2560.9187 | 9.2995e-05 | 81 | Commercial_2024_Technical_MW_Before Competition Groups_81 | Notched V belts for HVAC Systems | 0.0093% | 0 | 0.23815 | Commercial_2024_Technical_MW_Before Competition Groups_Notched V belts for HVAC Systems
Commercial | Com ¦ PTAC (12 EER/10,000 BTU) | 2024 | Economic | MW | Before Competition Groups | 0.14866 | 0 | 0 | 1619.3708 | 9.1799e-05 | 56 | Commercial_2024_Economic_MW_Before Competition Groups_56 | PTAC (12 EER/10,000 BTU) | 0.00918% | 0 | 0.14866 | Commercial_2024_Economic_MW_Before Competition Groups_PTAC (12 EER/10,000 BTU)
Commercial | Com ¦ CEE Tier 2/Energy Star Clothes Washers | 2024 | Achievable | MW | Before Competition Groups | 0.017272 | 0 | 0 | 195.0435 | 8.8552e-05 | 54 | Commercial_2024_Achievable_MW_Before Competition Groups_54 | CEE Tier 2/Energy Star Clothes Washers | 0.008855% | 0 | 0.017272 | Commercial_2024_Achievable_MW_Before Competition Groups_CEE Tier 2/Energy Star Clothes Washers
Commercial | Com ¦ PTAC (12 EER/10,000 BTU) | 2024 | Technical | MW | Before Competition Groups | 0.1813 | 0 | 0 | 2560.9187 | 7.0794e-05 | 82 | Commercial_2024_Technical_MW_Before Competition Groups_82 | PTAC (12 EER/10,000 BTU) | 0.007079% | 0 | 0.1813 | Commercial_2024_Technical_MW_Before Competition Groups_PTAC (12 EER/10,000 BTU)
Commercial | Com ¦ Auto Off Time Switch or Time Clock control | 2024 | Technical | MW | Before Competition Groups | 0.17693 | 0 | 0 | 2560.9187 | 6.9088e-05 | 83 | Commercial_2024_Technical_MW_Before Competition Groups_83 | Auto Off Time Switch or Time Clock control | 0.006909% | 0 | 0.17693 | Commercial_2024_Technical_MW_Before Competition Groups_Auto Off Time Switch or Time Clock control
Commercial | Com ¦ Demand controlled Circulating Systems | 2024 | Technical | MW | Before Competition Groups | 0.17208 | 0 | 0 | 2560.9187 | 6.7195e-05 | 84 | Commercial_2024_Technical_MW_Before Competition Groups_84 | Demand controlled Circulating Systems | 0.00672% | 0 | 0.17208 | Commercial_2024_Technical_MW_Before Competition Groups_Demand controlled Circulating Systems
Commercial | COM ¦ Ductless Mini-Split Heat Pumps | 2024 | Achievable | MW | Before Competition Groups | 0.013055 | 0 | 0 | 195.0435 | 6.6931e-05 | 55 | Commercial_2024_Achievable_MW_Before Competition Groups_55 | Ductless Mini-Split Heat Pumps | 0.006693% | 0 | 0.013055 | Commercial_2024_Achievable_MW_Before Competition Groups_Ductless Mini-Split Heat Pumps
Commercial | Com ¦ Low Flow Pre-Rinse Spray Nozzle | 2024 | Achievable | MW | Before Competition Groups | 0.011286 | 0 | 0 | 195.0435 | 5.7862e-05 | 56 | Commercial_2024_Achievable_MW_Before Competition Groups_56 | Low Flow Pre-Rinse Spray Nozzle | 0.005786% | 0 | 0.011286 | Commercial_2024_Achievable_MW_Before Competition Groups_Low Flow Pre-Rinse Spray Nozzle
Commercial | Com ¦ Solar Water Preheat (Pools/DHW) | 2024 | Economic | MW | Before Competition Groups | 0.07763 | 0 | 0 | 1619.3708 | 4.7938e-05 | 57 | Commercial_2024_Economic_MW_Before Competition Groups_57 | Solar Water Preheat (Pools/DHW) | 0.004794% | 0 | 0.07763 | Commercial_2024_Economic_MW_Before Competition Groups_Solar Water Preheat (Pools/DHW)
Commercial | Com ¦ HVAC Optimization | 2024 | Technical | MW | Before Competition Groups | 0.12155 | 0 | 0 | 2560.9187 | 4.7464e-05 | 85 | Commercial_2024_Technical_MW_Before Competition Groups_85 | HVAC Optimization | 0.004746% | 0 | 0.12155 | Commercial_2024_Technical_MW_Before Competition Groups_HVAC Optimization
Commercial | COM ¦ Ductless Mini-Split Heat Pumps | 2024 | Economic | MW | Before Competition Groups | 0.075228 | 0 | 0 | 1619.3708 | 4.6455e-05 | 58 | Commercial_2024_Economic_MW_Before Competition Groups_58 | Ductless Mini-Split Heat Pumps | 0.004646% | 0 | 0.075228 | Commercial_2024_Economic_MW_Before Competition Groups_Ductless Mini-Split Heat Pumps
Commercial | Com ¦ HVAC Optimization | 2024 | Economic | MW | Before Competition Groups | 0.073965 | 0 | 0 | 1619.3708 | 4.5675e-05 | 59 | Commercial_2024_Economic_MW_Before Competition Groups_59 | HVAC Optimization | 0.004568% | 0 | 0.073965 | Commercial_2024_Economic_MW_Before Competition Groups_HVAC Optimization
Commercial | Com ¦ Wall Insulation | 2024 | Economic | MW | Before Competition Groups | 0.06135 | 0 | 0 | 1619.3708 | 3.7885e-05 | 60 | Commercial_2024_Economic_MW_Before Competition Groups_60 | Wall Insulation | 0.003788% | 0 | 0.06135 | Commercial_2024_Economic_MW_Before Competition Groups_Wall Insulation
Commercial | Com ¦ Condensing Unit Heaters or other Efficient Unit Heating System | 2024 | Economic | MW | Before Competition Groups | 0.058789 | 0 | 0 | 1619.3708 | 3.6304e-05 | 61 | Commercial_2024_Economic_MW_Before Competition Groups_61 | Condensing Unit Heaters or other Efficient Unit Heating System | 0.00363% | 0 | 0.058789 | Commercial_2024_Economic_MW_Before Competition Groups_Condensing Unit Heaters or other Efficient Unit Heating System
Commercial | Com ¦ Wall Insulation | 2024 | Achievable | MW | Before Competition Groups | 0.0068044 | 0 | 0 | 195.0435 | 3.4887e-05 | 57 | Commercial_2024_Achievable_MW_Before Competition Groups_57 | Wall Insulation | 0.003489% | 0 | 0.0068044 | Commercial_2024_Achievable_MW_Before Competition Groups_Wall Insulation
Commercial | Com ¦ Condensing Unit Heaters or other Efficient Unit Heating System | 2024 | Achievable | MW | Before Competition Groups | 0.0064709 | 0 | 0 | 195.0435 | 3.3177e-05 | 58 | Commercial_2024_Achievable_MW_Before Competition Groups_58 | Condensing Unit Heaters or other Efficient Unit Heating System | 0.003318% | 0 | 0.0064709 | Commercial_2024_Achievable_MW_Before Competition Groups_Condensing Unit Heaters or other Efficient Unit Heating System
Commercial | Com ¦ Solar Water Preheat (Pools/DHW) | 2024 | Technical | MW | Before Competition Groups | 0.07763 | 0 | 0 | 2560.9187 | 3.0313e-05 | 86 | Commercial_2024_Technical_MW_Before Competition Groups_86 | Solar Water Preheat (Pools/DHW) | 0.003031% | 0 | 0.07763 | Commercial_2024_Technical_MW_Before Competition Groups_Solar Water Preheat (Pools/DHW)
Commercial | Com ¦ Heat Pump Water Heater (50 Gallons) | 2024 | Technical | MW | Before Competition Groups | 0.075959 | 0 | 0 | 2560.9187 | 2.9661e-05 | 87 | Commercial_2024_Technical_MW_Before Competition Groups_87 | Heat Pump Water Heater (50 Gallons) | 0.002966% | 0 | 0.075959 | Commercial_2024_Technical_MW_Before Competition Groups_Heat Pump Water Heater (50 Gallons)
Commercial | COM ¦ Ductless Mini-Split Heat Pumps | 2024 | Technical | MW | Before Competition Groups | 0.075228 | 0 | 0 | 2560.9187 | 2.9376e-05 | 88 | Commercial_2024_Technical_MW_Before Competition Groups_88 | Ductless Mini-Split Heat Pumps | 0.002938% | 0 | 0.075228 | Commercial_2024_Technical_MW_Before Competition Groups_Ductless Mini-Split Heat Pumps
Commercial | Com ¦ CEE Tier 2/Energy Star Clothes Washers | 2024 | Economic | MW | Before Competition Groups | 0.04707 | 0 | 0 | 1619.3708 | 2.9067e-05 | 62 | Commercial_2024_Economic_MW_Before Competition Groups_62 | CEE Tier 2/Energy Star Clothes Washers | 0.002907% | 0 | 0.04707 | Commercial_2024_Economic_MW_Before Competition Groups_CEE Tier 2/Energy Star Clothes Washers
Commercial | Com ¦ High Efficiency Chiller (avg of water and air cooled) | 2024 | Technical | MW | Before Competition Groups | 0.070107 | 0 | 0 | 2560.9187 | 2.7376e-05 | 89 | Commercial_2024_Technical_MW_Before Competition Groups_89 | High Efficiency Chiller (avg of water and air cooled) | 0.002738% | 0 | 0.070107 | Commercial_2024_Technical_MW_Before Competition Groups_High Efficiency Chiller (avg of water and air cooled)
Commercial | Com ¦ Low Flow Pre-Rinse Spray Nozzle | 2024 | Economic | MW | Before Competition Groups | 0.042468 | 0 | 0 | 1619.3708 | 2.6225e-05 | 63 | Commercial_2024_Economic_MW_Before Competition Groups_63 | Low Flow Pre-Rinse Spray Nozzle | 0.002622% | 0 | 0.042468 | Commercial_2024_Economic_MW_Before Competition Groups_Low Flow Pre-Rinse Spray Nozzle
Commercial | Com ¦ Commercial Hot Food Holding Cabinets | 2024 | Technical | MW | Before Competition Groups | 0.06235 | 0 | 0 | 2560.9187 | 2.4347e-05 | 90 | Commercial_2024_Technical_MW_Before Competition Groups_90 | Commercial Hot Food Holding Cabinets | 0.002435% | 0 | 0.06235 | Commercial_2024_Technical_MW_Before Competition Groups_Commercial Hot Food Holding Cabinets
Commercial | Com ¦ Condensing Unit Heaters or other Efficient Unit Heating System | 2024 | Technical | MW | Before Competition Groups | 0.058789 | 0 | 0 | 2560.9187 | 2.2956e-05 | 91 | Commercial_2024_Technical_MW_Before Competition Groups_91 | Condensing Unit Heaters or other Efficient Unit Heating System | 0.002296% | 0 | 0.058789 | Commercial_2024_Technical_MW_Before Competition Groups_Condensing Unit Heaters or other Efficient Unit Heating System
Commercial | Com ¦ PTAC (12 EER/10,000 BTU) | 2024 | Achievable | MW | Before Competition Groups | 0.0040872 | 0 | 0 | 195.0435 | 2.0956e-05 | 59 | Commercial_2024_Achievable_MW_Before Competition Groups_59 | PTAC (12 EER/10,000 BTU) | 0.002096% | 0 | 0.0040872 | Commercial_2024_Achievable_MW_Before Competition Groups_PTAC (12 EER/10,000 BTU)
Commercial | Com ¦ Commercial Hot Food Holding Cabinets | 2024 | Achievable | MW | Before Competition Groups | 0.0036503 | 0 | 0 | 195.0435 | 1.8715e-05 | 60 | Commercial_2024_Achievable_MW_Before Competition Groups_60 | Commercial Hot Food Holding Cabinets | 0.001872% | 0 | 0.0036503 | Commercial_2024_Achievable_MW_Before Competition Groups_Commercial Hot Food Holding Cabinets
Commercial | Com ¦ CEE Tier 2/Energy Star Clothes Washers | 2024 | Technical | MW | Before Competition Groups | 0.04707 | 0 | 0 | 2560.9187 | 1.838e-05 | 92 | Commercial_2024_Technical_MW_Before Competition Groups_92 | CEE Tier 2/Energy Star Clothes Washers | 0.001838% | 0 | 0.04707 | Commercial_2024_Technical_MW_Before Competition Groups_CEE Tier 2/Energy Star Clothes Washers
Commercial | Com ¦ Low Flow Pre-Rinse Spray Nozzle | 2024 | Technical | MW | Before Competition Groups | 0.042468 | 0 | 0 | 2560.9187 | 1.6583e-05 | 93 | Commercial_2024_Technical_MW_Before Competition Groups_93 | Low Flow Pre-Rinse Spray Nozzle | 0.001658% | 0 | 0.042468 | Commercial_2024_Technical_MW_Before Competition Groups_Low Flow Pre-Rinse Spray Nozzle
Commercial | Com ¦ Commercial Hot Food Holding Cabinets | 2024 | Economic | MW | Before Competition Groups | 0.023933 | 0 | 0 | 1619.3708 | 1.4779e-05 | 64 | Commercial_2024_Economic_MW_Before Competition Groups_64 | Commercial Hot Food Holding Cabinets | 0.001478% | 0 | 0.023933 | Commercial_2024_Economic_MW_Before Competition Groups_Commercial Hot Food Holding Cabinets
Commercial | Com ¦ Solar Electric Water Heater (50 Gallon) | 2024 | Technical | MW | Before Competition Groups | 0.031355 | 0 | 0 | 2560.9187 | 1.2244e-05 | 94 | Commercial_2024_Technical_MW_Before Competition Groups_94 | Solar Electric Water Heater (50 Gallon) | 0.001224% | 0 | 0.031355 | Commercial_2024_Technical_MW_Before Competition Groups_Solar Electric Water Heater (50 Gallon)
Commercial | Com ¦ VSD Air Compressor | 2024 | Achievable | MW | Before Competition Groups | 0.0021101 | 0 | 0 | 195.0435 | 1.0818e-05 | 61 | Commercial_2024_Achievable_MW_Before Competition Groups_61 | VSD Air Compressor | 0.001082% | 0 | 0.0021101 | Commercial_2024_Achievable_MW_Before Competition Groups_VSD Air Compressor
Commercial | Com ¦ EC Plug Fan for Data Center (under cabinet) | 2024 | Technical | MW | Before Competition Groups | 0.02679 | 0 | 0 | 2560.9187 | 1.0461e-05 | 95 | Commercial_2024_Technical_MW_Before Competition Groups_95 | EC Plug Fan for Data Center (under cabinet) | 0.001046% | 0 | 0.02679 | Commercial_2024_Technical_MW_Before Competition Groups_EC Plug Fan for Data Center (under cabinet)
Commercial | Com ¦ Solar Water Preheat (Pools/DHW) | 2024 | Achievable | MW | Before Competition Groups | 0.0014586 | 0 | 0 | 195.0435 | 7.4782e-06 | 62 | Commercial_2024_Achievable_MW_Before Competition Groups_62 | Solar Water Preheat (Pools/DHW) | 0.0007478% | 0 | 0.0014586 | Commercial_2024_Achievable_MW_Before Competition Groups_Solar Water Preheat (Pools/DHW)
Commercial | Com ¦ Exterior Photocell | 2024 | Technical | MW | Before Competition Groups | 0.01908 | 0 | 0 | 2560.9187 | 7.4504e-06 | 96 | Commercial_2024_Technical_MW_Before Competition Groups_96 | Exterior Photocell | 0.000745% | 0 | 0.01908 | Commercial_2024_Technical_MW_Before Competition Groups_Exterior Photocell
Commercial | Com ¦ VSD Air Compressor | 2024 | Economic | MW | Before Competition Groups | 0.0065406 | 0 | 0 | 1619.3708 | 4.039e-06 | 65 | Commercial_2024_Economic_MW_Before Competition Groups_65 | VSD Air Compressor | 0.0004039% | 0 | 0.0065406 | Commercial_2024_Economic_MW_Before Competition Groups_VSD Air Compressor
Commercial | Com ¦ Air Curtains | 2024 | Economic | MW | Before Competition Groups | 0.0061969 | 0 | 0 | 1619.3708 | 3.8267e-06 | 66 | Commercial_2024_Economic_MW_Before Competition Groups_66 | Air Curtains | 0.0003827% | 0 | 0.0061969 | Commercial_2024_Economic_MW_Before Competition Groups_Air Curtains
Commercial | Com ¦ Air Curtains | 2024 | Achievable | MW | Before Competition Groups | 0.00073811 | 0 | 0 | 195.0435 | 3.7843e-06 | 63 | Commercial_2024_Achievable_MW_Before Competition Groups_63 | Air Curtains | 0.0003784% | 0 | 0.00073811 | Commercial_2024_Achievable_MW_Before Competition Groups_Air Curtains
Commercial | Com ¦ High Efficiency Chiller (avg of water and air cooled) | 2024 | Achievable | MW | Before Competition Groups | 0.00058293 | 0 | 0 | 195.0435 | 2.9887e-06 | 64 | Commercial_2024_Achievable_MW_Before Competition Groups_64 | High Efficiency Chiller (avg of water and air cooled) | 0.0002989% | 0 | 0.00058293 | Commercial_2024_Achievable_MW_Before Competition Groups_High Efficiency Chiller (avg of water and air cooled)
Commercial | Com ¦ VSD Air Compressor | 2024 | Technical | MW | Before Competition Groups | 0.0065406 | 0 | 0 | 2560.9187 | 2.554e-06 | 97 | Commercial_2024_Technical_MW_Before Competition Groups_97 | VSD Air Compressor | 0.0002554% | 0 | 0.0065406 | Commercial_2024_Technical_MW_Before Competition Groups_VSD Air Compressor
Commercial | Com ¦ Air Curtains | 2024 | Technical | MW | Before Competition Groups | 0.0061969 | 0 | 0 | 2560.9187 | 2.4198e-06 | 98 | Commercial_2024_Technical_MW_Before Competition Groups_98 | Air Curtains | 0.000242% | 0 | 0.0061969 | Commercial_2024_Technical_MW_Before Competition Groups_Air Curtains
Commercial | Com ¦ eCube | 2024 | Technical | MW | Before Competition Groups | 0.0048363 | 0 | 0 | 2560.9187 | 1.8885e-06 | 99 | Commercial_2024_Technical_MW_Before Competition Groups_99 | eCube | 0.0001889% | 0 | 0.0048363 | Commercial_2024_Technical_MW_Before Competition Groups_eCube
Commercial | Com ¦ High Efficiency Chiller (avg of water and air cooled) | 2024 | Economic | MW | Before Competition Groups | 0.0014178 | 0 | 0 | 1619.3708 | 8.7554e-07 | 67 | Commercial_2024_Economic_MW_Before Competition Groups_67 | High Efficiency Chiller (avg of water and air cooled) | 8.755e-05% | 0 | 0.0014178 | Commercial_2024_Economic_MW_Before Competition Groups_High Efficiency Chiller (avg of water and air cooled)
Commercial | Com ¦ EC Plug Fan for Data Center (under cabinet) | 2024 | Economic | MW | Before Competition Groups | 0.0014136 | 0 | 0 | 1619.3708 | 8.7293e-07 | 68 | Commercial_2024_Economic_MW_Before Competition Groups_68 | EC Plug Fan for Data Center (under cabinet) | 8.729e-05% | 0 | 0.0014136 | Commercial_2024_Economic_MW_Before Competition Groups_EC Plug Fan for Data Center (under cabinet)
Commercial | Com ¦ EC Plug Fan for Data Center (under cabinet) | 2024 | Achievable | MW | Before Competition Groups | 0.00013525 | 0 | 0 | 195.0435 | 6.9343e-07 | 65 | Commercial_2024_Achievable_MW_Before Competition Groups_65 | EC Plug Fan for Data Center (under cabinet) | 6.934e-05% | 0 | 0.00013525 | Commercial_2024_Achievable_MW_Before Competition Groups_EC Plug Fan for Data Center (under cabinet)
Commercial | Com ¦ High Efficiency Induction Cooking | 2024 | Technical | MW | Before Competition Groups | 0.00091365 | 0 | 0 | 2560.9187 | 3.5677e-07 | 100 | Commercial_2024_Technical_MW_Before Competition Groups_100 | High Efficiency Induction Cooking | 3.568e-05% | 0 | 0.00091365 | Commercial_2024_Technical_MW_Before Competition Groups_High Efficiency Induction Cooking
Commercial | Com ¦ Electric Convection Combination Ovens | 2024 | Achievable | MW | Before Competition Groups | 4.5086e-05 | 0 | 0 | 195.0435 | 2.3116e-07 | 66 | Commercial_2024_Achievable_MW_Before Competition Groups_66 | Electric Convection Combination Ovens | 2.312e-05% | 0 | 4.5086e-05 | Commercial_2024_Achievable_MW_Before Competition Groups_Electric Convection Combination Ovens
Commercial | Com ¦ Room AC (w/ louvered sides) 14 SEER from 12 SEER code | 2024 | Economic | MW | Before Competition Groups | 0.00033062 | 0 | 0 | 1619.3708 | 2.0416e-07 | 69 | Commercial_2024_Economic_MW_Before Competition Groups_69 | Room AC (w/ louvered sides) 14 SEER from 12 SEER code | 2.042e-05% | 0 | 0.00033062 | Commercial_2024_Economic_MW_Before Competition Groups_Room AC (w/ louvered sides) 14 SEER from 12 SEER code
Commercial | Com ¦ Room AC (w/ louvered sides) 14 SEER from 12 SEER code | 2024 | Achievable | MW | Before Competition Groups | 1.5308e-05 | 0 | 0 | 195.0435 | 7.8485e-08 | 67 | Commercial_2024_Achievable_MW_Before Competition Groups_67 | Room AC (w/ louvered sides) 14 SEER from 12 SEER code | 7.848e-06% | 0 | 1.5308e-05 | Commercial_2024_Achievable_MW_Before Competition Groups_Room AC (w/ louvered sides) 14 SEER from 12 SEER code
Commercial | Com ¦ Electric Convection Combination Ovens | 2024 | Economic | MW | Before Competition Groups | 8.4695e-05 | 0 | 0 | 1619.3708 | 5.2301e-08 | 70 | Commercial_2024_Economic_MW_Before Competition Groups_70 | Electric Convection Combination Ovens | 5.23e-06% | 0 | 8.4695e-05 | Commercial_2024_Economic_MW_Before Competition Groups_Electric Convection Combination Ovens
Commercial | Com ¦ Electric Convection Combination Ovens | 2024 | Technical | MW | Before Competition Groups | 8.4695e-05 | 0 | 0 | 2560.9187 | 3.3072e-08 | 101 | Commercial_2024_Technical_MW_Before Competition Groups_101 | Electric Convection Combination Ovens | 3.307e-06% | 0 | 8.4695e-05 | Commercial_2024_Technical_MW_Before Competition Groups_Electric Convection Combination Ovens
Commercial | Com ¦ High Efficiency Small Instantaneous Water Heater | 2024 | Achievable | MW | Before Competition Groups | 7.6875e-07 | 0 | 0 | 195.0435 | 3.9414e-09 | 68 | Commercial_2024_Achievable_MW_Before Competition Groups_68 | High Efficiency Small Instantaneous Water Heater | 3.941e-07% | 0 | 7.6875e-07 | Commercial_2024_Achievable_MW_Before Competition Groups_High Efficiency Small Instantaneous Water Heater
Commercial | Com ¦ LLLC - Low Impact Application | 2024 | Achievable | MW | Before Competition Groups | 1.7685e-20 | 0 | 0 | 195.0435 | 9.067e-23 | 69 | Commercial_2024_Achievable_MW_Before Competition Groups_69 | LLLC - Low Impact Application | 9.067e-21% | 0 | 1.7685e-20 | Commercial_2024_Achievable_MW_Before Competition Groups_LLLC - Low Impact Application
Commercial | Com ¦ LLLC - High Impact Application | 2024 | Achievable | MW | Before Competition Groups | 6.2723e-21 | 0 | 0 | 195.0435 | 3.2158e-23 | 70 | Commercial_2024_Achievable_MW_Before Competition Groups_70 | LLLC - High Impact Application | 3.216e-21% | 0 | 6.2723e-21 | Commercial_2024_Achievable_MW_Before Competition Groups_LLLC - High Impact Application
Commercial | Com ¦ Door Gasket Freezer/Refrigerator | 2024 | Achievable | MW | Before Competition Groups | 0 | 0 | 0 | 195.0435 | 0 | 71 | Commercial_2024_Achievable_MW_Before Competition Groups_71 | Door Gasket Freezer/Refrigerator | 0% | 0 | 0 | Commercial_2024_Achievable_MW_Before Competition Groups_Door Gasket Freezer/Refrigerator
Commercial | Com ¦ Door Gasket Freezer/Refrigerator | 2024 | Economic | MW | Before Competition Groups | 0 | 0 | 0 | 1619.3708 | 0 | 71 | Commercial_2024_Economic_MW_Before Competition Groups_71 | Door Gasket Freezer/Refrigerator | 0% | 0 | 0 | Commercial_2024_Economic_MW_Before Competition Groups_Door Gasket Freezer/Refrigerator
Commercial | Com ¦ Efficient compressor motor | 2024 | Achievable | MW | Before Competition Groups | 0 | 0 | 0 | 195.0435 | 0 | 72 | Commercial_2024_Achievable_MW_Before Competition Groups_72 | Efficient compressor motor | 0% | 0 | 0 | Commercial_2024_Achievable_MW_Before Competition Groups_Efficient compressor motor
Commercial | Com ¦ Efficient compressor motor | 2024 | Economic | MW | Before Competition Groups | 0 | 0 | 0 | 1619.3708 | 0 | 72 | Commercial_2024_Economic_MW_Before Competition Groups_72 | Efficient compressor motor | 0% | 0 | 0 | Commercial_2024_Economic_MW_Before Competition Groups_Efficient compressor motor
Commercial | Com ¦ ENERGY STAR FREEZER | 2024 | Achievable | MW | Before Competition Groups | 0 | 0 | 0 | 195.0435 | 0 | 73 | Commercial_2024_Achievable_MW_Before Competition Groups_73 | ENERGY STAR FREEZER | 0% | 0 | 0 | Commercial_2024_Achievable_MW_Before Competition Groups_ENERGY STAR FREEZER
Commercial | Com ¦ ENERGY STAR FREEZER | 2024 | Economic | MW | Before Competition Groups | 0 | 0 | 0 | 1619.3708 | 0 | 73 | Commercial_2024_Economic_MW_Before Competition Groups_73 | ENERGY STAR FREEZER | 0% | 0 | 0 | Commercial_2024_Economic_MW_Before Competition Groups_ENERGY STAR FREEZER
Commercial | Com ¦ Ground Source Heat Pump | 2024 | Achievable | MW | Before Competition Groups | 0 | 0 | 0 | 195.0435 | 0 | 74 | Commercial_2024_Achievable_MW_Before Competition Groups_74 | Ground Source Heat Pump | 0% | 0 | 0 | Commercial_2024_Achievable_MW_Before Competition Groups_Ground Source Heat Pump
Commercial | Com ¦ Ground Source Heat Pump | 2024 | Economic | MW | Before Competition Groups | 0 | 0 | 0 | 1619.3708 | 0 | 74 | Commercial_2024_Economic_MW_Before Competition Groups_74 | Ground Source Heat Pump | 0% | 0 | 0 | Commercial_2024_Economic_MW_Before Competition Groups_Ground Source Heat Pump
Commercial | Com ¦ High R-Value Glass Doors/no-heat glass door | 2024 | Achievable | MW | Before Competition Groups | 0 | 0 | 0 | 195.0435 | 0 | 75 | Commercial_2024_Achievable_MW_Before Competition Groups_75 | High R-Value Glass Doors/no-heat glass door | 0% | 0 | 0 | Commercial_2024_Achievable_MW_Before Competition Groups_High R-Value Glass Doors/no-heat glass door
Commercial | Com ¦ High R-Value Glass Doors/no-heat glass door | 2024 | Economic | MW | Before Competition Groups | 0 | 0 | 0 | 1619.3708 | 0 | 75 | Commercial_2024_Economic_MW_Before Competition Groups_75 | High R-Value Glass Doors/no-heat glass door | 0% | 0 | 0 | Commercial_2024_Economic_MW_Before Competition Groups_High R-Value Glass Doors/no-heat glass door
Commercial | Com ¦ HOTEL OCCUPANCY CONTROLS (HVAC + LIGHTING) | 2024 | Achievable | MW | Before Competition Groups | 0 | 0 | 0 | 195.0435 | 0 | 76 | Commercial_2024_Achievable_MW_Before Competition Groups_76 | HOTEL OCCUPANCY CONTROLS (HVAC + LIGHTING) | 0% | 0 | 0 | Commercial_2024_Achievable_MW_Before Competition Groups_HOTEL OCCUPANCY CONTROLS (HVAC + LIGHTING)
Commercial | Com ¦ HOTEL OCCUPANCY CONTROLS (HVAC + LIGHTING) | 2024 | Economic | MW | Before Competition Groups | 0 | 0 | 0 | 1619.3708 | 0 | 76 | Commercial_2024_Economic_MW_Before Competition Groups_76 | HOTEL OCCUPANCY CONTROLS (HVAC + LIGHTING) | 0% | 0 | 0 | Commercial_2024_Economic_MW_Before Competition Groups_HOTEL OCCUPANCY CONTROLS (HVAC + LIGHTING)
Commercial | Com ¦ Indoor Daylight Sensors/Photocell Dimming Control | 2024 | Achievable | MW | Before Competition Groups | 0 | 0 | 0 | 195.0435 | 0 | 77 | Commercial_2024_Achievable_MW_Before Competition Groups_77 | Indoor Daylight Sensors/Photocell Dimming Control | 0% | 0 | 0 | Commercial_2024_Achievable_MW_Before Competition Groups_Indoor Daylight Sensors/Photocell Dimming Control
Commercial | Com ¦ Indoor Daylight Sensors/Photocell Dimming Control | 2024 | Economic | MW | Before Competition Groups | 0 | 0 | 0 | 1619.3708 | 0 | 77 | Commercial_2024_Economic_MW_Before Competition Groups_77 | Indoor Daylight Sensors/Photocell Dimming Control | 0% | 0 | 0 | Commercial_2024_Economic_MW_Before Competition Groups_Indoor Daylight Sensors/Photocell Dimming Control
Commercial | Com ¦ LED RECESSED DOWNLIGHTS | 2024 | Achievable | MW | Before Competition Groups | 0 | 0 | 0 | 195.0435 | 0 | 78 | Commercial_2024_Achievable_MW_Before Competition Groups_78 | LED RECESSED DOWNLIGHTS | 0% | 0 | 0 | Commercial_2024_Achievable_MW_Before Competition Groups_LED RECESSED DOWNLIGHTS
Commercial | Com ¦ LED RECESSED DOWNLIGHTS | 2024 | Economic | MW | Before Competition Groups | 0 | 0 | 0 | 1619.3708 | 0 | 78 | Commercial_2024_Economic_MW_Before Competition Groups_78 | LED RECESSED DOWNLIGHTS | 0% | 0 | 0 | Commercial_2024_Economic_MW_Before Competition Groups_LED RECESSED DOWNLIGHTS
Commercial | Com ¦ Networked/Connected - High Impact Application | 2024 | Achievable | MW | Before Competition Groups | 0 | 0 | 0 | 195.0435 | 0 | 79 | Commercial_2024_Achievable_MW_Before Competition Groups_79 | Networked/Connected - High Impact Application | 0% | 0 | 0 | Commercial_2024_Achievable_MW_Before Competition Groups_Networked/Connected - High Impact Application
Commercial | Com ¦ Networked/Connected - High Impact Application | 2024 | Economic | MW | Before Competition Groups | 0 | 0 | 0 | 1619.3708 | 0 | 79 | Commercial_2024_Economic_MW_Before Competition Groups_79 | Networked/Connected - High Impact Application | 0% | 0 | 0 | Commercial_2024_Economic_MW_Before Competition Groups_Networked/Connected - High Impact Application
Commercial | Com ¦ Networked/Connected - Low Impact Application | 2024 | Achievable | MW | Before Competition Groups | 0 | 0 | 0 | 195.0435 | 0 | 80 | Commercial_2024_Achievable_MW_Before Competition Groups_80 | Networked/Connected - Low Impact Application | 0% | 0 | 0 | Commercial_2024_Achievable_MW_Before Competition Groups_Networked/Connected - Low Impact Application
Commercial | Com ¦ Networked/Connected - Low Impact Application | 2024 | Economic | MW | Before Competition Groups | 0 | 0 | 0 | 1619.3708 | 0 | 80 | Commercial_2024_Economic_MW_Before Competition Groups_80 | Networked/Connected - Low Impact Application | 0% | 0 | 0 | Commercial_2024_Economic_MW_Before Competition Groups_Networked/Connected - Low Impact Application
Commercial | Com ¦ Notched V belts for HVAC Systems | 2024 | Achievable | MW | Before Competition Groups | 0 | 0 | 0 | 195.0435 | 0 | 81 | Commercial_2024_Achievable_MW_Before Competition Groups_81 | Notched V belts for HVAC Systems | 0% | 0 | 0 | Commercial_2024_Achievable_MW_Before Competition Groups_Notched V belts for HVAC Systems
Commercial | Com ¦ Notched V belts for HVAC Systems | 2024 | Economic | MW | Before Competition Groups | 0 | 0 | 0 | 1619.3708 | 0 | 81 | Commercial_2024_Economic_MW_Before Competition Groups_81 | Notched V belts for HVAC Systems | 0% | 0 | 0 | Commercial_2024_Economic_MW_Before Competition Groups_Notched V belts for HVAC Systems
Commercial | Com ¦ Refrigerated Display Case Doors | 2024 | Achievable | MW | Before Competition Groups | 0 | 0 | 0 | 195.0435 | 0 | 82 | Commercial_2024_Achievable_MW_Before Competition Groups_82 | Refrigerated Display Case Doors | 0% | 0 | 0 | Commercial_2024_Achievable_MW_Before Competition Groups_Refrigerated Display Case Doors
Commercial | Com ¦ Refrigerated Display Case Doors | 2024 | Economic | MW | Before Competition Groups | 0 | 0 | 0 | 1619.3708 | 0 | 82 | Commercial_2024_Economic_MW_Before Competition Groups_82 | Refrigerated Display Case Doors | 0% | 0 | 0 | Commercial_2024_Economic_MW_Before Competition Groups_Refrigerated Display Case Doors
Commercial | Com ¦ Refrigeration Commissioning | 2024 | Achievable | MW | Before Competition Groups | 0 | 0 | 0 | 195.0435 | 0 | 83 | Commercial_2024_Achievable_MW_Before Competition Groups_83 | Refrigeration Commissioning | 0% | 0 | 0 | Commercial_2024_Achievable_MW_Before Competition Groups_Refrigeration Commissioning
Commercial | Com ¦ Refrigeration Commissioning | 2024 | Economic | MW | Before Competition Groups | 0 | 0 | 0 | 1619.3708 | 0 | 83 | Commercial_2024_Economic_MW_Before Competition Groups_83 | Refrigeration Commissioning | 0% | 0 | 0 | Commercial_2024_Economic_MW_Before Competition Groups_Refrigeration Commissioning
Commercial | Com ¦ Roof Insulation/Ceiling Insulation (R25 Code to R35) | 2024 | Achievable | MW | Before Competition Groups | 0 | 0 | 0 | 195.0435 | 0 | 84 | Commercial_2024_Achievable_MW_Before Competition Groups_84 | Roof Insulation/Ceiling Insulation (R25 Code to R35) | 0% | 0 | 0 | Commercial_2024_Achievable_MW_Before Competition Groups_Roof Insulation/Ceiling Insulation (R25 Code to R35)
Commercial | Com ¦ Roof Insulation/Ceiling Insulation (R25 Code to R35) | 2024 | Economic | MW | Before Competition Groups | 0 | 0 | 0 | 1619.3708 | 0 | 84 | Commercial_2024_Economic_MW_Before Competition Groups_84 | Roof Insulation/Ceiling Insulation (R25 Code to R35) | 0% | 0 | 0 | Commercial_2024_Economic_MW_Before Competition Groups_Roof Insulation/Ceiling Insulation (R25 Code to R35)
Commercial | Com ¦ Super-High Efficiency Furnaces (Emerging Tech) | 2024 | Achievable | MW | Before Competition Groups | 0 | 0 | 0 | 195.0435 | 0 | 85 | Commercial_2024_Achievable_MW_Before Competition Groups_85 | Super-High Efficiency Furnaces (Emerging Tech) | 0% | 0 | 0 | Commercial_2024_Achievable_MW_Before Competition Groups_Super-High Efficiency Furnaces (Emerging Tech)
Commercial | Com ¦ Super-High Efficiency Furnaces (Emerging Tech) | 2024 | Economic | MW | Before Competition Groups | 0 | 0 | 0 | 1619.3708 | 0 | 85 | Commercial_2024_Economic_MW_Before Competition Groups_85 | Super-High Efficiency Furnaces (Emerging Tech) | 0% | 0 | 0 | Commercial_2024_Economic_MW_Before Competition Groups_Super-High Efficiency Furnaces (Emerging Tech)
Commercial | Com ¦ SYNCHRONOUS BELT | 2024 | Achievable | MW | Before Competition Groups | 0 | 0 | 0 | 195.0435 | 0 | 86 | Commercial_2024_Achievable_MW_Before Competition Groups_86 | SYNCHRONOUS BELT | 0% | 0 | 0 | Commercial_2024_Achievable_MW_Before Competition Groups_SYNCHRONOUS BELT
Commercial | Com ¦ SYNCHRONOUS BELT | 2024 | Economic | MW | Before Competition Groups | 0 | 0 | 0 | 1619.3708 | 0 | 86 | Commercial_2024_Economic_MW_Before Competition Groups_86 | SYNCHRONOUS BELT | 0% | 0 | 0 | Commercial_2024_Economic_MW_Before Competition Groups_SYNCHRONOUS BELT
Commercial | Com ¦ Variable Refrigerant Flow Heat Pump | 2024 | Achievable | MW | Before Competition Groups | 0 | 0 | 0 | 195.0435 | 0 | 87 | Commercial_2024_Achievable_MW_Before Competition Groups_87 | Variable Refrigerant Flow Heat Pump | 0% | 0 | 0 | Commercial_2024_Achievable_MW_Before Competition Groups_Variable Refrigerant Flow Heat Pump
Commercial | Com ¦ Variable Refrigerant Flow Heat Pump | 2024 | Economic | MW | Before Competition Groups | 0 | 0 | 0 | 1619.3708 | 0 | 87 | Commercial_2024_Economic_MW_Before Competition Groups_87 | Variable Refrigerant Flow Heat Pump | 0% | 0 | 0 | Commercial_2024_Economic_MW_Before Competition Groups_Variable Refrigerant Flow Heat Pump
Commercial | Com ¦ ENERGY STAR LED LAMPS (REFLECTOR LAMPs/MR16/PAR 16) | 2025 | Achievable | MW | Before Competition Groups | 58.3486 | 0 | 0 | 298.5666 | 0.19543 | 1 | Commercial_2025_Achievable_MW_Before Competition Groups_1 | ENERGY STAR LED LAMPS (REFLECTOR LAMPs/MR16/PAR 16) | 19.54% | 0 | 58.3486 | Commercial_2025_Achievable_MW_Before Competition Groups_ENERGY STAR LED LAMPS (REFLECTOR LAMPs/MR16/PAR 16)
Commercial | Com ¦ Building Recommissioning, Operations and Maintenance (O&M) Improvements | 2025 | Economic | MW | Before Competition Groups | 315.4943 | 0 | 0 | 1683.6165 | 0.18739 | 1 | Commercial_2025_Economic_MW_Before Competition Groups_1 | Building Recommissioning, Operations and Maintenance (O&M) Improvements | 18.74% | 0 | 315.4943 | Commercial_2025_Economic_MW_Before Competition Groups_Building Recommissioning, Operations and Maintenance (O&M) Improvements
Commercial | Com ¦ Education and Capacity Building/Energy Behavior | 2025 | Economic | MW | Before Competition Groups | 281.6967 | 0 | 0 | 1683.6165 | 0.16732 | 2 | Commercial_2025_Economic_MW_Before Competition Groups_2 | Education and Capacity Building/Energy Behavior | 16.73% | 0 | 281.6967 | Commercial_2025_Economic_MW_Before Competition Groups_Education and Capacity Building/Energy Behavior
Commercial | Com ¦ Education and Capacity Building/Energy Behavior | 2025 | Achievable | MW | Before Competition Groups | 48.5103 | 0 | 0 | 298.5666 | 0.16248 | 2 | Commercial_2025_Achievable_MW_Before Competition Groups_2 | Education and Capacity Building/Energy Behavior | 16.25% | 0 | 48.5103 | Commercial_2025_Achievable_MW_Before Competition Groups_Education and Capacity Building/Energy Behavior
Commercial | Com ¦ Building Recommissioning, Operations and Maintenance (O&M) Improvements | 2025 | Technical | MW | Before Competition Groups | 315.4943 | 0 | 0 | 2642.2006 | 0.11941 | 1 | Commercial_2025_Technical_MW_Before Competition Groups_1 | Building Recommissioning, Operations and Maintenance (O&M) Improvements | 11.94% | 0 | 315.4943 | Commercial_2025_Technical_MW_Before Competition Groups_Building Recommissioning, Operations and Maintenance (O&M) Improvements
Commercial | Com ¦ Education and Capacity Building/Energy Behavior | 2025 | Technical | MW | Before Competition Groups | 282.0998 | 0 | 0 | 2642.2006 | 0.10677 | 2 | Commercial_2025_Technical_MW_Before Competition Groups_2 | Education and Capacity Building/Energy Behavior | 10.68% | 0 | 282.0998 | Commercial_2025_Technical_MW_Before Competition Groups_Education and Capacity Building/Energy Behavior
Commercial | Com ¦ LED Low/High Bay | 2025 | Economic | MW | Before Competition Groups | 175.4461 | 0 | 0 | 1683.6165 | 0.10421 | 3 | Commercial_2025_Economic_MW_Before Competition Groups_3 | LED Low/High Bay | 10.42% | 0 | 175.4461 | Commercial_2025_Economic_MW_Before Competition Groups_LED Low/High Bay
Commercial | Com ¦ LED Troffer/Surface/Suspended | 2025 | Economic | MW | Before Competition Groups | 155.2417 | 0 | 0 | 1683.6165 | 0.092207 | 4 | Commercial_2025_Economic_MW_Before Competition Groups_4 | LED Troffer/Surface/Suspended | 9.221% | 0 | 155.2417 | Commercial_2025_Economic_MW_Before Competition Groups_LED Troffer/Surface/Suspended
Commercial | Com ¦ LED Troffer/Surface/Suspended | 2025 | Achievable | MW | Before Competition Groups | 27.0002 | 0 | 0 | 298.5666 | 0.090433 | 3 | Commercial_2025_Achievable_MW_Before Competition Groups_3 | LED Troffer/Surface/Suspended | 9.043% | 0 | 27.0002 | Commercial_2025_Achievable_MW_Before Competition Groups_LED Troffer/Surface/Suspended
Commercial | Com ¦ LED Low/High Bay | 2025 | Technical | MW | Before Competition Groups | 223.6716 | 0 | 0 | 2642.2006 | 0.084654 | 3 | Commercial_2025_Technical_MW_Before Competition Groups_3 | LED Low/High Bay | 8.465% | 0 | 223.6716 | Commercial_2025_Technical_MW_Before Competition Groups_LED Low/High Bay
Commercial | Com ¦ LED Low/High Bay | 2025 | Achievable | MW | Before Competition Groups | 24.557 | 0 | 0 | 298.5666 | 0.08225 | 4 | Commercial_2025_Achievable_MW_Before Competition Groups_4 | LED Low/High Bay | 8.225% | 0 | 24.557 | Commercial_2025_Achievable_MW_Before Competition Groups_LED Low/High Bay
Commercial | Com ¦ ENERGY STAR LED LAMPS (REFLECTOR LAMPs/MR16/PAR 16) | 2025 | Economic | MW | Before Competition Groups | 124.2686 | 0 | 0 | 1683.6165 | 0.073811 | 5 | Commercial_2025_Economic_MW_Before Competition Groups_5 | ENERGY STAR LED LAMPS (REFLECTOR LAMPs/MR16/PAR 16) | 7.381% | 0 | 124.2686 | Commercial_2025_Economic_MW_Before Competition Groups_ENERGY STAR LED LAMPS (REFLECTOR LAMPs/MR16/PAR 16)
Commercial | Com ¦ LED Troffer/Surface/Suspended | 2025 | Technical | MW | Before Competition Groups | 163.7106 | 0 | 0 | 2642.2006 | 0.06196 | 4 | Commercial_2025_Technical_MW_Before Competition Groups_4 | LED Troffer/Surface/Suspended | 6.196% | 0 | 163.7106 | Commercial_2025_Technical_MW_Before Competition Groups_LED Troffer/Surface/Suspended
Commercial | Com ¦ LED Replacement Lamp (Tube) | 2025 | Achievable | MW | Before Competition Groups | 17.9409 | 0 | 0 | 298.5666 | 0.06009 | 5 | Commercial_2025_Achievable_MW_Before Competition Groups_5 | LED Replacement Lamp (Tube) | 6.009% | 0 | 17.9409 | Commercial_2025_Achievable_MW_Before Competition Groups_LED Replacement Lamp (Tube)
Commercial | Com ¦ LLLC - Low Impact Application | 2025 | Technical | MW | Before Competition Groups | 154.3617 | 0 | 0 | 2642.2006 | 0.058422 | 5 | Commercial_2025_Technical_MW_Before Competition Groups_5 | LLLC - Low Impact Application | 5.842% | 0 | 154.3617 | Commercial_2025_Technical_MW_Before Competition Groups_LLLC - Low Impact Application
Commercial | Com ¦ Advanced BAS/Controllers | 2025 | Economic | MW | Before Competition Groups | 94.9251 | 0 | 0 | 1683.6165 | 0.056382 | 6 | Commercial_2025_Economic_MW_Before Competition Groups_6 | Advanced BAS/Controllers | 5.638% | 0 | 94.9251 | Commercial_2025_Economic_MW_Before Competition Groups_Advanced BAS/Controllers
Commercial | Com ¦ LLLC - High Impact Application | 2025 | Technical | MW | Before Competition Groups | 140.213 | 0 | 0 | 2642.2006 | 0.053067 | 6 | Commercial_2025_Technical_MW_Before Competition Groups_6 | LLLC - High Impact Application | 5.307% | 0 | 140.213 | Commercial_2025_Technical_MW_Before Competition Groups_LLLC - High Impact Application
Commercial | Com ¦ Networked/Connected - Low Impact Application | 2025 | Technical | MW | Before Competition Groups | 131.1233 | 0 | 0 | 2642.2006 | 0.049627 | 7 | Commercial_2025_Technical_MW_Before Competition Groups_7 | Networked/Connected - Low Impact Application | 4.963% | 0 | 131.1233 | Commercial_2025_Technical_MW_Before Competition Groups_Networked/Connected - Low Impact Application
Commercial | Com ¦ ENERGY STAR LED LAMPS (REFLECTOR LAMPs/MR16/PAR 16) | 2025 | Technical | MW | Before Competition Groups | 125.4209 | 0 | 0 | 2642.2006 | 0.047468 | 8 | Commercial_2025_Technical_MW_Before Competition Groups_8 | ENERGY STAR LED LAMPS (REFLECTOR LAMPs/MR16/PAR 16) | 4.747% | 0 | 125.4209 | Commercial_2025_Technical_MW_Before Competition Groups_ENERGY STAR LED LAMPS (REFLECTOR LAMPs/MR16/PAR 16)
Commercial | Com ¦ Networked/Connected - High Impact Application | 2025 | Technical | MW | Before Competition Groups | 121.9906 | 0 | 0 | 2642.2006 | 0.04617 | 9 | Commercial_2025_Technical_MW_Before Competition Groups_9 | Networked/Connected - High Impact Application | 4.617% | 0 | 121.9906 | Commercial_2025_Technical_MW_Before Competition Groups_Networked/Connected - High Impact Application
Commercial | Com ¦ High Efficiency Air Source Heat Pump | 2025 | Achievable | MW | Before Competition Groups | 12.3049 | 0 | 0 | 298.5666 | 0.041213 | 6 | Commercial_2025_Achievable_MW_Before Competition Groups_6 | High Efficiency Air Source Heat Pump | 4.121% | 0 | 12.3049 | Commercial_2025_Achievable_MW_Before Competition Groups_High Efficiency Air Source Heat Pump
Commercial | Com ¦ Variable Refrigerant Flow Heat Pump | 2025 | Technical | MW | Before Competition Groups | 102.7733 | 0 | 0 | 2642.2006 | 0.038897 | 10 | Commercial_2025_Technical_MW_Before Competition Groups_10 | Variable Refrigerant Flow Heat Pump | 3.89% | 0 | 102.7733 | Commercial_2025_Technical_MW_Before Competition Groups_Variable Refrigerant Flow Heat Pump
Commercial | Com ¦ Building Recommissioning, Operations and Maintenance (O&M) Improvements | 2025 | Achievable | MW | Before Competition Groups | 10.8727 | 0 | 0 | 298.5666 | 0.036416 | 7 | Commercial_2025_Achievable_MW_Before Competition Groups_7 | Building Recommissioning, Operations and Maintenance (O&M) Improvements | 3.642% | 0 | 10.8727 | Commercial_2025_Achievable_MW_Before Competition Groups_Building Recommissioning, Operations and Maintenance (O&M) Improvements
Commercial | Com ¦ Advanced BAS/Controllers | 2025 | Technical | MW | Before Competition Groups | 94.9251 | 0 | 0 | 2642.2006 | 0.035927 | 11 | Commercial_2025_Technical_MW_Before Competition Groups_11 | Advanced BAS/Controllers | 3.593% | 0 | 94.9251 | Commercial_2025_Technical_MW_Before Competition Groups_Advanced BAS/Controllers
Commercial | Com ¦ Data Center Storage/Server Virtualization | 2025 | Achievable | MW | Before Competition Groups | 9.9302 | 0 | 0 | 298.5666 | 0.033259 | 8 | Commercial_2025_Achievable_MW_Before Competition Groups_8 | Data Center Storage/Server Virtualization | 3.326% | 0 | 9.9302 | Commercial_2025_Achievable_MW_Before Competition Groups_Data Center Storage/Server Virtualization
Commercial | Com ¦ High Efficiency Air Source Heat Pump | 2025 | Economic | MW | Before Competition Groups | 49.2834 | 0 | 0 | 1683.6165 | 0.029272 | 7 | Commercial_2025_Economic_MW_Before Competition Groups_7 | High Efficiency Air Source Heat Pump | 2.927% | 0 | 49.2834 | Commercial_2025_Economic_MW_Before Competition Groups_High Efficiency Air Source Heat Pump
Commercial | Com ¦ LED or Equivalent Sign Lighting | 2025 | Achievable | MW | Before Competition Groups | 7.6019 | 0 | 0 | 298.5666 | 0.025461 | 9 | Commercial_2025_Achievable_MW_Before Competition Groups_9 | LED or Equivalent Sign Lighting | 2.546% | 0 | 7.6019 | Commercial_2025_Achievable_MW_Before Competition Groups_LED or Equivalent Sign Lighting
Commercial | Com ¦ Central Lighting Control System | 2025 | Technical | MW | Before Competition Groups | 67.0174 | 0 | 0 | 2642.2006 | 0.025364 | 12 | Commercial_2025_Technical_MW_Before Competition Groups_12 | Central Lighting Control System | 2.536% | 0 | 67.0174 | Commercial_2025_Technical_MW_Before Competition Groups_Central Lighting Control System
Commercial | Com ¦ Adaptive Thermostats | 2025 | Achievable | MW | Before Competition Groups | 7.0794 | 0 | 0 | 298.5666 | 0.023711 | 10 | Commercial_2025_Achievable_MW_Before Competition Groups_10 | Adaptive Thermostats | 2.371% | 0 | 7.0794 | Commercial_2025_Achievable_MW_Before Competition Groups_Adaptive Thermostats
Commercial | Com ¦ Furnace Tune-Up | 2025 | Achievable | MW | Before Competition Groups | 6.4396 | 0 | 0 | 298.5666 | 0.021568 | 11 | Commercial_2025_Achievable_MW_Before Competition Groups_11 | Furnace Tune-Up | 2.157% | 0 | 6.4396 | Commercial_2025_Achievable_MW_Before Competition Groups_Furnace Tune-Up
Commercial | Com ¦ Furnace Tune-Up | 2025 | Economic | MW | Before Competition Groups | 35.9286 | 0 | 0 | 1683.6165 | 0.02134 | 8 | Commercial_2025_Economic_MW_Before Competition Groups_8 | Furnace Tune-Up | 2.134% | 0 | 35.9286 | Commercial_2025_Economic_MW_Before Competition Groups_Furnace Tune-Up
Commercial | Com ¦ Advanced BAS/Controllers | 2025 | Achievable | MW | Before Competition Groups | 6.3438 | 0 | 0 | 298.5666 | 0.021247 | 12 | Commercial_2025_Achievable_MW_Before Competition Groups_12 | Advanced BAS/Controllers | 2.125% | 0 | 6.3438 | Commercial_2025_Achievable_MW_Before Competition Groups_Advanced BAS/Controllers
Commercial | Com ¦ Adaptive Thermostats | 2025 | Economic | MW | Before Competition Groups | 35.4192 | 0 | 0 | 1683.6165 | 0.021038 | 9 | Commercial_2025_Economic_MW_Before Competition Groups_9 | Adaptive Thermostats | 2.104% | 0 | 35.4192 | Commercial_2025_Economic_MW_Before Competition Groups_Adaptive Thermostats
Commercial | Com ¦ Strip Curtains | 2025 | Achievable | MW | Before Competition Groups | 6.2391 | 0 | 0 | 298.5666 | 0.020897 | 13 | Commercial_2025_Achievable_MW_Before Competition Groups_13 | Strip Curtains | 2.09% | 0 | 6.2391 | Commercial_2025_Achievable_MW_Before Competition Groups_Strip Curtains
Commercial | Com ¦ LLLC - Low Impact Application | 2025 | Economic | MW | Before Competition Groups | 31.7405 | 0 | 0 | 1683.6165 | 0.018853 | 10 | Commercial_2025_Economic_MW_Before Competition Groups_10 | LLLC - Low Impact Application | 1.885% | 0 | 31.7405 | Commercial_2025_Economic_MW_Before Competition Groups_LLLC - Low Impact Application
Commercial | Com ¦ High Efficiency Air Source Heat Pump | 2025 | Technical | MW | Before Competition Groups | 49.2834 | 0 | 0 | 2642.2006 | 0.018652 | 13 | Commercial_2025_Technical_MW_Before Competition Groups_13 | High Efficiency Air Source Heat Pump | 1.865% | 0 | 49.2834 | Commercial_2025_Technical_MW_Before Competition Groups_High Efficiency Air Source Heat Pump
Commercial | Com ¦ Strip Curtains | 2025 | Economic | MW | Before Competition Groups | 30.2136 | 0 | 0 | 1683.6165 | 0.017946 | 11 | Commercial_2025_Economic_MW_Before Competition Groups_11 | Strip Curtains | 1.795% | 0 | 30.2136 | Commercial_2025_Economic_MW_Before Competition Groups_Strip Curtains
Commercial | Com ¦ Reach-in Shaded Pole to ECM/PSC Evaporator Fan Motor | 2025 | Achievable | MW | Before Competition Groups | 5.2241 | 0 | 0 | 298.5666 | 0.017497 | 14 | Commercial_2025_Achievable_MW_Before Competition Groups_14 | Reach-in Shaded Pole to ECM/PSC Evaporator Fan Motor | 1.75% | 0 | 5.2241 | Commercial_2025_Achievable_MW_Before Competition Groups_Reach-in Shaded Pole to ECM/PSC Evaporator Fan Motor
Commercial | Com ¦ LLLC - High Impact Application | 2025 | Economic | MW | Before Competition Groups | 29.16 | 0 | 0 | 1683.6165 | 0.01732 | 12 | Commercial_2025_Economic_MW_Before Competition Groups_12 | LLLC - High Impact Application | 1.732% | 0 | 29.16 | Commercial_2025_Economic_MW_Before Competition Groups_LLLC - High Impact Application
Commercial | Com ¦ Variable Frequency Drive (VFD) | 2025 | Achievable | MW | Before Competition Groups | 4.6246 | 0 | 0 | 298.5666 | 0.015489 | 15 | Commercial_2025_Achievable_MW_Before Competition Groups_15 | Variable Frequency Drive (VFD) | 1.549% | 0 | 4.6246 | Commercial_2025_Achievable_MW_Before Competition Groups_Variable Frequency Drive (VFD)
Commercial | Com ¦ Variable Frequency Drive (VFD) | 2025 | Economic | MW | Before Competition Groups | 25.5368 | 0 | 0 | 1683.6165 | 0.015168 | 13 | Commercial_2025_Economic_MW_Before Competition Groups_13 | Variable Frequency Drive (VFD) | 1.517% | 0 | 25.5368 | Commercial_2025_Economic_MW_Before Competition Groups_Variable Frequency Drive (VFD)
Commercial | Com ¦ Adaptive Thermostats | 2025 | Technical | MW | Before Competition Groups | 39.6688 | 0 | 0 | 2642.2006 | 0.015014 | 14 | Commercial_2025_Technical_MW_Before Competition Groups_14 | Adaptive Thermostats | 1.501% | 0 | 39.6688 | Commercial_2025_Technical_MW_Before Competition Groups_Adaptive Thermostats
Commercial | Com ¦ Demand Control Ventilation | 2025 | Economic | MW | Before Competition Groups | 24.6577 | 0 | 0 | 1683.6165 | 0.014646 | 14 | Commercial_2025_Economic_MW_Before Competition Groups_14 | Demand Control Ventilation | 1.465% | 0 | 24.6577 | Commercial_2025_Economic_MW_Before Competition Groups_Demand Control Ventilation
Commercial | Com ¦ VFD on Pumps | 2025 | Achievable | MW | Before Competition Groups | 4.3395 | 0 | 0 | 298.5666 | 0.014535 | 16 | Commercial_2025_Achievable_MW_Before Competition Groups_16 | VFD on Pumps | 1.453% | 0 | 4.3395 | Commercial_2025_Achievable_MW_Before Competition Groups_VFD on Pumps
Commercial | Com ¦ LED Replacement Lamp (Tube) | 2025 | Economic | MW | Before Competition Groups | 24.4513 | 0 | 0 | 1683.6165 | 0.014523 | 15 | Commercial_2025_Economic_MW_Before Competition Groups_15 | LED Replacement Lamp (Tube) | 1.452% | 0 | 24.4513 | Commercial_2025_Economic_MW_Before Competition Groups_LED Replacement Lamp (Tube)
Commercial | Com ¦ VFD on Pumps | 2025 | Economic | MW | Before Competition Groups | 24.0081 | 0 | 0 | 1683.6165 | 0.01426 | 16 | Commercial_2025_Economic_MW_Before Competition Groups_16 | VFD on Pumps | 1.426% | 0 | 24.0081 | Commercial_2025_Economic_MW_Before Competition Groups_VFD on Pumps
Commercial | Com ¦ Furnace Tune-Up | 2025 | Technical | MW | Before Competition Groups | 35.9286 | 0 | 0 | 2642.2006 | 0.013598 | 15 | Commercial_2025_Technical_MW_Before Competition Groups_15 | Furnace Tune-Up | 1.36% | 0 | 35.9286 | Commercial_2025_Technical_MW_Before Competition Groups_Furnace Tune-Up
Commercial | Com ¦ Data Center Storage/Server Virtualization | 2025 | Economic | MW | Before Competition Groups | 22.354 | 0 | 0 | 1683.6165 | 0.013277 | 17 | Commercial_2025_Economic_MW_Before Competition Groups_17 | Data Center Storage/Server Virtualization | 1.328% | 0 | 22.354 | Commercial_2025_Economic_MW_Before Competition Groups_Data Center Storage/Server Virtualization
Commercial | Com ¦ ENERGY STAR LED LAMPS (General Service Lamps) | 2025 | Achievable | MW | Before Competition Groups | 3.8836 | 0 | 0 | 298.5666 | 0.013007 | 17 | Commercial_2025_Achievable_MW_Before Competition Groups_17 | ENERGY STAR LED LAMPS (General Service Lamps) | 1.301% | 0 | 3.8836 | Commercial_2025_Achievable_MW_Before Competition Groups_ENERGY STAR LED LAMPS (General Service Lamps)
Commercial | Com ¦ Unitary Air-Conditioning Unit | 2025 | Technical | MW | Before Competition Groups | 33.6558 | 0 | 0 | 2642.2006 | 0.012738 | 16 | Commercial_2025_Technical_MW_Before Competition Groups_16 | Unitary Air-Conditioning Unit | 1.274% | 0 | 33.6558 | Commercial_2025_Technical_MW_Before Competition Groups_Unitary Air-Conditioning Unit
Commercial | Com ¦ Demand Control Ventilation | 2025 | Achievable | MW | Before Competition Groups | 3.6859 | 0 | 0 | 298.5666 | 0.012345 | 18 | Commercial_2025_Achievable_MW_Before Competition Groups_18 | Demand Control Ventilation | 1.235% | 0 | 3.6859 | Commercial_2025_Achievable_MW_Before Competition Groups_Demand Control Ventilation
Commercial | Com ¦ LED or Equivalent Sign Lighting | 2025 | Economic | MW | Before Competition Groups | 19.9517 | 0 | 0 | 1683.6165 | 0.011851 | 18 | Commercial_2025_Economic_MW_Before Competition Groups_18 | LED or Equivalent Sign Lighting | 1.185% | 0 | 19.9517 | Commercial_2025_Economic_MW_Before Competition Groups_LED or Equivalent Sign Lighting
Commercial | Com ¦ Air Handler with Dedicated Outdoor Air Systems | 2025 | Economic | MW | Before Competition Groups | 19.9297 | 0 | 0 | 1683.6165 | 0.011837 | 19 | Commercial_2025_Economic_MW_Before Competition Groups_19 | Air Handler with Dedicated Outdoor Air Systems | 1.184% | 0 | 19.9297 | Commercial_2025_Economic_MW_Before Competition Groups_Air Handler with Dedicated Outdoor Air Systems
Commercial | Com ¦ Centrally controlled desktop PC/NETWORK PC POWER MANAGEMENT SOFTWARE | 2025 | Achievable | MW | Before Competition Groups | 3.5095 | 0 | 0 | 298.5666 | 0.011755 | 19 | Commercial_2025_Achievable_MW_Before Competition Groups_19 | Centrally controlled desktop PC/NETWORK PC POWER MANAGEMENT SOFTWARE | 1.175% | 0 | 3.5095 | Commercial_2025_Achievable_MW_Before Competition Groups_Centrally controlled desktop PC/NETWORK PC POWER MANAGEMENT SOFTWARE
Commercial | Com ¦ Strip Curtains | 2025 | Technical | MW | Before Competition Groups | 30.2136 | 0 | 0 | 2642.2006 | 0.011435 | 17 | Commercial_2025_Technical_MW_Before Competition Groups_17 | Strip Curtains | 1.144% | 0 | 30.2136 | Commercial_2025_Technical_MW_Before Competition Groups_Strip Curtains
Commercial | Com ¦ Centrally controlled desktop PC/NETWORK PC POWER MANAGEMENT SOFTWARE | 2025 | Economic | MW | Before Competition Groups | 18.3272 | 0 | 0 | 1683.6165 | 0.010886 | 20 | Commercial_2025_Economic_MW_Before Competition Groups_20 | Centrally controlled desktop PC/NETWORK PC POWER MANAGEMENT SOFTWARE | 1.089% | 0 | 18.3272 | Commercial_2025_Economic_MW_Before Competition Groups_Centrally controlled desktop PC/NETWORK PC POWER MANAGEMENT SOFTWARE
Commercial | Com ¦ Chilled Water Optimization | 2025 | Achievable | MW | Before Competition Groups | 3.1142 | 0 | 0 | 298.5666 | 0.010431 | 20 | Commercial_2025_Achievable_MW_Before Competition Groups_20 | Chilled Water Optimization | 1.043% | 0 | 3.1142 | Commercial_2025_Achievable_MW_Before Competition Groups_Chilled Water Optimization
Commercial | Com ¦ Smart Strip Plug Outlets | 2025 | Technical | MW | Before Competition Groups | 25.5694 | 0 | 0 | 2642.2006 | 0.0096773 | 18 | Commercial_2025_Technical_MW_Before Competition Groups_18 | Smart Strip Plug Outlets | 0.9677% | 0 | 25.5694 | Commercial_2025_Technical_MW_Before Competition Groups_Smart Strip Plug Outlets
Commercial | Com ¦ Variable Frequency Drive (VFD) | 2025 | Technical | MW | Before Competition Groups | 25.5368 | 0 | 0 | 2642.2006 | 0.009665 | 19 | Commercial_2025_Technical_MW_Before Competition Groups_19 | Variable Frequency Drive (VFD) | 0.9665% | 0 | 25.5368 | Commercial_2025_Technical_MW_Before Competition Groups_Variable Frequency Drive (VFD)
Commercial | Com ¦ Demand Control Ventilation | 2025 | Technical | MW | Before Competition Groups | 25.0822 | 0 | 0 | 2642.2006 | 0.0094929 | 20 | Commercial_2025_Technical_MW_Before Competition Groups_20 | Demand Control Ventilation | 0.9493% | 0 | 25.0822 | Commercial_2025_Technical_MW_Before Competition Groups_Demand Control Ventilation
Commercial | Com ¦ LED Replacement Lamp (Tube) | 2025 | Technical | MW | Before Competition Groups | 24.4513 | 0 | 0 | 2642.2006 | 0.0092542 | 21 | Commercial_2025_Technical_MW_Before Competition Groups_21 | LED Replacement Lamp (Tube) | 0.9254% | 0 | 24.4513 | Commercial_2025_Technical_MW_Before Competition Groups_LED Replacement Lamp (Tube)
Commercial | Com ¦ VFD on Pumps | 2025 | Technical | MW | Before Competition Groups | 24.0081 | 0 | 0 | 2642.2006 | 0.0090864 | 22 | Commercial_2025_Technical_MW_Before Competition Groups_22 | VFD on Pumps | 0.9086% | 0 | 24.0081 | Commercial_2025_Technical_MW_Before Competition Groups_VFD on Pumps
Commercial | Com ¦ Refrigerated Display Case LED | 2025 | Technical | MW | Before Competition Groups | 23.9037 | 0 | 0 | 2642.2006 | 0.0090469 | 23 | Commercial_2025_Technical_MW_Before Competition Groups_23 | Refrigerated Display Case LED | 0.9047% | 0 | 23.9037 | Commercial_2025_Technical_MW_Before Competition Groups_Refrigerated Display Case LED
Commercial | Com ¦ Adding reflective (White) roof treatment or a green roof | 2025 | Technical | MW | Before Competition Groups | 23.5855 | 0 | 0 | 2642.2006 | 0.0089264 | 24 | Commercial_2025_Technical_MW_Before Competition Groups_24 | Adding reflective (White) roof treatment or a green roof | 0.8926% | 0 | 23.5855 | Commercial_2025_Technical_MW_Before Competition Groups_Adding reflective (White) roof treatment or a green roof
Commercial | Com ¦ Data Center Storage/Server Virtualization | 2025 | Technical | MW | Before Competition Groups | 22.354 | 0 | 0 | 2642.2006 | 0.0084604 | 25 | Commercial_2025_Technical_MW_Before Competition Groups_25 | Data Center Storage/Server Virtualization | 0.846% | 0 | 22.354 | Commercial_2025_Technical_MW_Before Competition Groups_Data Center Storage/Server Virtualization
Commercial | Com ¦ Air Handler with Dedicated Outdoor Air Systems | 2025 | Achievable | MW | Before Competition Groups | 2.5028 | 0 | 0 | 298.5666 | 0.0083828 | 21 | Commercial_2025_Achievable_MW_Before Competition Groups_21 | Air Handler with Dedicated Outdoor Air Systems | 0.8383% | 0 | 2.5028 | Commercial_2025_Achievable_MW_Before Competition Groups_Air Handler with Dedicated Outdoor Air Systems
Commercial | Com ¦ ECM MOTORS FOR EVAPORATOR FANS for refrigeration (WALK-IN) | 2025 | Achievable | MW | Before Competition Groups | 2.3545 | 0 | 0 | 298.5666 | 0.0078861 | 22 | Commercial_2025_Achievable_MW_Before Competition Groups_22 | ECM MOTORS FOR EVAPORATOR FANS for refrigeration (WALK-IN) | 0.7886% | 0 | 2.3545 | Commercial_2025_Achievable_MW_Before Competition Groups_ECM MOTORS FOR EVAPORATOR FANS for refrigeration (WALK-IN)
Commercial | Com ¦ ECM MOTORS FOR EVAPORATOR FANS for refrigeration (WALK-IN) | 2025 | Economic | MW | Before Competition Groups | 13.1823 | 0 | 0 | 1683.6165 | 0.0078298 | 21 | Commercial_2025_Economic_MW_Before Competition Groups_21 | ECM MOTORS FOR EVAPORATOR FANS for refrigeration (WALK-IN) | 0.783% | 0 | 13.1823 | Commercial_2025_Economic_MW_Before Competition Groups_ECM MOTORS FOR EVAPORATOR FANS for refrigeration (WALK-IN)
Commercial | Com ¦ LED or Equivalent Sign Lighting | 2025 | Technical | MW | Before Competition Groups | 19.9517 | 0 | 0 | 2642.2006 | 0.0075512 | 26 | Commercial_2025_Technical_MW_Before Competition Groups_26 | LED or Equivalent Sign Lighting | 0.7551% | 0 | 19.9517 | Commercial_2025_Technical_MW_Before Competition Groups_LED or Equivalent Sign Lighting
Commercial | Com ¦ Air Handler with Dedicated Outdoor Air Systems | 2025 | Technical | MW | Before Competition Groups | 19.9297 | 0 | 0 | 2642.2006 | 0.0075428 | 27 | Commercial_2025_Technical_MW_Before Competition Groups_27 | Air Handler with Dedicated Outdoor Air Systems | 0.7543% | 0 | 19.9297 | Commercial_2025_Technical_MW_Before Competition Groups_Air Handler with Dedicated Outdoor Air Systems
Commercial | Com ¦ HOTEL OCCUPANCY CONTROLS (HVAC + LIGHTING) | 2025 | Technical | MW | Before Competition Groups | 18.8728 | 0 | 0 | 2642.2006 | 0.0071428 | 28 | Commercial_2025_Technical_MW_Before Competition Groups_28 | HOTEL OCCUPANCY CONTROLS (HVAC + LIGHTING) | 0.7143% | 0 | 18.8728 | Commercial_2025_Technical_MW_Before Competition Groups_HOTEL OCCUPANCY CONTROLS (HVAC + LIGHTING)
Commercial | Com ¦ LED parking lot fixture | 2025 | Achievable | MW | Before Competition Groups | 2.089 | 0 | 0 | 298.5666 | 0.0069969 | 23 | Commercial_2025_Achievable_MW_Before Competition Groups_23 | LED parking lot fixture | 0.6997% | 0 | 2.089 | Commercial_2025_Achievable_MW_Before Competition Groups_LED parking lot fixture
Commercial | Com ¦ LED EXTERIOR AREA LIGHTS - LED fixture (200W) | 2025 | Achievable | MW | Before Competition Groups | 2.0745 | 0 | 0 | 298.5666 | 0.0069481 | 24 | Commercial_2025_Achievable_MW_Before Competition Groups_24 | LED EXTERIOR AREA LIGHTS - LED fixture (200W) | 0.6948% | 0 | 2.0745 | Commercial_2025_Achievable_MW_Before Competition Groups_LED EXTERIOR AREA LIGHTS - LED fixture (200W)
Commercial | Com ¦ Centrally controlled desktop PC/NETWORK PC POWER MANAGEMENT SOFTWARE | 2025 | Technical | MW | Before Competition Groups | 18.3272 | 0 | 0 | 2642.2006 | 0.0069363 | 29 | Commercial_2025_Technical_MW_Before Competition Groups_29 | Centrally controlled desktop PC/NETWORK PC POWER MANAGEMENT SOFTWARE | 0.6936% | 0 | 18.3272 | Commercial_2025_Technical_MW_Before Competition Groups_Centrally controlled desktop PC/NETWORK PC POWER MANAGEMENT SOFTWARE
Commercial | Com ¦ Freezer Case Light Sensor | 2025 | Economic | MW | Before Competition Groups | 11.4355 | 0 | 0 | 1683.6165 | 0.0067922 | 22 | Commercial_2025_Economic_MW_Before Competition Groups_22 | Freezer Case Light Sensor | 0.6792% | 0 | 11.4355 | Commercial_2025_Economic_MW_Before Competition Groups_Freezer Case Light Sensor
Commercial | Com ¦ Evaporator Fan Controls | 2025 | Achievable | MW | Before Competition Groups | 1.9841 | 0 | 0 | 298.5666 | 0.0066455 | 25 | Commercial_2025_Achievable_MW_Before Competition Groups_25 | Evaporator Fan Controls | 0.6645% | 0 | 1.9841 | Commercial_2025_Achievable_MW_Before Competition Groups_Evaporator Fan Controls
Commercial | Com ¦ Evaporator Fan Controls | 2025 | Economic | MW | Before Competition Groups | 11.139 | 0 | 0 | 1683.6165 | 0.0066161 | 23 | Commercial_2025_Economic_MW_Before Competition Groups_23 | Evaporator Fan Controls | 0.6616% | 0 | 11.139 | Commercial_2025_Economic_MW_Before Competition Groups_Evaporator Fan Controls
Commercial | Com ¦ Refrigerated Display Case Doors | 2025 | Technical | MW | Before Competition Groups | 15.5403 | 0 | 0 | 2642.2006 | 0.0058816 | 30 | Commercial_2025_Technical_MW_Before Competition Groups_30 | Refrigerated Display Case Doors | 0.5882% | 0 | 15.5403 | Commercial_2025_Technical_MW_Before Competition Groups_Refrigerated Display Case Doors
Commercial | Com ¦ Reach-in Shaded Pole to ECM/PSC Evaporator Fan Motor | 2025 | Economic | MW | Before Competition Groups | 9.6129 | 0 | 0 | 1683.6165 | 0.0057097 | 24 | Commercial_2025_Economic_MW_Before Competition Groups_24 | Reach-in Shaded Pole to ECM/PSC Evaporator Fan Motor | 0.571% | 0 | 9.6129 | Commercial_2025_Economic_MW_Before Competition Groups_Reach-in Shaded Pole to ECM/PSC Evaporator Fan Motor
Commercial | Com ¦ Occupancy Sensors | 2025 | Economic | MW | Before Competition Groups | 9.5253 | 0 | 0 | 1683.6165 | 0.0056576 | 25 | Commercial_2025_Economic_MW_Before Competition Groups_25 | Occupancy Sensors | 0.5658% | 0 | 9.5253 | Commercial_2025_Economic_MW_Before Competition Groups_Occupancy Sensors
Commercial | Com ¦ Door Gasket Freezer/Refrigerator | 2025 | Technical | MW | Before Competition Groups | 14.3845 | 0 | 0 | 2642.2006 | 0.0054441 | 31 | Commercial_2025_Technical_MW_Before Competition Groups_31 | Door Gasket Freezer/Refrigerator | 0.5444% | 0 | 14.3845 | Commercial_2025_Technical_MW_Before Competition Groups_Door Gasket Freezer/Refrigerator
Commercial | Com ¦ Refrigerated Display Case Doors | 2025 | Achievable | MW | Before Competition Groups | 1.5759 | 0 | 0 | 298.5666 | 0.0052782 | 26 | Commercial_2025_Achievable_MW_Before Competition Groups_26 | Refrigerated Display Case Doors | 0.5278% | 0 | 1.5759 | Commercial_2025_Achievable_MW_Before Competition Groups_Refrigerated Display Case Doors
Commercial | Com ¦ Indoor Daylight Sensors/Photocell Dimming Control | 2025 | Technical | MW | Before Competition Groups | 13.6385 | 0 | 0 | 2642.2006 | 0.0051618 | 32 | Commercial_2025_Technical_MW_Before Competition Groups_32 | Indoor Daylight Sensors/Photocell Dimming Control | 0.5162% | 0 | 13.6385 | Commercial_2025_Technical_MW_Before Competition Groups_Indoor Daylight Sensors/Photocell Dimming Control
Commercial | Com ¦ ECM MOTORS FOR EVAPORATOR FANS for refrigeration (WALK-IN) | 2025 | Technical | MW | Before Competition Groups | 13.1823 | 0 | 0 | 2642.2006 | 0.0049891 | 33 | Commercial_2025_Technical_MW_Before Competition Groups_33 | ECM MOTORS FOR EVAPORATOR FANS for refrigeration (WALK-IN) | 0.4989% | 0 | 13.1823 | Commercial_2025_Technical_MW_Before Competition Groups_ECM MOTORS FOR EVAPORATOR FANS for refrigeration (WALK-IN)
Commercial | Com ¦ ENERGY STAR LED LAMPS (General Service Lamps) | 2025 | Economic | MW | Before Competition Groups | 8.3348 | 0 | 0 | 1683.6165 | 0.0049505 | 26 | Commercial_2025_Economic_MW_Before Competition Groups_26 | ENERGY STAR LED LAMPS (General Service Lamps) | 0.4951% | 0 | 8.3348 | Commercial_2025_Economic_MW_Before Competition Groups_ENERGY STAR LED LAMPS (General Service Lamps)
Commercial | Com ¦ High R-Value Glass Doors/no-heat glass door | 2025 | Technical | MW | Before Competition Groups | 12.5402 | 0 | 0 | 2642.2006 | 0.0047461 | 34 | Commercial_2025_Technical_MW_Before Competition Groups_34 | High R-Value Glass Doors/no-heat glass door | 0.4746% | 0 | 12.5402 | Commercial_2025_Technical_MW_Before Competition Groups_High R-Value Glass Doors/no-heat glass door
Commercial | Com ¦ Chilled Water Optimization | 2025 | Economic | MW | Before Competition Groups | 7.8007 | 0 | 0 | 1683.6165 | 0.0046333 | 27 | Commercial_2025_Economic_MW_Before Competition Groups_27 | Chilled Water Optimization | 0.4633% | 0 | 7.8007 | Commercial_2025_Economic_MW_Before Competition Groups_Chilled Water Optimization
Commercial | Com ¦ Demand Control Kitchen Ventilation | 2025 | Economic | MW | Before Competition Groups | 7.6069 | 0 | 0 | 1683.6165 | 0.0045182 | 28 | Commercial_2025_Economic_MW_Before Competition Groups_28 | Demand Control Kitchen Ventilation | 0.4518% | 0 | 7.6069 | Commercial_2025_Economic_MW_Before Competition Groups_Demand Control Kitchen Ventilation
Commercial | Com ¦ Refrigeration Optimization | 2025 | Technical | MW | Before Competition Groups | 11.9165 | 0 | 0 | 2642.2006 | 0.0045101 | 35 | Commercial_2025_Technical_MW_Before Competition Groups_35 | Refrigeration Optimization | 0.451% | 0 | 11.9165 | Commercial_2025_Technical_MW_Before Competition Groups_Refrigeration Optimization
Commercial | Com ¦ Freezer Case Light Sensor | 2025 | Technical | MW | Before Competition Groups | 11.4355 | 0 | 0 | 2642.2006 | 0.004328 | 36 | Commercial_2025_Technical_MW_Before Competition Groups_36 | Freezer Case Light Sensor | 0.4328% | 0 | 11.4355 | Commercial_2025_Technical_MW_Before Competition Groups_Freezer Case Light Sensor
Commercial | Com ¦ Evaporator Fan Controls | 2025 | Technical | MW | Before Competition Groups | 11.139 | 0 | 0 | 2642.2006 | 0.0042158 | 37 | Commercial_2025_Technical_MW_Before Competition Groups_37 | Evaporator Fan Controls | 0.4216% | 0 | 11.139 | Commercial_2025_Technical_MW_Before Competition Groups_Evaporator Fan Controls
Commercial | Com ¦ ENERGY STAR LED LAMPS (General Service Lamps) | 2025 | Technical | MW | Before Competition Groups | 11.039 | 0 | 0 | 2642.2006 | 0.004178 | 38 | Commercial_2025_Technical_MW_Before Competition Groups_38 | ENERGY STAR LED LAMPS (General Service Lamps) | 0.4178% | 0 | 11.039 | Commercial_2025_Technical_MW_Before Competition Groups_ENERGY STAR LED LAMPS (General Service Lamps)
Commercial | Com ¦ Demand Control Kitchen Ventilation | 2025 | Achievable | MW | Before Competition Groups | 1.2287 | 0 | 0 | 298.5666 | 0.0041152 | 27 | Commercial_2025_Achievable_MW_Before Competition Groups_27 | Demand Control Kitchen Ventilation | 0.4115% | 0 | 1.2287 | Commercial_2025_Achievable_MW_Before Competition Groups_Demand Control Kitchen Ventilation
Commercial | Com ¦ ENERGY STAR FREEZER | 2025 | Technical | MW | Before Competition Groups | 10.8643 | 0 | 0 | 2642.2006 | 0.0041118 | 39 | Commercial_2025_Technical_MW_Before Competition Groups_39 | ENERGY STAR FREEZER | 0.4112% | 0 | 10.8643 | Commercial_2025_Technical_MW_Before Competition Groups_ENERGY STAR FREEZER
Commercial | Com ¦ Duct Insulation, R8 | 2025 | Achievable | MW | Before Competition Groups | 1.2034 | 0 | 0 | 298.5666 | 0.0040306 | 28 | Commercial_2025_Achievable_MW_Before Competition Groups_28 | Duct Insulation, R8 | 0.4031% | 0 | 1.2034 | Commercial_2025_Achievable_MW_Before Competition Groups_Duct Insulation, R8
Commercial | Com ¦ Freezer Case Light Sensor | 2025 | Achievable | MW | Before Competition Groups | 1.1947 | 0 | 0 | 298.5666 | 0.0040013 | 29 | Commercial_2025_Achievable_MW_Before Competition Groups_29 | Freezer Case Light Sensor | 0.4001% | 0 | 1.1947 | Commercial_2025_Achievable_MW_Before Competition Groups_Freezer Case Light Sensor
Commercial | Com ¦ LED street light fixture | 2025 | Achievable | MW | Before Competition Groups | 1.1858 | 0 | 0 | 298.5666 | 0.0039715 | 30 | Commercial_2025_Achievable_MW_Before Competition Groups_30 | LED street light fixture | 0.3971% | 0 | 1.1858 | Commercial_2025_Achievable_MW_Before Competition Groups_LED street light fixture
Commercial | Com ¦ Duct Insulation, R8 | 2025 | Economic | MW | Before Competition Groups | 6.6477 | 0 | 0 | 1683.6165 | 0.0039485 | 29 | Commercial_2025_Economic_MW_Before Competition Groups_29 | Duct Insulation, R8 | 0.3948% | 0 | 6.6477 | Commercial_2025_Economic_MW_Before Competition Groups_Duct Insulation, R8
Commercial | Com ¦ Reach-in Shaded Pole to ECM/PSC Evaporator Fan Motor | 2025 | Technical | MW | Before Competition Groups | 9.6129 | 0 | 0 | 2642.2006 | 0.0036382 | 40 | Commercial_2025_Technical_MW_Before Competition Groups_40 | Reach-in Shaded Pole to ECM/PSC Evaporator Fan Motor | 0.3638% | 0 | 9.6129 | Commercial_2025_Technical_MW_Before Competition Groups_Reach-in Shaded Pole to ECM/PSC Evaporator Fan Motor
Commercial | Com ¦ Occupancy Sensors | 2025 | Technical | MW | Before Competition Groups | 9.5253 | 0 | 0 | 2642.2006 | 0.0036051 | 41 | Commercial_2025_Technical_MW_Before Competition Groups_41 | Occupancy Sensors | 0.3605% | 0 | 9.5253 | Commercial_2025_Technical_MW_Before Competition Groups_Occupancy Sensors
Commercial | Com ¦ ENERGY STAR Griddle (74% eff) | 2025 | Achievable | MW | Before Competition Groups | 1.0295 | 0 | 0 | 298.5666 | 0.003448 | 31 | Commercial_2025_Achievable_MW_Before Competition Groups_31 | ENERGY STAR Griddle (74% eff) | 0.3448% | 0 | 1.0295 | Commercial_2025_Achievable_MW_Before Competition Groups_ENERGY STAR Griddle (74% eff)
Commercial | Com ¦ Demand Control Kitchen Ventilation | 2025 | Technical | MW | Before Competition Groups | 8.7568 | 0 | 0 | 2642.2006 | 0.0033142 | 42 | Commercial_2025_Technical_MW_Before Competition Groups_42 | Demand Control Kitchen Ventilation | 0.3314% | 0 | 8.7568 | Commercial_2025_Technical_MW_Before Competition Groups_Demand Control Kitchen Ventilation
Commercial | Com ¦ LED EXTERIOR AREA LIGHTS - LED fixture (200W) | 2025 | Economic | MW | Before Competition Groups | 5.2179 | 0 | 0 | 1683.6165 | 0.0030992 | 30 | Commercial_2025_Economic_MW_Before Competition Groups_30 | LED EXTERIOR AREA LIGHTS - LED fixture (200W) | 0.3099% | 0 | 5.2179 | Commercial_2025_Economic_MW_Before Competition Groups_LED EXTERIOR AREA LIGHTS - LED fixture (200W)
Commercial | Com ¦ LED parking lot fixture | 2025 | Economic | MW | Before Competition Groups | 5.0976 | 0 | 0 | 1683.6165 | 0.0030278 | 31 | Commercial_2025_Economic_MW_Before Competition Groups_31 | LED parking lot fixture | 0.3028% | 0 | 5.0976 | Commercial_2025_Economic_MW_Before Competition Groups_LED parking lot fixture
Commercial | Com ¦ Chilled Water Optimization | 2025 | Technical | MW | Before Competition Groups | 7.8007 | 0 | 0 | 2642.2006 | 0.0029523 | 43 | Commercial_2025_Technical_MW_Before Competition Groups_43 | Chilled Water Optimization | 0.2952% | 0 | 7.8007 | Commercial_2025_Technical_MW_Before Competition Groups_Chilled Water Optimization
Commercial | Com ¦ Refrigeration Commissioning | 2025 | Technical | MW | Before Competition Groups | 7.7748 | 0 | 0 | 2642.2006 | 0.0029426 | 44 | Commercial_2025_Technical_MW_Before Competition Groups_44 | Refrigeration Commissioning | 0.2943% | 0 | 7.7748 | Commercial_2025_Technical_MW_Before Competition Groups_Refrigeration Commissioning
Commercial | Com ¦ Refrigerated Display Case Doors | 2025 | Economic | MW | Before Competition Groups | 4.8454 | 0 | 0 | 1683.6165 | 0.002878 | 32 | Commercial_2025_Economic_MW_Before Competition Groups_32 | Refrigerated Display Case Doors | 0.2878% | 0 | 4.8454 | Commercial_2025_Economic_MW_Before Competition Groups_Refrigerated Display Case Doors
Commercial | Com ¦ Refrigerated Display Case LED | 2025 | Achievable | MW | Before Competition Groups | 0.85712 | 0 | 0 | 298.5666 | 0.0028708 | 32 | Commercial_2025_Achievable_MW_Before Competition Groups_32 | Refrigerated Display Case LED | 0.2871% | 0 | 0.85712 | Commercial_2025_Achievable_MW_Before Competition Groups_Refrigerated Display Case LED
Commercial | Com ¦ Duct Insulation, R8 | 2025 | Technical | MW | Before Competition Groups | 6.6477 | 0 | 0 | 2642.2006 | 0.002516 | 45 | Commercial_2025_Technical_MW_Before Competition Groups_45 | Duct Insulation, R8 | 0.2516% | 0 | 6.6477 | Commercial_2025_Technical_MW_Before Competition Groups_Duct Insulation, R8
Commercial | Com ¦ Temperature Adjustment in Commercial Freezers | 2025 | Achievable | MW | Before Competition Groups | 0.72473 | 0 | 0 | 298.5666 | 0.0024274 | 33 | Commercial_2025_Achievable_MW_Before Competition Groups_33 | Temperature Adjustment in Commercial Freezers | 0.2427% | 0 | 0.72473 | Commercial_2025_Achievable_MW_Before Competition Groups_Temperature Adjustment in Commercial Freezers
Commercial | Com ¦ Temperature Adjustment in Commercial Freezers | 2025 | Economic | MW | Before Competition Groups | 4.0649 | 0 | 0 | 1683.6165 | 0.0024144 | 33 | Commercial_2025_Economic_MW_Before Competition Groups_33 | Temperature Adjustment in Commercial Freezers | 0.2414% | 0 | 4.0649 | Commercial_2025_Economic_MW_Before Competition Groups_Temperature Adjustment in Commercial Freezers
Commercial | Com ¦ Unitary Air-Conditioning Unit | 2025 | Economic | MW | Before Competition Groups | 4.0521 | 0 | 0 | 1683.6165 | 0.0024068 | 34 | Commercial_2025_Economic_MW_Before Competition Groups_34 | Unitary Air-Conditioning Unit | 0.2407% | 0 | 4.0521 | Commercial_2025_Economic_MW_Before Competition Groups_Unitary Air-Conditioning Unit
Commercial | Com ¦ Elec Storage WH 2.30 Et | 2025 | Economic | MW | Before Competition Groups | 3.7333 | 0 | 0 | 1683.6165 | 0.0022175 | 35 | Commercial_2025_Economic_MW_Before Competition Groups_35 | Elec Storage WH 2.30 Et | 0.2217% | 0 | 3.7333 | Commercial_2025_Economic_MW_Before Competition Groups_Elec Storage WH 2.30 Et
Commercial | Com ¦ Unitary Air-Conditioning Unit | 2025 | Achievable | MW | Before Competition Groups | 0.6589 | 0 | 0 | 298.5666 | 0.0022069 | 34 | Commercial_2025_Achievable_MW_Before Competition Groups_34 | Unitary Air-Conditioning Unit | 0.2207% | 0 | 0.6589 | Commercial_2025_Achievable_MW_Before Competition Groups_Unitary Air-Conditioning Unit
Commercial | Com ¦ BEVERAGE VENDING MACHINE CONTROLS | 2025 | Economic | MW | Before Competition Groups | 3.6739 | 0 | 0 | 1683.6165 | 0.0021821 | 36 | Commercial_2025_Economic_MW_Before Competition Groups_36 | BEVERAGE VENDING MACHINE CONTROLS | 0.2182% | 0 | 3.6739 | Commercial_2025_Economic_MW_Before Competition Groups_BEVERAGE VENDING MACHINE CONTROLS
Commercial | Com ¦ Vertical Night Covers | 2025 | Achievable | MW | Before Competition Groups | 0.60144 | 0 | 0 | 298.5666 | 0.0020144 | 35 | Commercial_2025_Achievable_MW_Before Competition Groups_35 | Vertical Night Covers | 0.2014% | 0 | 0.60144 | Commercial_2025_Achievable_MW_Before Competition Groups_Vertical Night Covers
Commercial | Com ¦ Vertical Night Covers | 2025 | Economic | MW | Before Competition Groups | 3.3766 | 0 | 0 | 1683.6165 | 0.0020055 | 37 | Commercial_2025_Economic_MW_Before Competition Groups_37 | Vertical Night Covers | 0.2006% | 0 | 3.3766 | Commercial_2025_Economic_MW_Before Competition Groups_Vertical Night Covers
Commercial | Com ¦ Energy Efficient Laboratory Fume Hood | 2025 | Achievable | MW | Before Competition Groups | 0.59156 | 0 | 0 | 298.5666 | 0.0019813 | 36 | Commercial_2025_Achievable_MW_Before Competition Groups_36 | Energy Efficient Laboratory Fume Hood | 0.1981% | 0 | 0.59156 | Commercial_2025_Achievable_MW_Before Competition Groups_Energy Efficient Laboratory Fume Hood
Commercial | Com ¦ LED EXTERIOR AREA LIGHTS - LED fixture (200W) | 2025 | Technical | MW | Before Competition Groups | 5.2179 | 0 | 0 | 2642.2006 | 0.0019748 | 46 | Commercial_2025_Technical_MW_Before Competition Groups_46 | LED EXTERIOR AREA LIGHTS - LED fixture (200W) | 0.1975% | 0 | 5.2179 | Commercial_2025_Technical_MW_Before Competition Groups_LED EXTERIOR AREA LIGHTS - LED fixture (200W)
Commercial | Com ¦ ENERGY STAR Refrigerator | 2025 | Technical | MW | Before Competition Groups | 5.2119 | 0 | 0 | 2642.2006 | 0.0019726 | 47 | Commercial_2025_Technical_MW_Before Competition Groups_47 | ENERGY STAR Refrigerator | 0.1973% | 0 | 5.2119 | Commercial_2025_Technical_MW_Before Competition Groups_ENERGY STAR Refrigerator
Commercial | Com ¦ Occupancy Sensors | 2025 | Achievable | MW | Before Competition Groups | 0.58758 | 0 | 0 | 298.5666 | 0.001968 | 37 | Commercial_2025_Achievable_MW_Before Competition Groups_37 | Occupancy Sensors | 0.1968% | 0 | 0.58758 | Commercial_2025_Achievable_MW_Before Competition Groups_Occupancy Sensors
Commercial | Com ¦ Energy Efficient Laboratory Fume Hood | 2025 | Economic | MW | Before Competition Groups | 3.2692 | 0 | 0 | 1683.6165 | 0.0019417 | 38 | Commercial_2025_Economic_MW_Before Competition Groups_38 | Energy Efficient Laboratory Fume Hood | 0.1942% | 0 | 3.2692 | Commercial_2025_Economic_MW_Before Competition Groups_Energy Efficient Laboratory Fume Hood
Commercial | Com ¦ LED parking lot fixture | 2025 | Technical | MW | Before Competition Groups | 5.0976 | 0 | 0 | 2642.2006 | 0.0019293 | 48 | Commercial_2025_Technical_MW_Before Competition Groups_48 | LED parking lot fixture | 0.1929% | 0 | 5.0976 | Commercial_2025_Technical_MW_Before Competition Groups_LED parking lot fixture
Commercial | Com ¦ Elec Storage WH 2.30 Et | 2025 | Achievable | MW | Before Competition Groups | 0.56686 | 0 | 0 | 298.5666 | 0.0018986 | 38 | Commercial_2025_Achievable_MW_Before Competition Groups_38 | Elec Storage WH 2.30 Et | 0.1899% | 0 | 0.56686 | Commercial_2025_Achievable_MW_Before Competition Groups_Elec Storage WH 2.30 Et
Commercial | Com ¦ Ground Source Heat Pump | 2025 | Technical | MW | Before Competition Groups | 5.003 | 0 | 0 | 2642.2006 | 0.0018935 | 49 | Commercial_2025_Technical_MW_Before Competition Groups_49 | Ground Source Heat Pump | 0.1894% | 0 | 5.003 | Commercial_2025_Technical_MW_Before Competition Groups_Ground Source Heat Pump
Commercial | Com ¦ ENERGY STAR ICE MACHINES - Ice Making Head | 2025 | Technical | MW | Before Competition Groups | 4.9431 | 0 | 0 | 2642.2006 | 0.0018708 | 50 | Commercial_2025_Technical_MW_Before Competition Groups_50 | ENERGY STAR ICE MACHINES - Ice Making Head | 0.1871% | 0 | 4.9431 | Commercial_2025_Technical_MW_Before Competition Groups_ENERGY STAR ICE MACHINES - Ice Making Head
Commercial | Com ¦ LED street light fixture | 2025 | Economic | MW | Before Competition Groups | 3.1069 | 0 | 0 | 1683.6165 | 0.0018454 | 39 | Commercial_2025_Economic_MW_Before Competition Groups_39 | LED street light fixture | 0.1845% | 0 | 3.1069 | Commercial_2025_Economic_MW_Before Competition Groups_LED street light fixture
Commercial | Com ¦ CO Sensors for parking garage exhaust fans | 2025 | Economic | MW | Before Competition Groups | 3.0453 | 0 | 0 | 1683.6165 | 0.0018088 | 40 | Commercial_2025_Economic_MW_Before Competition Groups_40 | CO Sensors for parking garage exhaust fans | 0.1809% | 0 | 3.0453 | Commercial_2025_Economic_MW_Before Competition Groups_CO Sensors for parking garage exhaust fans
Commercial | Com ¦ CO Sensors for parking garage exhaust fans | 2025 | Achievable | MW | Before Competition Groups | 0.53807 | 0 | 0 | 298.5666 | 0.0018022 | 39 | Commercial_2025_Achievable_MW_Before Competition Groups_39 | CO Sensors for parking garage exhaust fans | 0.1802% | 0 | 0.53807 | Commercial_2025_Achievable_MW_Before Competition Groups_CO Sensors for parking garage exhaust fans
Commercial | Com ¦ BEVERAGE VENDING MACHINE CONTROLS | 2025 | Achievable | MW | Before Competition Groups | 0.50907 | 0 | 0 | 298.5666 | 0.001705 | 40 | Commercial_2025_Achievable_MW_Before Competition Groups_40 | BEVERAGE VENDING MACHINE CONTROLS | 0.1705% | 0 | 0.50907 | Commercial_2025_Achievable_MW_Before Competition Groups_BEVERAGE VENDING MACHINE CONTROLS
Commercial | Com ¦ Temperature Adjustment in Commercial Freezers | 2025 | Technical | MW | Before Competition Groups | 4.0649 | 0 | 0 | 2642.2006 | 0.0015385 | 51 | Commercial_2025_Technical_MW_Before Competition Groups_51 | Temperature Adjustment in Commercial Freezers | 0.1538% | 0 | 4.0649 | Commercial_2025_Technical_MW_Before Competition Groups_Temperature Adjustment in Commercial Freezers
Commercial | Com ¦ Water Heating (DHW) Pipe Insulation (Add 3/4\ Foam)" | 2025 | Achievable | MW | Before Competition Groups | 0.45636 | 0 | 0 | 298.5666 | 0.0015285 | 41 | Commercial_2025_Achievable_MW_Before Competition Groups_41 | Water Heating (DHW) Pipe Insulation (Add 3/4\ Foam)" | 0.1529% | 0 | 0.45636 | Commercial_2025_Achievable_MW_Before Competition Groups_Water Heating (DHW) Pipe Insulation (Add 3/4\ Foam)"
Commercial | Com ¦ Water Heating (DHW) Pipe Insulation (Add 3/4\ Foam)" | 2025 | Economic | MW | Before Competition Groups | 2.5482 | 0 | 0 | 1683.6165 | 0.0015135 | 41 | Commercial_2025_Economic_MW_Before Competition Groups_41 | Water Heating (DHW) Pipe Insulation (Add 3/4\ Foam)" | 0.1514% | 0 | 2.5482 | Commercial_2025_Economic_MW_Before Competition Groups_Water Heating (DHW) Pipe Insulation (Add 3/4\ Foam)"
Commercial | Com ¦ Elec Storage WH 2.30 Et | 2025 | Technical | MW | Before Competition Groups | 3.7333 | 0 | 0 | 2642.2006 | 0.001413 | 52 | Commercial_2025_Technical_MW_Before Competition Groups_52 | Elec Storage WH 2.30 Et | 0.1413% | 0 | 3.7333 | Commercial_2025_Technical_MW_Before Competition Groups_Elec Storage WH 2.30 Et
Commercial | Com ¦ Roof Insulation/Ceiling Insulation (R25 Code to R35) | 2025 | Technical | MW | Before Competition Groups | 3.7209 | 0 | 0 | 2642.2006 | 0.0014083 | 53 | Commercial_2025_Technical_MW_Before Competition Groups_53 | Roof Insulation/Ceiling Insulation (R25 Code to R35) | 0.1408% | 0 | 3.7209 | Commercial_2025_Technical_MW_Before Competition Groups_Roof Insulation/Ceiling Insulation (R25 Code to R35)
Commercial | Com ¦ BEVERAGE VENDING MACHINE CONTROLS | 2025 | Technical | MW | Before Competition Groups | 3.6739 | 0 | 0 | 2642.2006 | 0.0013905 | 54 | Commercial_2025_Technical_MW_Before Competition Groups_54 | BEVERAGE VENDING MACHINE CONTROLS | 0.139% | 0 | 3.6739 | Commercial_2025_Technical_MW_Before Competition Groups_BEVERAGE VENDING MACHINE CONTROLS
Commercial | Com ¦ Outside Air Economizer | 2025 | Achievable | MW | Before Competition Groups | 0.38321 | 0 | 0 | 298.5666 | 0.0012835 | 42 | Commercial_2025_Achievable_MW_Before Competition Groups_42 | Outside Air Economizer | 0.1284% | 0 | 0.38321 | Commercial_2025_Achievable_MW_Before Competition Groups_Outside Air Economizer
Commercial | Com ¦ Vertical Night Covers | 2025 | Technical | MW | Before Competition Groups | 3.3766 | 0 | 0 | 2642.2006 | 0.0012779 | 55 | Commercial_2025_Technical_MW_Before Competition Groups_55 | Vertical Night Covers | 0.1278% | 0 | 3.3766 | Commercial_2025_Technical_MW_Before Competition Groups_Vertical Night Covers
Commercial | Com ¦ ENERGY STAR Griddle (74% eff) | 2025 | Economic | MW | Before Competition Groups | 2.0934 | 0 | 0 | 1683.6165 | 0.0012434 | 42 | Commercial_2025_Economic_MW_Before Competition Groups_42 | ENERGY STAR Griddle (74% eff) | 0.1243% | 0 | 2.0934 | Commercial_2025_Economic_MW_Before Competition Groups_ENERGY STAR Griddle (74% eff)
Commercial | Com ¦ Energy Efficient Laboratory Fume Hood | 2025 | Technical | MW | Before Competition Groups | 3.2692 | 0 | 0 | 2642.2006 | 0.0012373 | 56 | Commercial_2025_Technical_MW_Before Competition Groups_56 | Energy Efficient Laboratory Fume Hood | 0.1237% | 0 | 3.2692 | Commercial_2025_Technical_MW_Before Competition Groups_Energy Efficient Laboratory Fume Hood
Commercial | Com ¦ Anti-sweat heat (ASH) controls - Cooler/Freezer | 2025 | Technical | MW | Before Competition Groups | 3.152 | 0 | 0 | 2642.2006 | 0.0011929 | 57 | Commercial_2025_Technical_MW_Before Competition Groups_57 | Anti-sweat heat (ASH) controls - Cooler/Freezer | 0.1193% | 0 | 3.152 | Commercial_2025_Technical_MW_Before Competition Groups_Anti-sweat heat (ASH) controls - Cooler/Freezer
Commercial | Com ¦ LED street light fixture | 2025 | Technical | MW | Before Competition Groups | 3.1069 | 0 | 0 | 2642.2006 | 0.0011759 | 58 | Commercial_2025_Technical_MW_Before Competition Groups_58 | LED street light fixture | 0.1176% | 0 | 3.1069 | Commercial_2025_Technical_MW_Before Competition Groups_LED street light fixture
Commercial | Com ¦ CO Sensors for parking garage exhaust fans | 2025 | Technical | MW | Before Competition Groups | 3.0453 | 0 | 0 | 2642.2006 | 0.0011526 | 59 | Commercial_2025_Technical_MW_Before Competition Groups_59 | CO Sensors for parking garage exhaust fans | 0.1153% | 0 | 3.0453 | Commercial_2025_Technical_MW_Before Competition Groups_CO Sensors for parking garage exhaust fans
Commercial | Com ¦ Thermostat Setback | 2025 | Achievable | MW | Before Competition Groups | 0.31569 | 0 | 0 | 298.5666 | 0.0010573 | 43 | Commercial_2025_Achievable_MW_Before Competition Groups_43 | Thermostat Setback | 0.1057% | 0 | 0.31569 | Commercial_2025_Achievable_MW_Before Competition Groups_Thermostat Setback
Commercial | Com ¦ Outside Air Economizer | 2025 | Economic | MW | Before Competition Groups | 1.7756 | 0 | 0 | 1683.6165 | 0.0010546 | 43 | Commercial_2025_Economic_MW_Before Competition Groups_43 | Outside Air Economizer | 0.1055% | 0 | 1.7756 | Commercial_2025_Economic_MW_Before Competition Groups_Outside Air Economizer
Commercial | Com ¦ Suction Pipe Insulation Freezer/Refrigerator | 2025 | Achievable | MW | Before Competition Groups | 0.312 | 0 | 0 | 298.5666 | 0.001045 | 44 | Commercial_2025_Achievable_MW_Before Competition Groups_44 | Suction Pipe Insulation Freezer/Refrigerator | 0.1045% | 0 | 0.312 | Commercial_2025_Achievable_MW_Before Competition Groups_Suction Pipe Insulation Freezer/Refrigerator
Commercial | Com ¦ Suction Pipe Insulation Freezer/Refrigerator | 2025 | Economic | MW | Before Competition Groups | 1.7491 | 0 | 0 | 1683.6165 | 0.0010389 | 44 | Commercial_2025_Economic_MW_Before Competition Groups_44 | Suction Pipe Insulation Freezer/Refrigerator | 0.1039% | 0 | 1.7491 | Commercial_2025_Economic_MW_Before Competition Groups_Suction Pipe Insulation Freezer/Refrigerator
Commercial | Com ¦ Water Source Heat Pump (4 ton) | 2025 | Technical | MW | Before Competition Groups | 2.6979 | 0 | 0 | 2642.2006 | 0.0010211 | 60 | Commercial_2025_Technical_MW_Before Competition Groups_60 | Water Source Heat Pump (4 ton) | 0.1021% | 0 | 2.6979 | Commercial_2025_Technical_MW_Before Competition Groups_Water Source Heat Pump (4 ton)
Commercial | Com ¦ ENERGY STAR Fryer (84% eff) | 2025 | Achievable | MW | Before Competition Groups | 0.30168 | 0 | 0 | 298.5666 | 0.0010104 | 45 | Commercial_2025_Achievable_MW_Before Competition Groups_45 | ENERGY STAR Fryer (84% eff) | 0.101% | 0 | 0.30168 | Commercial_2025_Achievable_MW_Before Competition Groups_ENERGY STAR Fryer (84% eff)
Commercial | Com ¦ Water Heating (DHW) Pipe Insulation (Add 3/4\ Foam)" | 2025 | Technical | MW | Before Competition Groups | 2.5482 | 0 | 0 | 2642.2006 | 0.00096443 | 61 | Commercial_2025_Technical_MW_Before Competition Groups_61 | Water Heating (DHW) Pipe Insulation (Add 3/4\ Foam)" | 0.09644% | 0 | 2.5482 | Commercial_2025_Technical_MW_Before Competition Groups_Water Heating (DHW) Pipe Insulation (Add 3/4\ Foam)"
Commercial | Com ¦ Water Source Heat Pump (4 ton) | 2025 | Economic | MW | Before Competition Groups | 1.4539 | 0 | 0 | 1683.6165 | 0.00086353 | 45 | Commercial_2025_Economic_MW_Before Competition Groups_45 | Water Source Heat Pump (4 ton) | 0.08635% | 0 | 1.4539 | Commercial_2025_Economic_MW_Before Competition Groups_Water Source Heat Pump (4 ton)
Commercial | Com ¦ Water Source Heat Pump (4 ton) | 2025 | Achievable | MW | Before Competition Groups | 0.24435 | 0 | 0 | 298.5666 | 0.0008184 | 46 | Commercial_2025_Achievable_MW_Before Competition Groups_46 | Water Source Heat Pump (4 ton) | 0.08184% | 0 | 0.24435 | Commercial_2025_Achievable_MW_Before Competition Groups_Water Source Heat Pump (4 ton)
Commercial | Com ¦ ENERGY STAR Griddle (74% eff) | 2025 | Technical | MW | Before Competition Groups | 2.0934 | 0 | 0 | 2642.2006 | 0.00079228 | 62 | Commercial_2025_Technical_MW_Before Competition Groups_62 | ENERGY STAR Griddle (74% eff) | 0.07923% | 0 | 2.0934 | Commercial_2025_Technical_MW_Before Competition Groups_ENERGY STAR Griddle (74% eff)
Commercial | Com ¦ Refrigerated Display Case LED | 2025 | Economic | MW | Before Competition Groups | 1.3225 | 0 | 0 | 1683.6165 | 0.00078552 | 46 | Commercial_2025_Economic_MW_Before Competition Groups_46 | Refrigerated Display Case LED | 0.07855% | 0 | 1.3225 | Commercial_2025_Economic_MW_Before Competition Groups_Refrigerated Display Case LED
Commercial | Com ¦ Condensing Make Up Air Unit | 2025 | Technical | MW | Before Competition Groups | 1.8396 | 0 | 0 | 2642.2006 | 0.00069624 | 63 | Commercial_2025_Technical_MW_Before Competition Groups_63 | Condensing Make Up Air Unit | 0.06962% | 0 | 1.8396 | Commercial_2025_Technical_MW_Before Competition Groups_Condensing Make Up Air Unit
Commercial | Com ¦ Condensing Make Up Air Unit | 2025 | Achievable | MW | Before Competition Groups | 0.20468 | 0 | 0 | 298.5666 | 0.00068553 | 47 | Commercial_2025_Achievable_MW_Before Competition Groups_47 | Condensing Make Up Air Unit | 0.06855% | 0 | 0.20468 | Commercial_2025_Achievable_MW_Before Competition Groups_Condensing Make Up Air Unit
Commercial | Com ¦ Super-High Efficiency Furnaces (Emerging Tech) | 2025 | Technical | MW | Before Competition Groups | 1.7924 | 0 | 0 | 2642.2006 | 0.00067836 | 64 | Commercial_2025_Technical_MW_Before Competition Groups_64 | Super-High Efficiency Furnaces (Emerging Tech) | 0.06784% | 0 | 1.7924 | Commercial_2025_Technical_MW_Before Competition Groups_Super-High Efficiency Furnaces (Emerging Tech)
Commercial | Com ¦ Outside Air Economizer | 2025 | Technical | MW | Before Competition Groups | 1.7756 | 0 | 0 | 2642.2006 | 0.000672 | 65 | Commercial_2025_Technical_MW_Before Competition Groups_65 | Outside Air Economizer | 0.0672% | 0 | 1.7756 | Commercial_2025_Technical_MW_Before Competition Groups_Outside Air Economizer
Commercial | Com ¦ Suction Pipe Insulation Freezer/Refrigerator | 2025 | Technical | MW | Before Competition Groups | 1.7491 | 0 | 0 | 2642.2006 | 0.00066199 | 66 | Commercial_2025_Technical_MW_Before Competition Groups_66 | Suction Pipe Insulation Freezer/Refrigerator | 0.0662% | 0 | 1.7491 | Commercial_2025_Technical_MW_Before Competition Groups_Suction Pipe Insulation Freezer/Refrigerator
Commercial | Com ¦ ENERGY STAR Steam Cookers | 2025 | Achievable | MW | Before Competition Groups | 0.19164 | 0 | 0 | 298.5666 | 0.00064188 | 48 | Commercial_2025_Achievable_MW_Before Competition Groups_48 | ENERGY STAR Steam Cookers | 0.06419% | 0 | 0.19164 | Commercial_2025_Achievable_MW_Before Competition Groups_ENERGY STAR Steam Cookers
Commercial | Com ¦ ENERGY STAR Dishwasher | 2025 | Economic | MW | Before Competition Groups | 1.0576 | 0 | 0 | 1683.6165 | 0.00062817 | 47 | Commercial_2025_Economic_MW_Before Competition Groups_47 | ENERGY STAR Dishwasher | 0.06282% | 0 | 1.0576 | Commercial_2025_Economic_MW_Before Competition Groups_ENERGY STAR Dishwasher
Commercial | Com ¦ Condensing Make Up Air Unit | 2025 | Economic | MW | Before Competition Groups | 0.96105 | 0 | 0 | 1683.6165 | 0.00057083 | 48 | Commercial_2025_Economic_MW_Before Competition Groups_48 | Condensing Make Up Air Unit | 0.05708% | 0 | 0.96105 | Commercial_2025_Economic_MW_Before Competition Groups_Condensing Make Up Air Unit
Commercial | Com ¦ Evaporator Coil Defrost (Cooler) | 2025 | Technical | MW | Before Competition Groups | 1.4892 | 0 | 0 | 2642.2006 | 0.00056364 | 67 | Commercial_2025_Technical_MW_Before Competition Groups_67 | Evaporator Coil Defrost (Cooler) | 0.05636% | 0 | 1.4892 | Commercial_2025_Technical_MW_Before Competition Groups_Evaporator Coil Defrost (Cooler)
Commercial | Com ¦ ENERGY STAR Dishwasher | 2025 | Achievable | MW | Before Competition Groups | 0.13798 | 0 | 0 | 298.5666 | 0.00046213 | 49 | Commercial_2025_Achievable_MW_Before Competition Groups_49 | ENERGY STAR Dishwasher | 0.04621% | 0 | 0.13798 | Commercial_2025_Achievable_MW_Before Competition Groups_ENERGY STAR Dishwasher
Commercial | Com ¦ Ozone Laundry Treatment | 2025 | Achievable | MW | Before Competition Groups | 0.13317 | 0 | 0 | 298.5666 | 0.00044605 | 50 | Commercial_2025_Achievable_MW_Before Competition Groups_50 | Ozone Laundry Treatment | 0.0446% | 0 | 0.13317 | Commercial_2025_Achievable_MW_Before Competition Groups_Ozone Laundry Treatment
Commercial | Com ¦ Ozone Laundry Treatment | 2025 | Economic | MW | Before Competition Groups | 0.74337 | 0 | 0 | 1683.6165 | 0.00044153 | 49 | Commercial_2025_Economic_MW_Before Competition Groups_49 | Ozone Laundry Treatment | 0.04415% | 0 | 0.74337 | Commercial_2025_Economic_MW_Before Competition Groups_Ozone Laundry Treatment
Commercial | Com ¦ High Efficiency Small Instantaneous Water Heater | 2025 | Technical | MW | Before Competition Groups | 1.0619 | 0 | 0 | 2642.2006 | 0.00040192 | 68 | Commercial_2025_Technical_MW_Before Competition Groups_68 | High Efficiency Small Instantaneous Water Heater | 0.04019% | 0 | 1.0619 | Commercial_2025_Technical_MW_Before Competition Groups_High Efficiency Small Instantaneous Water Heater
Commercial | Com ¦ ENERGY STAR Dishwasher | 2025 | Technical | MW | Before Competition Groups | 1.0576 | 0 | 0 | 2642.2006 | 0.00040027 | 69 | Commercial_2025_Technical_MW_Before Competition Groups_69 | ENERGY STAR Dishwasher | 0.04003% | 0 | 1.0576 | Commercial_2025_Technical_MW_Before Competition Groups_ENERGY STAR Dishwasher
Commercial | Com ¦ LED RECESSED DOWNLIGHTS | 2025 | Technical | MW | Before Competition Groups | 1.0394 | 0 | 0 | 2642.2006 | 0.00039339 | 70 | Commercial_2025_Technical_MW_Before Competition Groups_70 | LED RECESSED DOWNLIGHTS | 0.03934% | 0 | 1.0394 | Commercial_2025_Technical_MW_Before Competition Groups_LED RECESSED DOWNLIGHTS
Commercial | Com ¦ ENERGY STAR Fryer (84% eff) | 2025 | Economic | MW | Before Competition Groups | 0.60175 | 0 | 0 | 1683.6165 | 0.00035742 | 50 | Commercial_2025_Economic_MW_Before Competition Groups_50 | ENERGY STAR Fryer (84% eff) | 0.03574% | 0 | 0.60175 | Commercial_2025_Economic_MW_Before Competition Groups_ENERGY STAR Fryer (84% eff)
Commercial | Com ¦ Wall Insulation | 2025 | Technical | MW | Before Competition Groups | 0.79742 | 0 | 0 | 2642.2006 | 0.0003018 | 71 | Commercial_2025_Technical_MW_Before Competition Groups_71 | Wall Insulation | 0.03018% | 0 | 0.79742 | Commercial_2025_Technical_MW_Before Competition Groups_Wall Insulation
Commercial | Com ¦ Solar Preheat Make up Air | 2025 | Technical | MW | Before Competition Groups | 0.78896 | 0 | 0 | 2642.2006 | 0.0002986 | 72 | Commercial_2025_Technical_MW_Before Competition Groups_72 | Solar Preheat Make up Air | 0.02986% | 0 | 0.78896 | Commercial_2025_Technical_MW_Before Competition Groups_Solar Preheat Make up Air
Commercial | Com ¦ Ozone Laundry Treatment | 2025 | Technical | MW | Before Competition Groups | 0.74337 | 0 | 0 | 2642.2006 | 0.00028134 | 73 | Commercial_2025_Technical_MW_Before Competition Groups_73 | Ozone Laundry Treatment | 0.02813% | 0 | 0.74337 | Commercial_2025_Technical_MW_Before Competition Groups_Ozone Laundry Treatment
Commercial | Com ¦ ENERGY STAR Steam Cookers | 2025 | Economic | MW | Before Competition Groups | 0.39137 | 0 | 0 | 1683.6165 | 0.00023246 | 51 | Commercial_2025_Economic_MW_Before Competition Groups_51 | ENERGY STAR Steam Cookers | 0.02325% | 0 | 0.39137 | Commercial_2025_Economic_MW_Before Competition Groups_ENERGY STAR Steam Cookers
Commercial | Com ¦ Efficient compressor motor | 2025 | Technical | MW | Before Competition Groups | 0.60186 | 0 | 0 | 2642.2006 | 0.00022779 | 74 | Commercial_2025_Technical_MW_Before Competition Groups_74 | Efficient compressor motor | 0.02278% | 0 | 0.60186 | Commercial_2025_Technical_MW_Before Competition Groups_Efficient compressor motor
Commercial | Com ¦ ENERGY STAR Fryer (84% eff) | 2025 | Technical | MW | Before Competition Groups | 0.60175 | 0 | 0 | 2642.2006 | 0.00022775 | 75 | Commercial_2025_Technical_MW_Before Competition Groups_75 | ENERGY STAR Fryer (84% eff) | 0.02277% | 0 | 0.60175 | Commercial_2025_Technical_MW_Before Competition Groups_ENERGY STAR Fryer (84% eff)
Commercial | Com ¦ Thermostat Setback | 2025 | Economic | MW | Before Competition Groups | 0.3753 | 0 | 0 | 1683.6165 | 0.00022291 | 52 | Commercial_2025_Economic_MW_Before Competition Groups_52 | Thermostat Setback | 0.02229% | 0 | 0.3753 | Commercial_2025_Economic_MW_Before Competition Groups_Thermostat Setback
Commercial | Com ¦ Room AC (w/ louvered sides) 14 SEER from 12 SEER code | 2025 | Technical | MW | Before Competition Groups | 0.55673 | 0 | 0 | 2642.2006 | 0.00021071 | 76 | Commercial_2025_Technical_MW_Before Competition Groups_76 | Room AC (w/ louvered sides) 14 SEER from 12 SEER code | 0.02107% | 0 | 0.55673 | Commercial_2025_Technical_MW_Before Competition Groups_Room AC (w/ louvered sides) 14 SEER from 12 SEER code
Commercial | Com ¦ SYNCHRONOUS BELT | 2025 | Technical | MW | Before Competition Groups | 0.52097 | 0 | 0 | 2642.2006 | 0.00019717 | 77 | Commercial_2025_Technical_MW_Before Competition Groups_77 | SYNCHRONOUS BELT | 0.01972% | 0 | 0.52097 | Commercial_2025_Technical_MW_Before Competition Groups_SYNCHRONOUS BELT
Commercial | Com ¦ ECM MOTORS FOR HVAC APPLICATION (FAN-POWERED VAV BOX) | 2025 | Achievable | MW | Before Competition Groups | 0.055227 | 0 | 0 | 298.5666 | 0.00018497 | 51 | Commercial_2025_Achievable_MW_Before Competition Groups_51 | ECM MOTORS FOR HVAC APPLICATION (FAN-POWERED VAV BOX) | 0.0185% | 0 | 0.055227 | Commercial_2025_Achievable_MW_Before Competition Groups_ECM MOTORS FOR HVAC APPLICATION (FAN-POWERED VAV BOX)
Commercial | Com ¦ ECM MOTORS FOR HVAC APPLICATION (FAN-POWERED VAV BOX) | 2025 | Economic | MW | Before Competition Groups | 0.29321 | 0 | 0 | 1683.6165 | 0.00017415 | 53 | Commercial_2025_Economic_MW_Before Competition Groups_53 | ECM MOTORS FOR HVAC APPLICATION (FAN-POWERED VAV BOX) | 0.01742% | 0 | 0.29321 | Commercial_2025_Economic_MW_Before Competition Groups_ECM MOTORS FOR HVAC APPLICATION (FAN-POWERED VAV BOX)
Commercial | Com ¦ High Efficiency Small Instantaneous Water Heater | 2025 | Economic | MW | Before Competition Groups | 0.26657 | 0 | 0 | 1683.6165 | 0.00015833 | 54 | Commercial_2025_Economic_MW_Before Competition Groups_54 | High Efficiency Small Instantaneous Water Heater | 0.01583% | 0 | 0.26657 | Commercial_2025_Economic_MW_Before Competition Groups_High Efficiency Small Instantaneous Water Heater
Commercial | Com ¦ ENERGY STAR Steam Cookers | 2025 | Technical | MW | Before Competition Groups | 0.39137 | 0 | 0 | 2642.2006 | 0.00014812 | 78 | Commercial_2025_Technical_MW_Before Competition Groups_78 | ENERGY STAR Steam Cookers | 0.01481% | 0 | 0.39137 | Commercial_2025_Technical_MW_Before Competition Groups_ENERGY STAR Steam Cookers
Commercial | Com ¦ Thermostat Setback | 2025 | Technical | MW | Before Competition Groups | 0.3753 | 0 | 0 | 2642.2006 | 0.00014204 | 79 | Commercial_2025_Technical_MW_Before Competition Groups_79 | Thermostat Setback | 0.0142% | 0 | 0.3753 | Commercial_2025_Technical_MW_Before Competition Groups_Thermostat Setback
Commercial | Com ¦ HVAC Optimization | 2025 | Achievable | MW | Before Competition Groups | 0.03884 | 0 | 0 | 298.5666 | 0.00013009 | 52 | Commercial_2025_Achievable_MW_Before Competition Groups_52 | HVAC Optimization | 0.01301% | 0 | 0.03884 | Commercial_2025_Achievable_MW_Before Competition Groups_HVAC Optimization
Commercial | Com ¦ PTAC (12 EER/10,000 BTU) | 2025 | Economic | MW | Before Competition Groups | 0.21649 | 0 | 0 | 1683.6165 | 0.00012859 | 55 | Commercial_2025_Economic_MW_Before Competition Groups_55 | PTAC (12 EER/10,000 BTU) | 0.01286% | 0 | 0.21649 | Commercial_2025_Economic_MW_Before Competition Groups_PTAC (12 EER/10,000 BTU)
Commercial | Com ¦ ECM MOTORS FOR HVAC APPLICATION (FAN-POWERED VAV BOX) | 2025 | Technical | MW | Before Competition Groups | 0.29429 | 0 | 0 | 2642.2006 | 0.00011138 | 80 | Commercial_2025_Technical_MW_Before Competition Groups_80 | ECM MOTORS FOR HVAC APPLICATION (FAN-POWERED VAV BOX) | 0.01114% | 0 | 0.29429 | Commercial_2025_Technical_MW_Before Competition Groups_ECM MOTORS FOR HVAC APPLICATION (FAN-POWERED VAV BOX)
Commercial | Com ¦ Demand controlled Circulating Systems | 2025 | Achievable | MW | Before Competition Groups | 0.031748 | 0 | 0 | 298.5666 | 0.00010634 | 53 | Commercial_2025_Achievable_MW_Before Competition Groups_53 | Demand controlled Circulating Systems | 0.01063% | 0 | 0.031748 | Commercial_2025_Achievable_MW_Before Competition Groups_Demand controlled Circulating Systems
Commercial | Com ¦ Auto Off Time Switch or Time Clock control | 2025 | Economic | MW | Before Competition Groups | 0.17891 | 0 | 0 | 1683.6165 | 0.00010626 | 56 | Commercial_2025_Economic_MW_Before Competition Groups_56 | Auto Off Time Switch or Time Clock control | 0.01063% | 0 | 0.17891 | Commercial_2025_Economic_MW_Before Competition Groups_Auto Off Time Switch or Time Clock control
Commercial | Com ¦ Auto Off Time Switch or Time Clock control | 2025 | Achievable | MW | Before Competition Groups | 0.03033 | 0 | 0 | 298.5666 | 0.00010158 | 54 | Commercial_2025_Achievable_MW_Before Competition Groups_54 | Auto Off Time Switch or Time Clock control | 0.01016% | 0 | 0.03033 | Commercial_2025_Achievable_MW_Before Competition Groups_Auto Off Time Switch or Time Clock control
Commercial | Com ¦ Demand controlled Circulating Systems | 2025 | Economic | MW | Before Competition Groups | 0.16862 | 0 | 0 | 1683.6165 | 0.00010016 | 57 | Commercial_2025_Economic_MW_Before Competition Groups_57 | Demand controlled Circulating Systems | 0.01002% | 0 | 0.16862 | Commercial_2025_Economic_MW_Before Competition Groups_Demand controlled Circulating Systems
Commercial | Com ¦ Notched V belts for HVAC Systems | 2025 | Technical | MW | Before Competition Groups | 0.26049 | 0 | 0 | 2642.2006 | 9.8587e-05 | 81 | Commercial_2025_Technical_MW_Before Competition Groups_81 | Notched V belts for HVAC Systems | 0.009859% | 0 | 0.26049 | Commercial_2025_Technical_MW_Before Competition Groups_Notched V belts for HVAC Systems
Commercial | Com ¦ PTAC (12 EER/10,000 BTU) | 2025 | Technical | MW | Before Competition Groups | 0.25533 | 0 | 0 | 2642.2006 | 9.6634e-05 | 82 | Commercial_2025_Technical_MW_Before Competition Groups_82 | PTAC (12 EER/10,000 BTU) | 0.009663% | 0 | 0.25533 | Commercial_2025_Technical_MW_Before Competition Groups_PTAC (12 EER/10,000 BTU)
Commercial | Com ¦ CEE Tier 2/Energy Star Clothes Washers | 2025 | Achievable | MW | Before Competition Groups | 0.027493 | 0 | 0 | 298.5666 | 9.2083e-05 | 55 | Commercial_2025_Achievable_MW_Before Competition Groups_55 | CEE Tier 2/Energy Star Clothes Washers | 0.009208% | 0 | 0.027493 | Commercial_2025_Achievable_MW_Before Competition Groups_CEE Tier 2/Energy Star Clothes Washers
Commercial | COM ¦ Ductless Mini-Split Heat Pumps | 2025 | Achievable | MW | Before Competition Groups | 0.02323 | 0 | 0 | 298.5666 | 7.7805e-05 | 56 | Commercial_2025_Achievable_MW_Before Competition Groups_56 | Ductless Mini-Split Heat Pumps | 0.007781% | 0 | 0.02323 | Commercial_2025_Achievable_MW_Before Competition Groups_Ductless Mini-Split Heat Pumps
Commercial | Com ¦ Auto Off Time Switch or Time Clock control | 2025 | Technical | MW | Before Competition Groups | 0.17891 | 0 | 0 | 2642.2006 | 6.7711e-05 | 83 | Commercial_2025_Technical_MW_Before Competition Groups_83 | Auto Off Time Switch or Time Clock control | 0.006771% | 0 | 0.17891 | Commercial_2025_Technical_MW_Before Competition Groups_Auto Off Time Switch or Time Clock control
Commercial | Com ¦ Solar Water Preheat (Pools/DHW) | 2025 | Economic | MW | Before Competition Groups | 0.11363 | 0 | 0 | 1683.6165 | 6.7494e-05 | 58 | Commercial_2025_Economic_MW_Before Competition Groups_58 | Solar Water Preheat (Pools/DHW) | 0.006749% | 0 | 0.11363 | Commercial_2025_Economic_MW_Before Competition Groups_Solar Water Preheat (Pools/DHW)
Commercial | COM ¦ Ductless Mini-Split Heat Pumps | 2025 | Economic | MW | Before Competition Groups | 0.11015 | 0 | 0 | 1683.6165 | 6.5422e-05 | 59 | Commercial_2025_Economic_MW_Before Competition Groups_59 | Ductless Mini-Split Heat Pumps | 0.006542% | 0 | 0.11015 | Commercial_2025_Economic_MW_Before Competition Groups_Ductless Mini-Split Heat Pumps
Commercial | Com ¦ Demand controlled Circulating Systems | 2025 | Technical | MW | Before Competition Groups | 0.16862 | 0 | 0 | 2642.2006 | 6.3819e-05 | 84 | Commercial_2025_Technical_MW_Before Competition Groups_84 | Demand controlled Circulating Systems | 0.006382% | 0 | 0.16862 | Commercial_2025_Technical_MW_Before Competition Groups_Demand controlled Circulating Systems
Commercial | Com ¦ Low Flow Pre-Rinse Spray Nozzle | 2025 | Achievable | MW | Before Competition Groups | 0.017971 | 0 | 0 | 298.5666 | 6.0191e-05 | 57 | Commercial_2025_Achievable_MW_Before Competition Groups_57 | Low Flow Pre-Rinse Spray Nozzle | 0.006019% | 0 | 0.017971 | Commercial_2025_Achievable_MW_Before Competition Groups_Low Flow Pre-Rinse Spray Nozzle
Commercial | Com ¦ HVAC Optimization | 2025 | Technical | MW | Before Competition Groups | 0.15651 | 0 | 0 | 2642.2006 | 5.9235e-05 | 85 | Commercial_2025_Technical_MW_Before Competition Groups_85 | HVAC Optimization | 0.005924% | 0 | 0.15651 | Commercial_2025_Technical_MW_Before Competition Groups_HVAC Optimization
Commercial | Com ¦ HVAC Optimization | 2025 | Economic | MW | Before Competition Groups | 0.095149 | 0 | 0 | 1683.6165 | 5.6515e-05 | 60 | Commercial_2025_Economic_MW_Before Competition Groups_60 | HVAC Optimization | 0.005651% | 0 | 0.095149 | Commercial_2025_Economic_MW_Before Competition Groups_HVAC Optimization
Commercial | Com ¦ PTAC (12 EER/10,000 BTU) | 2025 | Achievable | MW | Before Competition Groups | 0.013116 | 0 | 0 | 298.5666 | 4.393e-05 | 58 | Commercial_2025_Achievable_MW_Before Competition Groups_58 | PTAC (12 EER/10,000 BTU) | 0.004393% | 0 | 0.013116 | Commercial_2025_Achievable_MW_Before Competition Groups_PTAC (12 EER/10,000 BTU)
Commercial | Com ¦ Solar Water Preheat (Pools/DHW) | 2025 | Technical | MW | Before Competition Groups | 0.11363 | 0 | 0 | 2642.2006 | 4.3007e-05 | 86 | Commercial_2025_Technical_MW_Before Competition Groups_86 | Solar Water Preheat (Pools/DHW) | 0.004301% | 0 | 0.11363 | Commercial_2025_Technical_MW_Before Competition Groups_Solar Water Preheat (Pools/DHW)
Commercial | Com ¦ Heat Pump Water Heater (50 Gallons) | 2025 | Technical | MW | Before Competition Groups | 0.11042 | 0 | 0 | 2642.2006 | 4.179e-05 | 87 | Commercial_2025_Technical_MW_Before Competition Groups_87 | Heat Pump Water Heater (50 Gallons) | 0.004179% | 0 | 0.11042 | Commercial_2025_Technical_MW_Before Competition Groups_Heat Pump Water Heater (50 Gallons)
Commercial | COM ¦ Ductless Mini-Split Heat Pumps | 2025 | Technical | MW | Before Competition Groups | 0.11015 | 0 | 0 | 2642.2006 | 4.1687e-05 | 88 | Commercial_2025_Technical_MW_Before Competition Groups_88 | Ductless Mini-Split Heat Pumps | 0.004169% | 0 | 0.11015 | Commercial_2025_Technical_MW_Before Competition Groups_Ductless Mini-Split Heat Pumps
Commercial | Com ¦ CEE Tier 2/Energy Star Clothes Washers | 2025 | Economic | MW | Before Competition Groups | 0.066568 | 0 | 0 | 1683.6165 | 3.9539e-05 | 61 | Commercial_2025_Economic_MW_Before Competition Groups_61 | CEE Tier 2/Energy Star Clothes Washers | 0.003954% | 0 | 0.066568 | Commercial_2025_Economic_MW_Before Competition Groups_CEE Tier 2/Energy Star Clothes Washers
Commercial | Com ¦ High Efficiency Chiller (avg of water and air cooled) | 2025 | Technical | MW | Before Competition Groups | 0.10364 | 0 | 0 | 2642.2006 | 3.9224e-05 | 89 | Commercial_2025_Technical_MW_Before Competition Groups_89 | High Efficiency Chiller (avg of water and air cooled) | 0.003922% | 0 | 0.10364 | Commercial_2025_Technical_MW_Before Competition Groups_High Efficiency Chiller (avg of water and air cooled)
Commercial | Com ¦ Wall Insulation | 2025 | Achievable | MW | Before Competition Groups | 0.010918 | 0 | 0 | 298.5666 | 3.657e-05 | 59 | Commercial_2025_Achievable_MW_Before Competition Groups_59 | Wall Insulation | 0.003657% | 0 | 0.010918 | Commercial_2025_Achievable_MW_Before Competition Groups_Wall Insulation
Commercial | Com ¦ Wall Insulation | 2025 | Economic | MW | Before Competition Groups | 0.060117 | 0 | 0 | 1683.6165 | 3.5707e-05 | 62 | Commercial_2025_Economic_MW_Before Competition Groups_62 | Wall Insulation | 0.003571% | 0 | 0.060117 | Commercial_2025_Economic_MW_Before Competition Groups_Wall Insulation
Commercial | Com ¦ Condensing Unit Heaters or other Efficient Unit Heating System | 2025 | Achievable | MW | Before Competition Groups | 0.010379 | 0 | 0 | 298.5666 | 3.4762e-05 | 60 | Commercial_2025_Achievable_MW_Before Competition Groups_60 | Condensing Unit Heaters or other Efficient Unit Heating System | 0.003476% | 0 | 0.010379 | Commercial_2025_Achievable_MW_Before Competition Groups_Condensing Unit Heaters or other Efficient Unit Heating System
Commercial | Com ¦ Commercial Hot Food Holding Cabinets | 2025 | Technical | MW | Before Competition Groups | 0.090616 | 0 | 0 | 2642.2006 | 3.4296e-05 | 90 | Commercial_2025_Technical_MW_Before Competition Groups_90 | Commercial Hot Food Holding Cabinets | 0.00343% | 0 | 0.090616 | Commercial_2025_Technical_MW_Before Competition Groups_Commercial Hot Food Holding Cabinets
Commercial | Com ¦ Condensing Unit Heaters or other Efficient Unit Heating System | 2025 | Economic | MW | Before Competition Groups | 0.057607 | 0 | 0 | 1683.6165 | 3.4216e-05 | 63 | Commercial_2025_Economic_MW_Before Competition Groups_63 | Condensing Unit Heaters or other Efficient Unit Heating System | 0.003422% | 0 | 0.057607 | Commercial_2025_Economic_MW_Before Competition Groups_Condensing Unit Heaters or other Efficient Unit Heating System
Commercial | Com ¦ Low Flow Pre-Rinse Spray Nozzle | 2025 | Economic | MW | Before Competition Groups | 0.057567 | 0 | 0 | 1683.6165 | 3.4193e-05 | 64 | Commercial_2025_Economic_MW_Before Competition Groups_64 | Low Flow Pre-Rinse Spray Nozzle | 0.003419% | 0 | 0.057567 | Commercial_2025_Economic_MW_Before Competition Groups_Low Flow Pre-Rinse Spray Nozzle
Commercial | Com ¦ CEE Tier 2/Energy Star Clothes Washers | 2025 | Technical | MW | Before Competition Groups | 0.066568 | 0 | 0 | 2642.2006 | 2.5194e-05 | 91 | Commercial_2025_Technical_MW_Before Competition Groups_91 | CEE Tier 2/Energy Star Clothes Washers | 0.002519% | 0 | 0.066568 | Commercial_2025_Technical_MW_Before Competition Groups_CEE Tier 2/Energy Star Clothes Washers
Commercial | Com ¦ Commercial Hot Food Holding Cabinets | 2025 | Achievable | MW | Before Competition Groups | 0.0066012 | 0 | 0 | 298.5666 | 2.211e-05 | 61 | Commercial_2025_Achievable_MW_Before Competition Groups_61 | Commercial Hot Food Holding Cabinets | 0.002211% | 0 | 0.0066012 | Commercial_2025_Achievable_MW_Before Competition Groups_Commercial Hot Food Holding Cabinets
Commercial | Com ¦ Condensing Unit Heaters or other Efficient Unit Heating System | 2025 | Technical | MW | Before Competition Groups | 0.057607 | 0 | 0 | 2642.2006 | 2.1803e-05 | 92 | Commercial_2025_Technical_MW_Before Competition Groups_92 | Condensing Unit Heaters or other Efficient Unit Heating System | 0.00218% | 0 | 0.057607 | Commercial_2025_Technical_MW_Before Competition Groups_Condensing Unit Heaters or other Efficient Unit Heating System
Commercial | Com ¦ Low Flow Pre-Rinse Spray Nozzle | 2025 | Technical | MW | Before Competition Groups | 0.057567 | 0 | 0 | 2642.2006 | 2.1788e-05 | 93 | Commercial_2025_Technical_MW_Before Competition Groups_93 | Low Flow Pre-Rinse Spray Nozzle | 0.002179% | 0 | 0.057567 | Commercial_2025_Technical_MW_Before Competition Groups_Low Flow Pre-Rinse Spray Nozzle
Commercial | Com ¦ Commercial Hot Food Holding Cabinets | 2025 | Economic | MW | Before Competition Groups | 0.034827 | 0 | 0 | 1683.6165 | 2.0686e-05 | 65 | Commercial_2025_Economic_MW_Before Competition Groups_65 | Commercial Hot Food Holding Cabinets | 0.002069% | 0 | 0.034827 | Commercial_2025_Economic_MW_Before Competition Groups_Commercial Hot Food Holding Cabinets
Commercial | Com ¦ Solar Water Preheat (Pools/DHW) | 2025 | Achievable | MW | Before Competition Groups | 0.005214 | 0 | 0 | 298.5666 | 1.7464e-05 | 62 | Commercial_2025_Achievable_MW_Before Competition Groups_62 | Solar Water Preheat (Pools/DHW) | 0.001746% | 0 | 0.005214 | Commercial_2025_Achievable_MW_Before Competition Groups_Solar Water Preheat (Pools/DHW)
Commercial | Com ¦ Solar Electric Water Heater (50 Gallon) | 2025 | Technical | MW | Before Competition Groups | 0.045578 | 0 | 0 | 2642.2006 | 1.725e-05 | 94 | Commercial_2025_Technical_MW_Before Competition Groups_94 | Solar Electric Water Heater (50 Gallon) | 0.001725% | 0 | 0.045578 | Commercial_2025_Technical_MW_Before Competition Groups_Solar Electric Water Heater (50 Gallon)
Commercial | Com ¦ VSD Air Compressor | 2025 | Achievable | MW | Before Competition Groups | 0.0034716 | 0 | 0 | 298.5666 | 1.1628e-05 | 63 | Commercial_2025_Achievable_MW_Before Competition Groups_63 | VSD Air Compressor | 0.001163% | 0 | 0.0034716 | Commercial_2025_Achievable_MW_Before Competition Groups_VSD Air Compressor
Commercial | Com ¦ EC Plug Fan for Data Center (under cabinet) | 2025 | Technical | MW | Before Competition Groups | 0.026972 | 0 | 0 | 2642.2006 | 1.0208e-05 | 95 | Commercial_2025_Technical_MW_Before Competition Groups_95 | EC Plug Fan for Data Center (under cabinet) | 0.001021% | 0 | 0.026972 | Commercial_2025_Technical_MW_Before Competition Groups_EC Plug Fan for Data Center (under cabinet)
Commercial | Com ¦ Exterior Photocell | 2025 | Technical | MW | Before Competition Groups | 0.018696 | 0 | 0 | 2642.2006 | 7.0761e-06 | 96 | Commercial_2025_Technical_MW_Before Competition Groups_96 | Exterior Photocell | 0.0007076% | 0 | 0.018696 | Commercial_2025_Technical_MW_Before Competition Groups_Exterior Photocell
Commercial | Com ¦ VSD Air Compressor | 2025 | Economic | MW | Before Competition Groups | 0.0095345 | 0 | 0 | 1683.6165 | 5.6631e-06 | 66 | Commercial_2025_Economic_MW_Before Competition Groups_66 | VSD Air Compressor | 0.0005663% | 0 | 0.0095345 | Commercial_2025_Economic_MW_Before Competition Groups_VSD Air Compressor
Commercial | Com ¦ High Efficiency Chiller (avg of water and air cooled) | 2025 | Achievable | MW | Before Competition Groups | 0.0014156 | 0 | 0 | 298.5666 | 4.7413e-06 | 64 | Commercial_2025_Achievable_MW_Before Competition Groups_64 | High Efficiency Chiller (avg of water and air cooled) | 0.0004741% | 0 | 0.0014156 | Commercial_2025_Achievable_MW_Before Competition Groups_High Efficiency Chiller (avg of water and air cooled)
Commercial | Com ¦ Air Curtains | 2025 | Achievable | MW | Before Competition Groups | 0.0011967 | 0 | 0 | 298.5666 | 4.0083e-06 | 65 | Commercial_2025_Achievable_MW_Before Competition Groups_65 | Air Curtains | 0.0004008% | 0 | 0.0011967 | Commercial_2025_Achievable_MW_Before Competition Groups_Air Curtains
Commercial | Com ¦ Air Curtains | 2025 | Economic | MW | Before Competition Groups | 0.0063172 | 0 | 0 | 1683.6165 | 3.7521e-06 | 67 | Commercial_2025_Economic_MW_Before Competition Groups_67 | Air Curtains | 0.0003752% | 0 | 0.0063172 | Commercial_2025_Economic_MW_Before Competition Groups_Air Curtains
Commercial | Com ¦ VSD Air Compressor | 2025 | Technical | MW | Before Competition Groups | 0.0095345 | 0 | 0 | 2642.2006 | 3.6086e-06 | 97 | Commercial_2025_Technical_MW_Before Competition Groups_97 | VSD Air Compressor | 0.0003609% | 0 | 0.0095345 | Commercial_2025_Technical_MW_Before Competition Groups_VSD Air Compressor
Commercial | Com ¦ eCube | 2025 | Technical | MW | Before Competition Groups | 0.0072076 | 0 | 0 | 2642.2006 | 2.7279e-06 | 98 | Commercial_2025_Technical_MW_Before Competition Groups_98 | eCube | 0.0002728% | 0 | 0.0072076 | Commercial_2025_Technical_MW_Before Competition Groups_eCube
Commercial | Com ¦ Air Curtains | 2025 | Technical | MW | Before Competition Groups | 0.0063172 | 0 | 0 | 2642.2006 | 2.3909e-06 | 99 | Commercial_2025_Technical_MW_Before Competition Groups_99 | Air Curtains | 0.0002391% | 0 | 0.0063172 | Commercial_2025_Technical_MW_Before Competition Groups_Air Curtains
Commercial | Com ¦ High Efficiency Chiller (avg of water and air cooled) | 2025 | Economic | MW | Before Competition Groups | 0.0029798 | 0 | 0 | 1683.6165 | 1.7699e-06 | 68 | Commercial_2025_Economic_MW_Before Competition Groups_68 | High Efficiency Chiller (avg of water and air cooled) | 0.000177% | 0 | 0.0029798 | Commercial_2025_Economic_MW_Before Competition Groups_High Efficiency Chiller (avg of water and air cooled)
Commercial | Com ¦ EC Plug Fan for Data Center (under cabinet) | 2025 | Economic | MW | Before Competition Groups | 0.0021063 | 0 | 0 | 1683.6165 | 1.251e-06 | 69 | Commercial_2025_Economic_MW_Before Competition Groups_69 | EC Plug Fan for Data Center (under cabinet) | 0.0001251% | 0 | 0.0021063 | Commercial_2025_Economic_MW_Before Competition Groups_EC Plug Fan for Data Center (under cabinet)
Commercial | Com ¦ Energy Recovery Ventilation and Ventilation (Enhanced) | 2025 | Achievable | MW | Before Competition Groups | 0.00035596 | 0 | 0 | 298.5666 | 1.1922e-06 | 66 | Commercial_2025_Achievable_MW_Before Competition Groups_66 | Energy Recovery Ventilation and Ventilation (Enhanced) | 0.0001192% | 0 | 0.00035596 | Commercial_2025_Achievable_MW_Before Competition Groups_Energy Recovery Ventilation and Ventilation (Enhanced)
Commercial | Com ¦ EC Plug Fan for Data Center (under cabinet) | 2025 | Achievable | MW | Before Competition Groups | 0.00026045 | 0 | 0 | 298.5666 | 8.7233e-07 | 67 | Commercial_2025_Achievable_MW_Before Competition Groups_67 | EC Plug Fan for Data Center (under cabinet) | 8.723e-05% | 0 | 0.00026045 | Commercial_2025_Achievable_MW_Before Competition Groups_EC Plug Fan for Data Center (under cabinet)
Commercial | Com ¦ Room AC (w/ louvered sides) 14 SEER from 12 SEER code | 2025 | Economic | MW | Before Competition Groups | 0.00063052 | 0 | 0 | 1683.6165 | 3.7451e-07 | 70 | Commercial_2025_Economic_MW_Before Competition Groups_70 | Room AC (w/ louvered sides) 14 SEER from 12 SEER code | 3.745e-05% | 0 | 0.00063052 | Commercial_2025_Economic_MW_Before Competition Groups_Room AC (w/ louvered sides) 14 SEER from 12 SEER code
Commercial | Com ¦ High Efficiency Induction Cooking | 2025 | Technical | MW | Before Competition Groups | 0.00097633 | 0 | 0 | 2642.2006 | 3.6952e-07 | 100 | Commercial_2025_Technical_MW_Before Competition Groups_100 | High Efficiency Induction Cooking | 3.695e-05% | 0 | 0.00097633 | Commercial_2025_Technical_MW_Before Competition Groups_High Efficiency Induction Cooking
Commercial | Com ¦ Electric Convection Combination Ovens | 2025 | Achievable | MW | Before Competition Groups | 7.0254e-05 | 0 | 0 | 298.5666 | 2.353e-07 | 68 | Commercial_2025_Achievable_MW_Before Competition Groups_68 | Electric Convection Combination Ovens | 2.353e-05% | 0 | 7.0254e-05 | Commercial_2025_Achievable_MW_Before Competition Groups_Electric Convection Combination Ovens
Commercial | Com ¦ Room AC (w/ louvered sides) 14 SEER from 12 SEER code | 2025 | Achievable | MW | Before Competition Groups | 5.0424e-05 | 0 | 0 | 298.5666 | 1.6889e-07 | 69 | Commercial_2025_Achievable_MW_Before Competition Groups_69 | Room AC (w/ louvered sides) 14 SEER from 12 SEER code | 1.689e-05% | 0 | 5.0424e-05 | Commercial_2025_Achievable_MW_Before Competition Groups_Room AC (w/ louvered sides) 14 SEER from 12 SEER code
Commercial | Com ¦ Electric Convection Combination Ovens | 2025 | Economic | MW | Before Competition Groups | 0.0001231 | 0 | 0 | 1683.6165 | 7.3118e-08 | 71 | Commercial_2025_Economic_MW_Before Competition Groups_71 | Electric Convection Combination Ovens | 7.312e-06% | 0 | 0.0001231 | Commercial_2025_Economic_MW_Before Competition Groups_Electric Convection Combination Ovens
Commercial | Com ¦ Electric Convection Combination Ovens | 2025 | Technical | MW | Before Competition Groups | 0.0001231 | 0 | 0 | 2642.2006 | 4.6591e-08 | 101 | Commercial_2025_Technical_MW_Before Competition Groups_101 | Electric Convection Combination Ovens | 4.659e-06% | 0 | 0.0001231 | Commercial_2025_Technical_MW_Before Competition Groups_Electric Convection Combination Ovens
Commercial | Com ¦ High Efficiency Small Instantaneous Water Heater | 2025 | Achievable | MW | Before Competition Groups | 2.2629e-06 | 0 | 0 | 298.5666 | 7.5793e-09 | 70 | Commercial_2025_Achievable_MW_Before Competition Groups_70 | High Efficiency Small Instantaneous Water Heater | 7.579e-07% | 0 | 2.2629e-06 | Commercial_2025_Achievable_MW_Before Competition Groups_High Efficiency Small Instantaneous Water Heater
Commercial | Com ¦ LLLC - Low Impact Application | 2025 | Achievable | MW | Before Competition Groups | 2.7398e-20 | 0 | 0 | 298.5666 | 9.1764e-23 | 71 | Commercial_2025_Achievable_MW_Before Competition Groups_71 | LLLC - Low Impact Application | 9.176e-21% | 0 | 2.7398e-20 | Commercial_2025_Achievable_MW_Before Competition Groups_LLLC - Low Impact Application
Commercial | Com ¦ LLLC - High Impact Application | 2025 | Achievable | MW | Before Competition Groups | 1.0509e-20 | 0 | 0 | 298.5666 | 3.52e-23 | 72 | Commercial_2025_Achievable_MW_Before Competition Groups_72 | LLLC - High Impact Application | 3.52e-21% | 0 | 1.0509e-20 | Commercial_2025_Achievable_MW_Before Competition Groups_LLLC - High Impact Application
Commercial | Com ¦ Door Gasket Freezer/Refrigerator | 2025 | Achievable | MW | Before Competition Groups | 0 | 0 | 0 | 298.5666 | 0 | 73 | Commercial_2025_Achievable_MW_Before Competition Groups_73 | Door Gasket Freezer/Refrigerator | 0% | 0 | 0 | Commercial_2025_Achievable_MW_Before Competition Groups_Door Gasket Freezer/Refrigerator
Commercial | Com ¦ Door Gasket Freezer/Refrigerator | 2025 | Economic | MW | Before Competition Groups | 0 | 0 | 0 | 1683.6165 | 0 | 72 | Commercial_2025_Economic_MW_Before Competition Groups_72 | Door Gasket Freezer/Refrigerator | 0% | 0 | 0 | Commercial_2025_Economic_MW_Before Competition Groups_Door Gasket Freezer/Refrigerator
Commercial | Com ¦ Efficient compressor motor | 2025 | Achievable | MW | Before Competition Groups | 0 | 0 | 0 | 298.5666 | 0 | 74 | Commercial_2025_Achievable_MW_Before Competition Groups_74 | Efficient compressor motor | 0% | 0 | 0 | Commercial_2025_Achievable_MW_Before Competition Groups_Efficient compressor motor
Commercial | Com ¦ Efficient compressor motor | 2025 | Economic | MW | Before Competition Groups | 0 | 0 | 0 | 1683.6165 | 0 | 73 | Commercial_2025_Economic_MW_Before Competition Groups_73 | Efficient compressor motor | 0% | 0 | 0 | Commercial_2025_Economic_MW_Before Competition Groups_Efficient compressor motor
Commercial | Com ¦ ENERGY STAR FREEZER | 2025 | Achievable | MW | Before Competition Groups | 0 | 0 | 0 | 298.5666 | 0 | 75 | Commercial_2025_Achievable_MW_Before Competition Groups_75 | ENERGY STAR FREEZER | 0% | 0 | 0 | Commercial_2025_Achievable_MW_Before Competition Groups_ENERGY STAR FREEZER
Commercial | Com ¦ ENERGY STAR FREEZER | 2025 | Economic | MW | Before Competition Groups | 0 | 0 | 0 | 1683.6165 | 0 | 74 | Commercial_2025_Economic_MW_Before Competition Groups_74 | ENERGY STAR FREEZER | 0% | 0 | 0 | Commercial_2025_Economic_MW_Before Competition Groups_ENERGY STAR FREEZER
Commercial | Com ¦ Ground Source Heat Pump | 2025 | Achievable | MW | Before Competition Groups | 0 | 0 | 0 | 298.5666 | 0 | 76 | Commercial_2025_Achievable_MW_Before Competition Groups_76 | Ground Source Heat Pump | 0% | 0 | 0 | Commercial_2025_Achievable_MW_Before Competition Groups_Ground Source Heat Pump
Commercial | Com ¦ Ground Source Heat Pump | 2025 | Economic | MW | Before Competition Groups | 0 | 0 | 0 | 1683.6165 | 0 | 75 | Commercial_2025_Economic_MW_Before Competition Groups_75 | Ground Source Heat Pump | 0% | 0 | 0 | Commercial_2025_Economic_MW_Before Competition Groups_Ground Source Heat Pump
Commercial | Com ¦ High R-Value Glass Doors/no-heat glass door | 2025 | Achievable | MW | Before Competition Groups | 0 | 0 | 0 | 298.5666 | 0 | 77 | Commercial_2025_Achievable_MW_Before Competition Groups_77 | High R-Value Glass Doors/no-heat glass door | 0% | 0 | 0 | Commercial_2025_Achievable_MW_Before Competition Groups_High R-Value Glass Doors/no-heat glass door
Commercial | Com ¦ High R-Value Glass Doors/no-heat glass door | 2025 | Economic | MW | Before Competition Groups | 0 | 0 | 0 | 1683.6165 | 0 | 76 | Commercial_2025_Economic_MW_Before Competition Groups_76 | High R-Value Glass Doors/no-heat glass door | 0% | 0 | 0 | Commercial_2025_Economic_MW_Before Competition Groups_High R-Value Glass Doors/no-heat glass door
Commercial | Com ¦ HOTEL OCCUPANCY CONTROLS (HVAC + LIGHTING) | 2025 | Achievable | MW | Before Competition Groups | 0 | 0 | 0 | 298.5666 | 0 | 78 | Commercial_2025_Achievable_MW_Before Competition Groups_78 | HOTEL OCCUPANCY CONTROLS (HVAC + LIGHTING) | 0% | 0 | 0 | Commercial_2025_Achievable_MW_Before Competition Groups_HOTEL OCCUPANCY CONTROLS (HVAC + LIGHTING)
Commercial | Com ¦ HOTEL OCCUPANCY CONTROLS (HVAC + LIGHTING) | 2025 | Economic | MW | Before Competition Groups | 0 | 0 | 0 | 1683.6165 | 0 | 77 | Commercial_2025_Economic_MW_Before Competition Groups_77 | HOTEL OCCUPANCY CONTROLS (HVAC + LIGHTING) | 0% | 0 | 0 | Commercial_2025_Economic_MW_Before Competition Groups_HOTEL OCCUPANCY CONTROLS (HVAC + LIGHTING)
Commercial | Com ¦ Indoor Daylight Sensors/Photocell Dimming Control | 2025 | Achievable | MW | Before Competition Groups | 0 | 0 | 0 | 298.5666 | 0 | 79 | Commercial_2025_Achievable_MW_Before Competition Groups_79 | Indoor Daylight Sensors/Photocell Dimming Control | 0% | 0 | 0 | Commercial_2025_Achievable_MW_Before Competition Groups_Indoor Daylight Sensors/Photocell Dimming Control
Commercial | Com ¦ Indoor Daylight Sensors/Photocell Dimming Control | 2025 | Economic | MW | Before Competition Groups | 0 | 0 | 0 | 1683.6165 | 0 | 78 | Commercial_2025_Economic_MW_Before Competition Groups_78 | Indoor Daylight Sensors/Photocell Dimming Control | 0% | 0 | 0 | Commercial_2025_Economic_MW_Before Competition Groups_Indoor Daylight Sensors/Photocell Dimming Control
Commercial | Com ¦ LED RECESSED DOWNLIGHTS | 2025 | Achievable | MW | Before Competition Groups | 0 | 0 | 0 | 298.5666 | 0 | 80 | Commercial_2025_Achievable_MW_Before Competition Groups_80 | LED RECESSED DOWNLIGHTS | 0% | 0 | 0 | Commercial_2025_Achievable_MW_Before Competition Groups_LED RECESSED DOWNLIGHTS
Commercial | Com ¦ LED RECESSED DOWNLIGHTS | 2025 | Economic | MW | Before Competition Groups | 0 | 0 | 0 | 1683.6165 | 0 | 79 | Commercial_2025_Economic_MW_Before Competition Groups_79 | LED RECESSED DOWNLIGHTS | 0% | 0 | 0 | Commercial_2025_Economic_MW_Before Competition Groups_LED RECESSED DOWNLIGHTS
Commercial | Com ¦ Networked/Connected - High Impact Application | 2025 | Achievable | MW | Before Competition Groups | 0 | 0 | 0 | 298.5666 | 0 | 81 | Commercial_2025_Achievable_MW_Before Competition Groups_81 | Networked/Connected - High Impact Application | 0% | 0 | 0 | Commercial_2025_Achievable_MW_Before Competition Groups_Networked/Connected - High Impact Application
Commercial | Com ¦ Networked/Connected - High Impact Application | 2025 | Economic | MW | Before Competition Groups | 0 | 0 | 0 | 1683.6165 | 0 | 80 | Commercial_2025_Economic_MW_Before Competition Groups_80 | Networked/Connected - High Impact Application | 0% | 0 | 0 | Commercial_2025_Economic_MW_Before Competition Groups_Networked/Connected - High Impact Application
Commercial | Com ¦ Networked/Connected - Low Impact Application | 2025 | Achievable | MW | Before Competition Groups | 0 | 0 | 0 | 298.5666 | 0 | 82 | Commercial_2025_Achievable_MW_Before Competition Groups_82 | Networked/Connected - Low Impact Application | 0% | 0 | 0 | Commercial_2025_Achievable_MW_Before Competition Groups_Networked/Connected - Low Impact Application
Commercial | Com ¦ Networked/Connected - Low Impact Application | 2025 | Economic | MW | Before Competition Groups | 0 | 0 | 0 | 1683.6165 | 0 | 81 | Commercial_2025_Economic_MW_Before Competition Groups_81 | Networked/Connected - Low Impact Application | 0% | 0 | 0 | Commercial_2025_Economic_MW_Before Competition Groups_Networked/Connected - Low Impact Application
Commercial | Com ¦ Notched V belts for HVAC Systems | 2025 | Achievable | MW | Before Competition Groups | 0 | 0 | 0 | 298.5666 | 0 | 83 | Commercial_2025_Achievable_MW_Before Competition Groups_83 | Notched V belts for HVAC Systems | 0% | 0 | 0 | Commercial_2025_Achievable_MW_Before Competition Groups_Notched V belts for HVAC Systems
Commercial | Com ¦ Notched V belts for HVAC Systems | 2025 | Economic | MW | Before Competition Groups | 0 | 0 | 0 | 1683.6165 | 0 | 82 | Commercial_2025_Economic_MW_Before Competition Groups_82 | Notched V belts for HVAC Systems | 0% | 0 | 0 | Commercial_2025_Economic_MW_Before Competition Groups_Notched V belts for HVAC Systems
Commercial | Com ¦ Refrigeration Commissioning | 2025 | Achievable | MW | Before Competition Groups | 0 | 0 | 0 | 298.5666 | 0 | 84 | Commercial_2025_Achievable_MW_Before Competition Groups_84 | Refrigeration Commissioning | 0% | 0 | 0 | Commercial_2025_Achievable_MW_Before Competition Groups_Refrigeration Commissioning
Commercial | Com ¦ Refrigeration Commissioning | 2025 | Economic | MW | Before Competition Groups | 0 | 0 | 0 | 1683.6165 | 0 | 83 | Commercial_2025_Economic_MW_Before Competition Groups_83 | Refrigeration Commissioning | 0% | 0 | 0 | Commercial_2025_Economic_MW_Before Competition Groups_Refrigeration Commissioning
Commercial | Com ¦ Roof Insulation/Ceiling Insulation (R25 Code to R35) | 2025 | Achievable | MW | Before Competition Groups | 0 | 0 | 0 | 298.5666 | 0 | 85 | Commercial_2025_Achievable_MW_Before Competition Groups_85 | Roof Insulation/Ceiling Insulation (R25 Code to R35) | 0% | 0 | 0 | Commercial_2025_Achievable_MW_Before Competition Groups_Roof Insulation/Ceiling Insulation (R25 Code to R35)
Commercial | Com ¦ Roof Insulation/Ceiling Insulation (R25 Code to R35) | 2025 | Economic | MW | Before Competition Groups | 0 | 0 | 0 | 1683.6165 | 0 | 84 | Commercial_2025_Economic_MW_Before Competition Groups_84 | Roof Insulation/Ceiling Insulation (R25 Code to R35) | 0% | 0 | 0 | Commercial_2025_Economic_MW_Before Competition Groups_Roof Insulation/Ceiling Insulation (R25 Code to R35)
Commercial | Com ¦ Super-High Efficiency Furnaces (Emerging Tech) | 2025 | Achievable | MW | Before Competition Groups | 0 | 0 | 0 | 298.5666 | 0 | 86 | Commercial_2025_Achievable_MW_Before Competition Groups_86 | Super-High Efficiency Furnaces (Emerging Tech) | 0% | 0 | 0 | Commercial_2025_Achievable_MW_Before Competition Groups_Super-High Efficiency Furnaces (Emerging Tech)
Commercial | Com ¦ Super-High Efficiency Furnaces (Emerging Tech) | 2025 | Economic | MW | Before Competition Groups | 0 | 0 | 0 | 1683.6165 | 0 | 85 | Commercial_2025_Economic_MW_Before Competition Groups_85 | Super-High Efficiency Furnaces (Emerging Tech) | 0% | 0 | 0 | Commercial_2025_Economic_MW_Before Competition Groups_Super-High Efficiency Furnaces (Emerging Tech)
Commercial | Com ¦ SYNCHRONOUS BELT | 2025 | Achievable | MW | Before Competition Groups | 0 | 0 | 0 | 298.5666 | 0 | 87 | Commercial_2025_Achievable_MW_Before Competition Groups_87 | SYNCHRONOUS BELT | 0% | 0 | 0 | Commercial_2025_Achievable_MW_Before Competition Groups_SYNCHRONOUS BELT
Commercial | Com ¦ SYNCHRONOUS BELT | 2025 | Economic | MW | Before Competition Groups | 0 | 0 | 0 | 1683.6165 | 0 | 86 | Commercial_2025_Economic_MW_Before Competition Groups_86 | SYNCHRONOUS BELT | 0% | 0 | 0 | Commercial_2025_Economic_MW_Before Competition Groups_SYNCHRONOUS BELT
Commercial | Com ¦ Variable Refrigerant Flow Heat Pump | 2025 | Achievable | MW | Before Competition Groups | 0 | 0 | 0 | 298.5666 | 0 | 88 | Commercial_2025_Achievable_MW_Before Competition Groups_88 | Variable Refrigerant Flow Heat Pump | 0% | 0 | 0 | Commercial_2025_Achievable_MW_Before Competition Groups_Variable Refrigerant Flow Heat Pump
Commercial | Com ¦ Variable Refrigerant Flow Heat Pump | 2025 | Economic | MW | Before Competition Groups | 0 | 0 | 0 | 1683.6165 | 0 | 87 | Commercial_2025_Economic_MW_Before Competition Groups_87 | Variable Refrigerant Flow Heat Pump | 0% | 0 | 0 | Commercial_2025_Economic_MW_Before Competition Groups_Variable Refrigerant Flow Heat Pump
Commercial | Com ¦ Building Recommissioning, Operations and Maintenance (O&M) Improvements | 2026 | Economic | MW | Before Competition Groups | 309.1529 | 0 | 0 | 1728.1419 | 0.17889 | 1 | Commercial_2026_Economic_MW_Before Competition Groups_1 | Building Recommissioning, Operations and Maintenance (O&M) Improvements | 17.89% | 0 | 309.1529 | Commercial_2026_Economic_MW_Before Competition Groups_Building Recommissioning, Operations and Maintenance (O&M) Improvements
Commercial | Com ¦ ENERGY STAR LED LAMPS (REFLECTOR LAMPs/MR16/PAR 16) | 2026 | Achievable | MW | Before Competition Groups | 69.6832 | 0 | 0 | 406.4846 | 0.17143 | 1 | Commercial_2026_Achievable_MW_Before Competition Groups_1 | ENERGY STAR LED LAMPS (REFLECTOR LAMPs/MR16/PAR 16) | 17.14% | 0 | 69.6832 | Commercial_2026_Achievable_MW_Before Competition Groups_ENERGY STAR LED LAMPS (REFLECTOR LAMPs/MR16/PAR 16)
Commercial | Com ¦ Education and Capacity Building/Energy Behavior | 2026 | Achievable | MW | Before Competition Groups | 65.1508 | 0 | 0 | 406.4846 | 0.16028 | 2 | Commercial_2026_Achievable_MW_Before Competition Groups_2 | Education and Capacity Building/Energy Behavior | 16.03% | 0 | 65.1508 | Commercial_2026_Achievable_MW_Before Competition Groups_Education and Capacity Building/Energy Behavior
Commercial | Com ¦ Education and Capacity Building/Energy Behavior | 2026 | Economic | MW | Before Competition Groups | 276.3364 | 0 | 0 | 1728.1419 | 0.1599 | 2 | Commercial_2026_Economic_MW_Before Competition Groups_2 | Education and Capacity Building/Energy Behavior | 15.99% | 0 | 276.3364 | Commercial_2026_Economic_MW_Before Competition Groups_Education and Capacity Building/Energy Behavior
Commercial | Com ¦ Building Recommissioning, Operations and Maintenance (O&M) Improvements | 2026 | Technical | MW | Before Competition Groups | 309.1529 | 0 | 0 | 2707.9045 | 0.11417 | 1 | Commercial_2026_Technical_MW_Before Competition Groups_1 | Building Recommissioning, Operations and Maintenance (O&M) Improvements | 11.42% | 0 | 309.1529 | Commercial_2026_Technical_MW_Before Competition Groups_Building Recommissioning, Operations and Maintenance (O&M) Improvements
Commercial | Com ¦ Education and Capacity Building/Energy Behavior | 2026 | Technical | MW | Before Competition Groups | 276.4296 | 0 | 0 | 2707.9045 | 0.10208 | 2 | Commercial_2026_Technical_MW_Before Competition Groups_2 | Education and Capacity Building/Energy Behavior | 10.21% | 0 | 276.4296 | Commercial_2026_Technical_MW_Before Competition Groups_Education and Capacity Building/Energy Behavior
Commercial | Com ¦ LED Low/High Bay | 2026 | Economic | MW | Before Competition Groups | 172.5299 | 0 | 0 | 1728.1419 | 0.099835 | 3 | Commercial_2026_Economic_MW_Before Competition Groups_3 | LED Low/High Bay | 9.984% | 0 | 172.5299 | Commercial_2026_Economic_MW_Before Competition Groups_LED Low/High Bay
Commercial | Com ¦ LED Troffer/Surface/Suspended | 2026 | Achievable | MW | Before Competition Groups | 38.8757 | 0 | 0 | 406.4846 | 0.095639 | 3 | Commercial_2026_Achievable_MW_Before Competition Groups_3 | LED Troffer/Surface/Suspended | 9.564% | 0 | 38.8757 | Commercial_2026_Achievable_MW_Before Competition Groups_LED Troffer/Surface/Suspended
Commercial | Com ¦ LED Troffer/Surface/Suspended | 2026 | Economic | MW | Before Competition Groups | 160.42 | 0 | 0 | 1728.1419 | 0.092828 | 4 | Commercial_2026_Economic_MW_Before Competition Groups_4 | LED Troffer/Surface/Suspended | 9.283% | 0 | 160.42 | Commercial_2026_Economic_MW_Before Competition Groups_LED Troffer/Surface/Suspended
Commercial | Com ¦ LED Low/High Bay | 2026 | Achievable | MW | Before Competition Groups | 36.9097 | 0 | 0 | 406.4846 | 0.090802 | 4 | Commercial_2026_Achievable_MW_Before Competition Groups_4 | LED Low/High Bay | 9.08% | 0 | 36.9097 | Commercial_2026_Achievable_MW_Before Competition Groups_LED Low/High Bay
Commercial | Com ¦ LED Low/High Bay | 2026 | Technical | MW | Before Competition Groups | 219.1758 | 0 | 0 | 2707.9045 | 0.080939 | 3 | Commercial_2026_Technical_MW_Before Competition Groups_3 | LED Low/High Bay | 8.094% | 0 | 219.1758 | Commercial_2026_Technical_MW_Before Competition Groups_LED Low/High Bay
Commercial | Com ¦ ENERGY STAR LED LAMPS (REFLECTOR LAMPs/MR16/PAR 16) | 2026 | Economic | MW | Before Competition Groups | 128.8149 | 0 | 0 | 1728.1419 | 0.07454 | 5 | Commercial_2026_Economic_MW_Before Competition Groups_5 | ENERGY STAR LED LAMPS (REFLECTOR LAMPs/MR16/PAR 16) | 7.454% | 0 | 128.8149 | Commercial_2026_Economic_MW_Before Competition Groups_ENERGY STAR LED LAMPS (REFLECTOR LAMPs/MR16/PAR 16)
Commercial | Com ¦ LED Troffer/Surface/Suspended | 2026 | Technical | MW | Before Competition Groups | 160.42 | 0 | 0 | 2707.9045 | 0.059241 | 4 | Commercial_2026_Technical_MW_Before Competition Groups_4 | LED Troffer/Surface/Suspended | 5.924% | 0 | 160.42 | Commercial_2026_Technical_MW_Before Competition Groups_LED Troffer/Surface/Suspended
Commercial | Com ¦ LED Replacement Lamp (Tube) | 2026 | Achievable | MW | Before Competition Groups | 23.7873 | 0 | 0 | 406.4846 | 0.058519 | 5 | Commercial_2026_Achievable_MW_Before Competition Groups_5 | LED Replacement Lamp (Tube) | 5.852% | 0 | 23.7873 | Commercial_2026_Achievable_MW_Before Competition Groups_LED Replacement Lamp (Tube)
Commercial | Com ¦ LLLC - Low Impact Application | 2026 | Technical | MW | Before Competition Groups | 151.259 | 0 | 0 | 2707.9045 | 0.055858 | 5 | Commercial_2026_Technical_MW_Before Competition Groups_5 | LLLC - Low Impact Application | 5.586% | 0 | 151.259 | Commercial_2026_Technical_MW_Before Competition Groups_LLLC - Low Impact Application
Commercial | Com ¦ Advanced BAS/Controllers | 2026 | Economic | MW | Before Competition Groups | 95.3523 | 0 | 0 | 1728.1419 | 0.055176 | 6 | Commercial_2026_Economic_MW_Before Competition Groups_6 | Advanced BAS/Controllers | 5.518% | 0 | 95.3523 | Commercial_2026_Economic_MW_Before Competition Groups_Advanced BAS/Controllers
Commercial | Com ¦ LLLC - High Impact Application | 2026 | Technical | MW | Before Competition Groups | 137.3947 | 0 | 0 | 2707.9045 | 0.050738 | 6 | Commercial_2026_Technical_MW_Before Competition Groups_6 | LLLC - High Impact Application | 5.074% | 0 | 137.3947 | Commercial_2026_Technical_MW_Before Competition Groups_LLLC - High Impact Application
Commercial | Com ¦ ENERGY STAR LED LAMPS (REFLECTOR LAMPs/MR16/PAR 16) | 2026 | Technical | MW | Before Competition Groups | 129.9673 | 0 | 0 | 2707.9045 | 0.047996 | 7 | Commercial_2026_Technical_MW_Before Competition Groups_7 | ENERGY STAR LED LAMPS (REFLECTOR LAMPs/MR16/PAR 16) | 4.8% | 0 | 129.9673 | Commercial_2026_Technical_MW_Before Competition Groups_ENERGY STAR LED LAMPS (REFLECTOR LAMPs/MR16/PAR 16)
Commercial | Com ¦ Networked/Connected - Low Impact Application | 2026 | Technical | MW | Before Competition Groups | 128.4877 | 0 | 0 | 2707.9045 | 0.047449 | 8 | Commercial_2026_Technical_MW_Before Competition Groups_8 | Networked/Connected - Low Impact Application | 4.745% | 0 | 128.4877 | Commercial_2026_Technical_MW_Before Competition Groups_Networked/Connected - Low Impact Application
Commercial | Com ¦ Networked/Connected - High Impact Application | 2026 | Technical | MW | Before Competition Groups | 119.5386 | 0 | 0 | 2707.9045 | 0.044144 | 9 | Commercial_2026_Technical_MW_Before Competition Groups_9 | Networked/Connected - High Impact Application | 4.414% | 0 | 119.5386 | Commercial_2026_Technical_MW_Before Competition Groups_Networked/Connected - High Impact Application
Commercial | Com ¦ High Efficiency Air Source Heat Pump | 2026 | Achievable | MW | Before Competition Groups | 16.5176 | 0 | 0 | 406.4846 | 0.040635 | 6 | Commercial_2026_Achievable_MW_Before Competition Groups_6 | High Efficiency Air Source Heat Pump | 4.064% | 0 | 16.5176 | Commercial_2026_Achievable_MW_Before Competition Groups_High Efficiency Air Source Heat Pump
Commercial | Com ¦ Variable Refrigerant Flow Heat Pump | 2026 | Technical | MW | Before Competition Groups | 107.19 | 0 | 0 | 2707.9045 | 0.039584 | 10 | Commercial_2026_Technical_MW_Before Competition Groups_10 | Variable Refrigerant Flow Heat Pump | 3.958% | 0 | 107.19 | Commercial_2026_Technical_MW_Before Competition Groups_Variable Refrigerant Flow Heat Pump
Commercial | Com ¦ Building Recommissioning, Operations and Maintenance (O&M) Improvements | 2026 | Achievable | MW | Before Competition Groups | 16.0804 | 0 | 0 | 406.4846 | 0.03956 | 7 | Commercial_2026_Achievable_MW_Before Competition Groups_7 | Building Recommissioning, Operations and Maintenance (O&M) Improvements | 3.956% | 0 | 16.0804 | Commercial_2026_Achievable_MW_Before Competition Groups_Building Recommissioning, Operations and Maintenance (O&M) Improvements
Commercial | Com ¦ High Efficiency Air Source Heat Pump | 2026 | Economic | MW | Before Competition Groups | 63.7534 | 0 | 0 | 1728.1419 | 0.036891 | 7 | Commercial_2026_Economic_MW_Before Competition Groups_7 | High Efficiency Air Source Heat Pump | 3.689% | 0 | 63.7534 | Commercial_2026_Economic_MW_Before Competition Groups_High Efficiency Air Source Heat Pump
Commercial | Com ¦ Advanced BAS/Controllers | 2026 | Technical | MW | Before Competition Groups | 95.3523 | 0 | 0 | 2707.9045 | 0.035213 | 11 | Commercial_2026_Technical_MW_Before Competition Groups_11 | Advanced BAS/Controllers | 3.521% | 0 | 95.3523 | Commercial_2026_Technical_MW_Before Competition Groups_Advanced BAS/Controllers
Commercial | Com ¦ Data Center Storage/Server Virtualization | 2026 | Achievable | MW | Before Competition Groups | 13.0202 | 0 | 0 | 406.4846 | 0.032031 | 8 | Commercial_2026_Achievable_MW_Before Competition Groups_8 | Data Center Storage/Server Virtualization | 3.203% | 0 | 13.0202 | Commercial_2026_Achievable_MW_Before Competition Groups_Data Center Storage/Server Virtualization
Commercial | Com ¦ Central Lighting Control System | 2026 | Technical | MW | Before Competition Groups | 86.5984 | 0 | 0 | 2707.9045 | 0.03198 | 12 | Commercial_2026_Technical_MW_Before Competition Groups_12 | Central Lighting Control System | 3.198% | 0 | 86.5984 | Commercial_2026_Technical_MW_Before Competition Groups_Central Lighting Control System
Commercial | Com ¦ Adaptive Thermostats | 2026 | Achievable | MW | Before Competition Groups | 10.0516 | 0 | 0 | 406.4846 | 0.024728 | 9 | Commercial_2026_Achievable_MW_Before Competition Groups_9 | Adaptive Thermostats | 2.473% | 0 | 10.0516 | Commercial_2026_Achievable_MW_Before Competition Groups_Adaptive Thermostats
Commercial | Com ¦ LED or Equivalent Sign Lighting | 2026 | Achievable | MW | Before Competition Groups | 9.9626 | 0 | 0 | 406.4846 | 0.024509 | 10 | Commercial_2026_Achievable_MW_Before Competition Groups_10 | LED or Equivalent Sign Lighting | 2.451% | 0 | 9.9626 | Commercial_2026_Achievable_MW_Before Competition Groups_LED or Equivalent Sign Lighting
Commercial | Com ¦ High Efficiency Air Source Heat Pump | 2026 | Technical | MW | Before Competition Groups | 63.7534 | 0 | 0 | 2707.9045 | 0.023543 | 13 | Commercial_2026_Technical_MW_Before Competition Groups_13 | High Efficiency Air Source Heat Pump | 2.354% | 0 | 63.7534 | Commercial_2026_Technical_MW_Before Competition Groups_High Efficiency Air Source Heat Pump
Commercial | Com ¦ Advanced BAS/Controllers | 2026 | Achievable | MW | Before Competition Groups | 9.1252 | 0 | 0 | 406.4846 | 0.022449 | 11 | Commercial_2026_Achievable_MW_Before Competition Groups_11 | Advanced BAS/Controllers | 2.245% | 0 | 9.1252 | Commercial_2026_Achievable_MW_Before Competition Groups_Advanced BAS/Controllers
Commercial | Com ¦ Furnace Tune-Up | 2026 | Achievable | MW | Before Competition Groups | 9.0974 | 0 | 0 | 406.4846 | 0.022381 | 12 | Commercial_2026_Achievable_MW_Before Competition Groups_12 | Furnace Tune-Up | 2.238% | 0 | 9.0974 | Commercial_2026_Achievable_MW_Before Competition Groups_Furnace Tune-Up
Commercial | Com ¦ Strip Curtains | 2026 | Achievable | MW | Before Competition Groups | 8.804 | 0 | 0 | 406.4846 | 0.021659 | 13 | Commercial_2026_Achievable_MW_Before Competition Groups_13 | Strip Curtains | 2.166% | 0 | 8.804 | Commercial_2026_Achievable_MW_Before Competition Groups_Strip Curtains
Commercial | Com ¦ Adaptive Thermostats | 2026 | Economic | MW | Before Competition Groups | 37.0239 | 0 | 0 | 1728.1419 | 0.021424 | 8 | Commercial_2026_Economic_MW_Before Competition Groups_8 | Adaptive Thermostats | 2.142% | 0 | 37.0239 | Commercial_2026_Economic_MW_Before Competition Groups_Adaptive Thermostats
Commercial | Com ¦ Furnace Tune-Up | 2026 | Economic | MW | Before Competition Groups | 35.2064 | 0 | 0 | 1728.1419 | 0.020372 | 9 | Commercial_2026_Economic_MW_Before Competition Groups_9 | Furnace Tune-Up | 2.037% | 0 | 35.2064 | Commercial_2026_Economic_MW_Before Competition Groups_Furnace Tune-Up
Commercial | Com ¦ LED Replacement Lamp (Tube) | 2026 | Economic | MW | Before Competition Groups | 31.6128 | 0 | 0 | 1728.1419 | 0.018293 | 10 | Commercial_2026_Economic_MW_Before Competition Groups_10 | LED Replacement Lamp (Tube) | 1.829% | 0 | 31.6128 | Commercial_2026_Economic_MW_Before Competition Groups_LED Replacement Lamp (Tube)
Commercial | Com ¦ LLLC - Low Impact Application | 2026 | Economic | MW | Before Competition Groups | 31.1025 | 0 | 0 | 1728.1419 | 0.017998 | 11 | Commercial_2026_Economic_MW_Before Competition Groups_11 | LLLC - Low Impact Application | 1.8% | 0 | 31.1025 | Commercial_2026_Economic_MW_Before Competition Groups_LLLC - Low Impact Application
Commercial | Com ¦ Reach-in Shaded Pole to ECM/PSC Evaporator Fan Motor | 2026 | Achievable | MW | Before Competition Groups | 7.2034 | 0 | 0 | 406.4846 | 0.017721 | 14 | Commercial_2026_Achievable_MW_Before Competition Groups_14 | Reach-in Shaded Pole to ECM/PSC Evaporator Fan Motor | 1.772% | 0 | 7.2034 | Commercial_2026_Achievable_MW_Before Competition Groups_Reach-in Shaded Pole to ECM/PSC Evaporator Fan Motor
Commercial | Com ¦ Strip Curtains | 2026 | Economic | MW | Before Competition Groups | 30.442 | 0 | 0 | 1728.1419 | 0.017615 | 12 | Commercial_2026_Economic_MW_Before Competition Groups_12 | Strip Curtains | 1.762% | 0 | 30.442 | Commercial_2026_Economic_MW_Before Competition Groups_Strip Curtains
Commercial | Com ¦ LLLC - High Impact Application | 2026 | Economic | MW | Before Competition Groups | 28.5739 | 0 | 0 | 1728.1419 | 0.016534 | 13 | Commercial_2026_Economic_MW_Before Competition Groups_13 | LLLC - High Impact Application | 1.653% | 0 | 28.5739 | Commercial_2026_Economic_MW_Before Competition Groups_LLLC - High Impact Application
Commercial | Com ¦ Variable Frequency Drive (VFD) | 2026 | Achievable | MW | Before Competition Groups | 6.5357 | 0 | 0 | 406.4846 | 0.016079 | 15 | Commercial_2026_Achievable_MW_Before Competition Groups_15 | Variable Frequency Drive (VFD) | 1.608% | 0 | 6.5357 | Commercial_2026_Achievable_MW_Before Competition Groups_Variable Frequency Drive (VFD)
Commercial | Com ¦ Unitary Air-Conditioning Unit | 2026 | Technical | MW | Before Competition Groups | 43.4724 | 0 | 0 | 2707.9045 | 0.016054 | 14 | Commercial_2026_Technical_MW_Before Competition Groups_14 | Unitary Air-Conditioning Unit | 1.605% | 0 | 43.4724 | Commercial_2026_Technical_MW_Before Competition Groups_Unitary Air-Conditioning Unit
Commercial | Com ¦ Data Center Storage/Server Virtualization | 2026 | Economic | MW | Before Competition Groups | 26.4321 | 0 | 0 | 1728.1419 | 0.015295 | 14 | Commercial_2026_Economic_MW_Before Competition Groups_14 | Data Center Storage/Server Virtualization | 1.53% | 0 | 26.4321 | Commercial_2026_Economic_MW_Before Competition Groups_Data Center Storage/Server Virtualization
Commercial | Com ¦ VFD on Pumps | 2026 | Achievable | MW | Before Competition Groups | 6.1324 | 0 | 0 | 406.4846 | 0.015086 | 16 | Commercial_2026_Achievable_MW_Before Competition Groups_16 | VFD on Pumps | 1.509% | 0 | 6.1324 | Commercial_2026_Achievable_MW_Before Competition Groups_VFD on Pumps
Commercial | Com ¦ Demand Control Ventilation | 2026 | Economic | MW | Before Competition Groups | 25.9855 | 0 | 0 | 1728.1419 | 0.015037 | 15 | Commercial_2026_Economic_MW_Before Competition Groups_15 | Demand Control Ventilation | 1.504% | 0 | 25.9855 | Commercial_2026_Economic_MW_Before Competition Groups_Demand Control Ventilation
Commercial | Com ¦ Adaptive Thermostats | 2026 | Technical | MW | Before Competition Groups | 39.9922 | 0 | 0 | 2707.9045 | 0.014769 | 15 | Commercial_2026_Technical_MW_Before Competition Groups_15 | Adaptive Thermostats | 1.477% | 0 | 39.9922 | Commercial_2026_Technical_MW_Before Competition Groups_Adaptive Thermostats
Commercial | Com ¦ Variable Frequency Drive (VFD) | 2026 | Economic | MW | Before Competition Groups | 25.0235 | 0 | 0 | 1728.1419 | 0.01448 | 16 | Commercial_2026_Economic_MW_Before Competition Groups_16 | Variable Frequency Drive (VFD) | 1.448% | 0 | 25.0235 | Commercial_2026_Economic_MW_Before Competition Groups_Variable Frequency Drive (VFD)
Commercial | Com ¦ VFD on Pumps | 2026 | Economic | MW | Before Competition Groups | 23.5255 | 0 | 0 | 1728.1419 | 0.013613 | 17 | Commercial_2026_Economic_MW_Before Competition Groups_17 | VFD on Pumps | 1.361% | 0 | 23.5255 | Commercial_2026_Economic_MW_Before Competition Groups_VFD on Pumps
Commercial | Com ¦ Demand Control Ventilation | 2026 | Achievable | MW | Before Competition Groups | 5.3516 | 0 | 0 | 406.4846 | 0.013165 | 17 | Commercial_2026_Achievable_MW_Before Competition Groups_17 | Demand Control Ventilation | 1.317% | 0 | 5.3516 | Commercial_2026_Achievable_MW_Before Competition Groups_Demand Control Ventilation
Commercial | Com ¦ Furnace Tune-Up | 2026 | Technical | MW | Before Competition Groups | 35.2064 | 0 | 0 | 2707.9045 | 0.013001 | 16 | Commercial_2026_Technical_MW_Before Competition Groups_16 | Furnace Tune-Up | 1.3% | 0 | 35.2064 | Commercial_2026_Technical_MW_Before Competition Groups_Furnace Tune-Up
Commercial | Com ¦ Centrally controlled desktop PC/NETWORK PC POWER MANAGEMENT SOFTWARE | 2026 | Achievable | MW | Before Competition Groups | 5.1073 | 0 | 0 | 406.4846 | 0.012565 | 18 | Commercial_2026_Achievable_MW_Before Competition Groups_18 | Centrally controlled desktop PC/NETWORK PC POWER MANAGEMENT SOFTWARE | 1.256% | 0 | 5.1073 | Commercial_2026_Achievable_MW_Before Competition Groups_Centrally controlled desktop PC/NETWORK PC POWER MANAGEMENT SOFTWARE
Commercial | Com ¦ LED or Equivalent Sign Lighting | 2026 | Economic | MW | Before Competition Groups | 21.3848 | 0 | 0 | 1728.1419 | 0.012374 | 18 | Commercial_2026_Economic_MW_Before Competition Groups_18 | LED or Equivalent Sign Lighting | 1.237% | 0 | 21.3848 | Commercial_2026_Economic_MW_Before Competition Groups_LED or Equivalent Sign Lighting
Commercial | Com ¦ ENERGY STAR LED LAMPS (General Service Lamps) | 2026 | Achievable | MW | Before Competition Groups | 4.8352 | 0 | 0 | 406.4846 | 0.011895 | 19 | Commercial_2026_Achievable_MW_Before Competition Groups_19 | ENERGY STAR LED LAMPS (General Service Lamps) | 1.19% | 0 | 4.8352 | Commercial_2026_Achievable_MW_Before Competition Groups_ENERGY STAR LED LAMPS (General Service Lamps)
Commercial | Com ¦ Smart Strip Plug Outlets | 2026 | Technical | MW | Before Competition Groups | 32.1243 | 0 | 0 | 2707.9045 | 0.011863 | 17 | Commercial_2026_Technical_MW_Before Competition Groups_17 | Smart Strip Plug Outlets | 1.186% | 0 | 32.1243 | Commercial_2026_Technical_MW_Before Competition Groups_Smart Strip Plug Outlets
Commercial | Com ¦ LED Replacement Lamp (Tube) | 2026 | Technical | MW | Before Competition Groups | 31.6128 | 0 | 0 | 2707.9045 | 0.011674 | 18 | Commercial_2026_Technical_MW_Before Competition Groups_18 | LED Replacement Lamp (Tube) | 1.167% | 0 | 31.6128 | Commercial_2026_Technical_MW_Before Competition Groups_LED Replacement Lamp (Tube)
Commercial | Com ¦ Centrally controlled desktop PC/NETWORK PC POWER MANAGEMENT SOFTWARE | 2026 | Economic | MW | Before Competition Groups | 19.6518 | 0 | 0 | 1728.1419 | 0.011372 | 19 | Commercial_2026_Economic_MW_Before Competition Groups_19 | Centrally controlled desktop PC/NETWORK PC POWER MANAGEMENT SOFTWARE | 1.137% | 0 | 19.6518 | Commercial_2026_Economic_MW_Before Competition Groups_Centrally controlled desktop PC/NETWORK PC POWER MANAGEMENT SOFTWARE
Commercial | Com ¦ Air Handler with Dedicated Outdoor Air Systems | 2026 | Economic | MW | Before Competition Groups | 19.5291 | 0 | 0 | 1728.1419 | 0.011301 | 20 | Commercial_2026_Economic_MW_Before Competition Groups_20 | Air Handler with Dedicated Outdoor Air Systems | 1.13% | 0 | 19.5291 | Commercial_2026_Economic_MW_Before Competition Groups_Air Handler with Dedicated Outdoor Air Systems
Commercial | Com ¦ Strip Curtains | 2026 | Technical | MW | Before Competition Groups | 30.442 | 0 | 0 | 2707.9045 | 0.011242 | 19 | Commercial_2026_Technical_MW_Before Competition Groups_19 | Strip Curtains | 1.124% | 0 | 30.442 | Commercial_2026_Technical_MW_Before Competition Groups_Strip Curtains
Commercial | Com ¦ Chilled Water Optimization | 2026 | Achievable | MW | Before Competition Groups | 4.2091 | 0 | 0 | 406.4846 | 0.010355 | 20 | Commercial_2026_Achievable_MW_Before Competition Groups_20 | Chilled Water Optimization | 1.035% | 0 | 4.2091 | Commercial_2026_Achievable_MW_Before Competition Groups_Chilled Water Optimization
Commercial | Com ¦ Data Center Storage/Server Virtualization | 2026 | Technical | MW | Before Competition Groups | 26.4321 | 0 | 0 | 2707.9045 | 0.0097611 | 20 | Commercial_2026_Technical_MW_Before Competition Groups_20 | Data Center Storage/Server Virtualization | 0.9761% | 0 | 26.4321 | Commercial_2026_Technical_MW_Before Competition Groups_Data Center Storage/Server Virtualization
Commercial | Com ¦ Demand Control Ventilation | 2026 | Technical | MW | Before Competition Groups | 26.4321 | 0 | 0 | 2707.9045 | 0.0097611 | 21 | Commercial_2026_Technical_MW_Before Competition Groups_21 | Demand Control Ventilation | 0.9761% | 0 | 26.4321 | Commercial_2026_Technical_MW_Before Competition Groups_Demand Control Ventilation
Commercial | Com ¦ Refrigerated Display Case Doors | 2026 | Achievable | MW | Before Competition Groups | 3.8868 | 0 | 0 | 406.4846 | 0.009562 | 21 | Commercial_2026_Achievable_MW_Before Competition Groups_21 | Refrigerated Display Case Doors | 0.9562% | 0 | 3.8868 | Commercial_2026_Achievable_MW_Before Competition Groups_Refrigerated Display Case Doors
Commercial | Com ¦ Variable Frequency Drive (VFD) | 2026 | Technical | MW | Before Competition Groups | 25.0235 | 0 | 0 | 2707.9045 | 0.0092409 | 22 | Commercial_2026_Technical_MW_Before Competition Groups_22 | Variable Frequency Drive (VFD) | 0.9241% | 0 | 25.0235 | Commercial_2026_Technical_MW_Before Competition Groups_Variable Frequency Drive (VFD)
Commercial | Com ¦ Refrigerated Display Case LED | 2026 | Technical | MW | Before Competition Groups | 24.1413 | 0 | 0 | 2707.9045 | 0.0089151 | 23 | Commercial_2026_Technical_MW_Before Competition Groups_23 | Refrigerated Display Case LED | 0.8915% | 0 | 24.1413 | Commercial_2026_Technical_MW_Before Competition Groups_Refrigerated Display Case LED
Commercial | Com ¦ Adding reflective (White) roof treatment or a green roof | 2026 | Technical | MW | Before Competition Groups | 23.7667 | 0 | 0 | 2707.9045 | 0.0087768 | 24 | Commercial_2026_Technical_MW_Before Competition Groups_24 | Adding reflective (White) roof treatment or a green roof | 0.8777% | 0 | 23.7667 | Commercial_2026_Technical_MW_Before Competition Groups_Adding reflective (White) roof treatment or a green roof
Commercial | Com ¦ VFD on Pumps | 2026 | Technical | MW | Before Competition Groups | 23.5255 | 0 | 0 | 2707.9045 | 0.0086877 | 25 | Commercial_2026_Technical_MW_Before Competition Groups_25 | VFD on Pumps | 0.8688% | 0 | 23.5255 | Commercial_2026_Technical_MW_Before Competition Groups_VFD on Pumps
Commercial | Com ¦ Air Handler with Dedicated Outdoor Air Systems | 2026 | Achievable | MW | Before Competition Groups | 3.4825 | 0 | 0 | 406.4846 | 0.0085674 | 22 | Commercial_2026_Achievable_MW_Before Competition Groups_22 | Air Handler with Dedicated Outdoor Air Systems | 0.8567% | 0 | 3.4825 | Commercial_2026_Achievable_MW_Before Competition Groups_Air Handler with Dedicated Outdoor Air Systems
Commercial | Com ¦ ECM MOTORS FOR EVAPORATOR FANS for refrigeration (WALK-IN) | 2026 | Achievable | MW | Before Competition Groups | 3.3259 | 0 | 0 | 406.4846 | 0.008182 | 23 | Commercial_2026_Achievable_MW_Before Competition Groups_23 | ECM MOTORS FOR EVAPORATOR FANS for refrigeration (WALK-IN) | 0.8182% | 0 | 3.3259 | Commercial_2026_Achievable_MW_Before Competition Groups_ECM MOTORS FOR EVAPORATOR FANS for refrigeration (WALK-IN)
Commercial | Com ¦ LED or Equivalent Sign Lighting | 2026 | Technical | MW | Before Competition Groups | 21.3848 | 0 | 0 | 2707.9045 | 0.0078972 | 26 | Commercial_2026_Technical_MW_Before Competition Groups_26 | LED or Equivalent Sign Lighting | 0.7897% | 0 | 21.3848 | Commercial_2026_Technical_MW_Before Competition Groups_LED or Equivalent Sign Lighting
Commercial | Com ¦ ECM MOTORS FOR EVAPORATOR FANS for refrigeration (WALK-IN) | 2026 | Economic | MW | Before Competition Groups | 12.9173 | 0 | 0 | 1728.1419 | 0.0074747 | 21 | Commercial_2026_Economic_MW_Before Competition Groups_21 | ECM MOTORS FOR EVAPORATOR FANS for refrigeration (WALK-IN) | 0.7475% | 0 | 12.9173 | Commercial_2026_Economic_MW_Before Competition Groups_ECM MOTORS FOR EVAPORATOR FANS for refrigeration (WALK-IN)
Commercial | Com ¦ Refrigerated Display Case Doors | 2026 | Technical | MW | Before Competition Groups | 19.9916 | 0 | 0 | 2707.9045 | 0.0073827 | 27 | Commercial_2026_Technical_MW_Before Competition Groups_27 | Refrigerated Display Case Doors | 0.7383% | 0 | 19.9916 | Commercial_2026_Technical_MW_Before Competition Groups_Refrigerated Display Case Doors
Commercial | Com ¦ Centrally controlled desktop PC/NETWORK PC POWER MANAGEMENT SOFTWARE | 2026 | Technical | MW | Before Competition Groups | 19.6518 | 0 | 0 | 2707.9045 | 0.0072572 | 28 | Commercial_2026_Technical_MW_Before Competition Groups_28 | Centrally controlled desktop PC/NETWORK PC POWER MANAGEMENT SOFTWARE | 0.7257% | 0 | 19.6518 | Commercial_2026_Technical_MW_Before Competition Groups_Centrally controlled desktop PC/NETWORK PC POWER MANAGEMENT SOFTWARE
Commercial | Com ¦ Air Handler with Dedicated Outdoor Air Systems | 2026 | Technical | MW | Before Competition Groups | 19.5291 | 0 | 0 | 2707.9045 | 0.0072119 | 29 | Commercial_2026_Technical_MW_Before Competition Groups_29 | Air Handler with Dedicated Outdoor Air Systems | 0.7212% | 0 | 19.5291 | Commercial_2026_Technical_MW_Before Competition Groups_Air Handler with Dedicated Outdoor Air Systems
Commercial | Com ¦ Reach-in Shaded Pole to ECM/PSC Evaporator Fan Motor | 2026 | Economic | MW | Before Competition Groups | 12.455 | 0 | 0 | 1728.1419 | 0.0072071 | 22 | Commercial_2026_Economic_MW_Before Competition Groups_22 | Reach-in Shaded Pole to ECM/PSC Evaporator Fan Motor | 0.7207% | 0 | 12.455 | Commercial_2026_Economic_MW_Before Competition Groups_Reach-in Shaded Pole to ECM/PSC Evaporator Fan Motor
Commercial | Com ¦ HOTEL OCCUPANCY CONTROLS (HVAC + LIGHTING) | 2026 | Technical | MW | Before Competition Groups | 18.9491 | 0 | 0 | 2707.9045 | 0.0069977 | 30 | Commercial_2026_Technical_MW_Before Competition Groups_30 | HOTEL OCCUPANCY CONTROLS (HVAC + LIGHTING) | 0.6998% | 0 | 18.9491 | Commercial_2026_Technical_MW_Before Competition Groups_HOTEL OCCUPANCY CONTROLS (HVAC + LIGHTING)
Commercial | Com ¦ Evaporator Fan Controls | 2026 | Achievable | MW | Before Competition Groups | 2.8024 | 0 | 0 | 406.4846 | 0.0068942 | 24 | Commercial_2026_Achievable_MW_Before Competition Groups_24 | Evaporator Fan Controls | 0.6894% | 0 | 2.8024 | Commercial_2026_Achievable_MW_Before Competition Groups_Evaporator Fan Controls
Commercial | Com ¦ LED EXTERIOR AREA LIGHTS - LED fixture (200W) | 2026 | Achievable | MW | Before Competition Groups | 2.6875 | 0 | 0 | 406.4846 | 0.0066117 | 25 | Commercial_2026_Achievable_MW_Before Competition Groups_25 | LED EXTERIOR AREA LIGHTS - LED fixture (200W) | 0.6612% | 0 | 2.6875 | Commercial_2026_Achievable_MW_Before Competition Groups_LED EXTERIOR AREA LIGHTS - LED fixture (200W)
Commercial | Com ¦ LED parking lot fixture | 2026 | Achievable | MW | Before Competition Groups | 2.6765 | 0 | 0 | 406.4846 | 0.0065844 | 26 | Commercial_2026_Achievable_MW_Before Competition Groups_26 | LED parking lot fixture | 0.6584% | 0 | 2.6765 | Commercial_2026_Achievable_MW_Before Competition Groups_LED parking lot fixture
Commercial | Com ¦ Freezer Case Light Sensor | 2026 | Economic | MW | Before Competition Groups | 11.2056 | 0 | 0 | 1728.1419 | 0.0064842 | 23 | Commercial_2026_Economic_MW_Before Competition Groups_23 | Freezer Case Light Sensor | 0.6484% | 0 | 11.2056 | Commercial_2026_Economic_MW_Before Competition Groups_Freezer Case Light Sensor
Commercial | Com ¦ Evaporator Fan Controls | 2026 | Economic | MW | Before Competition Groups | 10.9151 | 0 | 0 | 1728.1419 | 0.0063161 | 24 | Commercial_2026_Economic_MW_Before Competition Groups_24 | Evaporator Fan Controls | 0.6316% | 0 | 10.9151 | Commercial_2026_Economic_MW_Before Competition Groups_Evaporator Fan Controls
Commercial | Com ¦ Door Gasket Freezer/Refrigerator | 2026 | Technical | MW | Before Competition Groups | 17.0087 | 0 | 0 | 2707.9045 | 0.0062811 | 31 | Commercial_2026_Technical_MW_Before Competition Groups_31 | Door Gasket Freezer/Refrigerator | 0.6281% | 0 | 17.0087 | Commercial_2026_Technical_MW_Before Competition Groups_Door Gasket Freezer/Refrigerator
Commercial | Com ¦ Chilled Water Optimization | 2026 | Economic | MW | Before Competition Groups | 10.1263 | 0 | 0 | 1728.1419 | 0.0058597 | 25 | Commercial_2026_Economic_MW_Before Competition Groups_25 | Chilled Water Optimization | 0.586% | 0 | 10.1263 | Commercial_2026_Economic_MW_Before Competition Groups_Chilled Water Optimization
Commercial | Com ¦ ENERGY STAR LED LAMPS (General Service Lamps) | 2026 | Economic | MW | Before Competition Groups | 9.8755 | 0 | 0 | 1728.1419 | 0.0057145 | 26 | Commercial_2026_Economic_MW_Before Competition Groups_26 | ENERGY STAR LED LAMPS (General Service Lamps) | 0.5715% | 0 | 9.8755 | Commercial_2026_Economic_MW_Before Competition Groups_ENERGY STAR LED LAMPS (General Service Lamps)
Commercial | Com ¦ Occupancy Sensors | 2026 | Economic | MW | Before Competition Groups | 9.6003 | 0 | 0 | 1728.1419 | 0.0055553 | 27 | Commercial_2026_Economic_MW_Before Competition Groups_27 | Occupancy Sensors | 0.5555% | 0 | 9.6003 | Commercial_2026_Economic_MW_Before Competition Groups_Occupancy Sensors
Commercial | Com ¦ Refrigerated Display Case Doors | 2026 | Economic | MW | Before Competition Groups | 9.2967 | 0 | 0 | 1728.1419 | 0.0053796 | 28 | Commercial_2026_Economic_MW_Before Competition Groups_28 | Refrigerated Display Case Doors | 0.538% | 0 | 9.2967 | Commercial_2026_Economic_MW_Before Competition Groups_Refrigerated Display Case Doors
Commercial | Com ¦ Refrigeration Optimization | 2026 | Technical | MW | Before Competition Groups | 13.8169 | 0 | 0 | 2707.9045 | 0.0051024 | 32 | Commercial_2026_Technical_MW_Before Competition Groups_32 | Refrigeration Optimization | 0.5102% | 0 | 13.8169 | Commercial_2026_Technical_MW_Before Competition Groups_Refrigeration Optimization
Commercial | Com ¦ Indoor Daylight Sensors/Photocell Dimming Control | 2026 | Technical | MW | Before Competition Groups | 13.7447 | 0 | 0 | 2707.9045 | 0.0050758 | 33 | Commercial_2026_Technical_MW_Before Competition Groups_33 | Indoor Daylight Sensors/Photocell Dimming Control | 0.5076% | 0 | 13.7447 | Commercial_2026_Technical_MW_Before Competition Groups_Indoor Daylight Sensors/Photocell Dimming Control
Commercial | Com ¦ Freezer Case Light Sensor | 2026 | Achievable | MW | Before Competition Groups | 1.9761 | 0 | 0 | 406.4846 | 0.0048613 | 27 | Commercial_2026_Achievable_MW_Before Competition Groups_27 | Freezer Case Light Sensor | 0.4861% | 0 | 1.9761 | Commercial_2026_Achievable_MW_Before Competition Groups_Freezer Case Light Sensor
Commercial | Com ¦ ECM MOTORS FOR EVAPORATOR FANS for refrigeration (WALK-IN) | 2026 | Technical | MW | Before Competition Groups | 12.9173 | 0 | 0 | 2707.9045 | 0.0047702 | 34 | Commercial_2026_Technical_MW_Before Competition Groups_34 | ECM MOTORS FOR EVAPORATOR FANS for refrigeration (WALK-IN) | 0.477% | 0 | 12.9173 | Commercial_2026_Technical_MW_Before Competition Groups_ECM MOTORS FOR EVAPORATOR FANS for refrigeration (WALK-IN)
Commercial | Com ¦ Demand Control Kitchen Ventilation | 2026 | Economic | MW | Before Competition Groups | 8.0899 | 0 | 0 | 1728.1419 | 0.0046813 | 29 | Commercial_2026_Economic_MW_Before Competition Groups_29 | Demand Control Kitchen Ventilation | 0.4681% | 0 | 8.0899 | Commercial_2026_Economic_MW_Before Competition Groups_Demand Control Kitchen Ventilation
Commercial | Com ¦ Reach-in Shaded Pole to ECM/PSC Evaporator Fan Motor | 2026 | Technical | MW | Before Competition Groups | 12.455 | 0 | 0 | 2707.9045 | 0.0045995 | 35 | Commercial_2026_Technical_MW_Before Competition Groups_35 | Reach-in Shaded Pole to ECM/PSC Evaporator Fan Motor | 0.4599% | 0 | 12.455 | Commercial_2026_Technical_MW_Before Competition Groups_Reach-in Shaded Pole to ECM/PSC Evaporator Fan Motor
Commercial | Com ¦ High R-Value Glass Doors/no-heat glass door | 2026 | Technical | MW | Before Competition Groups | 12.2881 | 0 | 0 | 2707.9045 | 0.0045379 | 36 | Commercial_2026_Technical_MW_Before Competition Groups_36 | High R-Value Glass Doors/no-heat glass door | 0.4538% | 0 | 12.2881 | Commercial_2026_Technical_MW_Before Competition Groups_High R-Value Glass Doors/no-heat glass door
Commercial | Com ¦ Demand Control Kitchen Ventilation | 2026 | Achievable | MW | Before Competition Groups | 1.7968 | 0 | 0 | 406.4846 | 0.0044203 | 28 | Commercial_2026_Achievable_MW_Before Competition Groups_28 | Demand Control Kitchen Ventilation | 0.442% | 0 | 1.7968 | Commercial_2026_Achievable_MW_Before Competition Groups_Demand Control Kitchen Ventilation
Commercial | Com ¦ ENERGY STAR LED LAMPS (General Service Lamps) | 2026 | Technical | MW | Before Competition Groups | 11.5545 | 0 | 0 | 2707.9045 | 0.004267 | 37 | Commercial_2026_Technical_MW_Before Competition Groups_37 | ENERGY STAR LED LAMPS (General Service Lamps) | 0.4267% | 0 | 11.5545 | Commercial_2026_Technical_MW_Before Competition Groups_ENERGY STAR LED LAMPS (General Service Lamps)
Commercial | Com ¦ ENERGY STAR FREEZER | 2026 | Technical | MW | Before Competition Groups | 11.4774 | 0 | 0 | 2707.9045 | 0.0042385 | 38 | Commercial_2026_Technical_MW_Before Competition Groups_38 | ENERGY STAR FREEZER | 0.4238% | 0 | 11.4774 | Commercial_2026_Technical_MW_Before Competition Groups_ENERGY STAR FREEZER
Commercial | Com ¦ Duct Insulation, R8 | 2026 | Achievable | MW | Before Competition Groups | 1.7007 | 0 | 0 | 406.4846 | 0.0041839 | 29 | Commercial_2026_Achievable_MW_Before Competition Groups_29 | Duct Insulation, R8 | 0.4184% | 0 | 1.7007 | Commercial_2026_Achievable_MW_Before Competition Groups_Duct Insulation, R8
Commercial | Com ¦ Freezer Case Light Sensor | 2026 | Technical | MW | Before Competition Groups | 11.2056 | 0 | 0 | 2707.9045 | 0.0041381 | 39 | Commercial_2026_Technical_MW_Before Competition Groups_39 | Freezer Case Light Sensor | 0.4138% | 0 | 11.2056 | Commercial_2026_Technical_MW_Before Competition Groups_Freezer Case Light Sensor
Commercial | Com ¦ Evaporator Fan Controls | 2026 | Technical | MW | Before Competition Groups | 10.9151 | 0 | 0 | 2707.9045 | 0.0040308 | 40 | Commercial_2026_Technical_MW_Before Competition Groups_40 | Evaporator Fan Controls | 0.4031% | 0 | 10.9151 | Commercial_2026_Technical_MW_Before Competition Groups_Evaporator Fan Controls
Commercial | Com ¦ LED street light fixture | 2026 | Achievable | MW | Before Competition Groups | 1.5595 | 0 | 0 | 406.4846 | 0.0038365 | 30 | Commercial_2026_Achievable_MW_Before Competition Groups_30 | LED street light fixture | 0.3837% | 0 | 1.5595 | Commercial_2026_Achievable_MW_Before Competition Groups_LED street light fixture
Commercial | Com ¦ Duct Insulation, R8 | 2026 | Economic | MW | Before Competition Groups | 6.5141 | 0 | 0 | 1728.1419 | 0.0037694 | 30 | Commercial_2026_Economic_MW_Before Competition Groups_30 | Duct Insulation, R8 | 0.3769% | 0 | 6.5141 | Commercial_2026_Economic_MW_Before Competition Groups_Duct Insulation, R8
Commercial | Com ¦ Chilled Water Optimization | 2026 | Technical | MW | Before Competition Groups | 10.1263 | 0 | 0 | 2707.9045 | 0.0037395 | 41 | Commercial_2026_Technical_MW_Before Competition Groups_41 | Chilled Water Optimization | 0.374% | 0 | 10.1263 | Commercial_2026_Technical_MW_Before Competition Groups_Chilled Water Optimization
Commercial | Com ¦ Unitary Air-Conditioning Unit | 2026 | Economic | MW | Before Competition Groups | 6.3112 | 0 | 0 | 1728.1419 | 0.003652 | 31 | Commercial_2026_Economic_MW_Before Competition Groups_31 | Unitary Air-Conditioning Unit | 0.3652% | 0 | 6.3112 | Commercial_2026_Economic_MW_Before Competition Groups_Unitary Air-Conditioning Unit
Commercial | Com ¦ Occupancy Sensors | 2026 | Technical | MW | Before Competition Groups | 9.6003 | 0 | 0 | 2707.9045 | 0.0035453 | 42 | Commercial_2026_Technical_MW_Before Competition Groups_42 | Occupancy Sensors | 0.3545% | 0 | 9.6003 | Commercial_2026_Technical_MW_Before Competition Groups_Occupancy Sensors
Commercial | Com ¦ Demand Control Kitchen Ventilation | 2026 | Technical | MW | Before Competition Groups | 9.2167 | 0 | 0 | 2707.9045 | 0.0034036 | 43 | Commercial_2026_Technical_MW_Before Competition Groups_43 | Demand Control Kitchen Ventilation | 0.3404% | 0 | 9.2167 | Commercial_2026_Technical_MW_Before Competition Groups_Demand Control Kitchen Ventilation
Commercial | Com ¦ Unitary Air-Conditioning Unit | 2026 | Achievable | MW | Before Competition Groups | 1.364 | 0 | 0 | 406.4846 | 0.0033556 | 31 | Commercial_2026_Achievable_MW_Before Competition Groups_31 | Unitary Air-Conditioning Unit | 0.3356% | 0 | 1.364 | Commercial_2026_Achievable_MW_Before Competition Groups_Unitary Air-Conditioning Unit
Commercial | Com ¦ ENERGY STAR Griddle (74% eff) | 2026 | Achievable | MW | Before Competition Groups | 1.3631 | 0 | 0 | 406.4846 | 0.0033534 | 32 | Commercial_2026_Achievable_MW_Before Competition Groups_32 | ENERGY STAR Griddle (74% eff) | 0.3353% | 0 | 1.3631 | Commercial_2026_Achievable_MW_Before Competition Groups_ENERGY STAR Griddle (74% eff)
Commercial | Com ¦ LED EXTERIOR AREA LIGHTS - LED fixture (200W) | 2026 | Economic | MW | Before Competition Groups | 5.5905 | 0 | 0 | 1728.1419 | 0.003235 | 32 | Commercial_2026_Economic_MW_Before Competition Groups_32 | LED EXTERIOR AREA LIGHTS - LED fixture (200W) | 0.3235% | 0 | 5.5905 | Commercial_2026_Economic_MW_Before Competition Groups_LED EXTERIOR AREA LIGHTS - LED fixture (200W)
Commercial | Com ¦ LED parking lot fixture | 2026 | Economic | MW | Before Competition Groups | 5.4516 | 0 | 0 | 1728.1419 | 0.0031546 | 33 | Commercial_2026_Economic_MW_Before Competition Groups_33 | LED parking lot fixture | 0.3155% | 0 | 5.4516 | Commercial_2026_Economic_MW_Before Competition Groups_LED parking lot fixture
Commercial | Com ¦ Refrigerated Display Case LED | 2026 | Achievable | MW | Before Competition Groups | 1.237 | 0 | 0 | 406.4846 | 0.0030431 | 33 | Commercial_2026_Achievable_MW_Before Competition Groups_33 | Refrigerated Display Case LED | 0.3043% | 0 | 1.237 | Commercial_2026_Achievable_MW_Before Competition Groups_Refrigerated Display Case LED
Commercial | Com ¦ Refrigeration Commissioning | 2026 | Technical | MW | Before Competition Groups | 7.6186 | 0 | 0 | 2707.9045 | 0.0028135 | 44 | Commercial_2026_Technical_MW_Before Competition Groups_44 | Refrigeration Commissioning | 0.2813% | 0 | 7.6186 | Commercial_2026_Technical_MW_Before Competition Groups_Refrigeration Commissioning
Commercial | Com ¦ Temperature Adjustment in Commercial Freezers | 2026 | Achievable | MW | Before Competition Groups | 1.0236 | 0 | 0 | 406.4846 | 0.0025183 | 34 | Commercial_2026_Achievable_MW_Before Competition Groups_34 | Temperature Adjustment in Commercial Freezers | 0.2518% | 0 | 1.0236 | Commercial_2026_Achievable_MW_Before Competition Groups_Temperature Adjustment in Commercial Freezers
Commercial | Com ¦ Duct Insulation, R8 | 2026 | Technical | MW | Before Competition Groups | 6.5141 | 0 | 0 | 2707.9045 | 0.0024056 | 45 | Commercial_2026_Technical_MW_Before Competition Groups_45 | Duct Insulation, R8 | 0.2406% | 0 | 6.5141 | Commercial_2026_Technical_MW_Before Competition Groups_Duct Insulation, R8
Commercial | Com ¦ Ground Source Heat Pump | 2026 | Technical | MW | Before Competition Groups | 6.4874 | 0 | 0 | 2707.9045 | 0.0023957 | 46 | Commercial_2026_Technical_MW_Before Competition Groups_46 | Ground Source Heat Pump | 0.2396% | 0 | 6.4874 | Commercial_2026_Technical_MW_Before Competition Groups_Ground Source Heat Pump
Commercial | Com ¦ ENERGY STAR ICE MACHINES - Ice Making Head | 2026 | Technical | MW | Before Competition Groups | 6.2728 | 0 | 0 | 2707.9045 | 0.0023165 | 47 | Commercial_2026_Technical_MW_Before Competition Groups_47 | ENERGY STAR ICE MACHINES - Ice Making Head | 0.2316% | 0 | 6.2728 | Commercial_2026_Technical_MW_Before Competition Groups_ENERGY STAR ICE MACHINES - Ice Making Head
Commercial | Com ¦ Temperature Adjustment in Commercial Freezers | 2026 | Economic | MW | Before Competition Groups | 3.9832 | 0 | 0 | 1728.1419 | 0.0023049 | 34 | Commercial_2026_Economic_MW_Before Competition Groups_34 | Temperature Adjustment in Commercial Freezers | 0.2305% | 0 | 3.9832 | Commercial_2026_Economic_MW_Before Competition Groups_Temperature Adjustment in Commercial Freezers
Commercial | Com ¦ Elec Storage WH 2.30 Et | 2026 | Economic | MW | Before Competition Groups | 3.9452 | 0 | 0 | 1728.1419 | 0.0022829 | 35 | Commercial_2026_Economic_MW_Before Competition Groups_35 | Elec Storage WH 2.30 Et | 0.2283% | 0 | 3.9452 | Commercial_2026_Economic_MW_Before Competition Groups_Elec Storage WH 2.30 Et
Commercial | Com ¦ BEVERAGE VENDING MACHINE CONTROLS | 2026 | Economic | MW | Before Competition Groups | 3.9374 | 0 | 0 | 1728.1419 | 0.0022784 | 36 | Commercial_2026_Economic_MW_Before Competition Groups_36 | BEVERAGE VENDING MACHINE CONTROLS | 0.2278% | 0 | 3.9374 | Commercial_2026_Economic_MW_Before Competition Groups_BEVERAGE VENDING MACHINE CONTROLS
Commercial | Com ¦ Vertical Night Covers | 2026 | Achievable | MW | Before Competition Groups | 0.84948 | 0 | 0 | 406.4846 | 0.0020898 | 35 | Commercial_2026_Achievable_MW_Before Competition Groups_35 | Vertical Night Covers | 0.209% | 0 | 0.84948 | Commercial_2026_Achievable_MW_Before Competition Groups_Vertical Night Covers
Commercial | Com ¦ LED EXTERIOR AREA LIGHTS - LED fixture (200W) | 2026 | Technical | MW | Before Competition Groups | 5.5905 | 0 | 0 | 2707.9045 | 0.0020645 | 48 | Commercial_2026_Technical_MW_Before Competition Groups_48 | LED EXTERIOR AREA LIGHTS - LED fixture (200W) | 0.2065% | 0 | 5.5905 | Commercial_2026_Technical_MW_Before Competition Groups_LED EXTERIOR AREA LIGHTS - LED fixture (200W)
Commercial | Com ¦ Energy Efficient Laboratory Fume Hood | 2026 | Achievable | MW | Before Competition Groups | 0.83599 | 0 | 0 | 406.4846 | 0.0020566 | 36 | Commercial_2026_Achievable_MW_Before Competition Groups_36 | Energy Efficient Laboratory Fume Hood | 0.2057% | 0 | 0.83599 | Commercial_2026_Achievable_MW_Before Competition Groups_Energy Efficient Laboratory Fume Hood
Commercial | Com ¦ ENERGY STAR Refrigerator | 2026 | Technical | MW | Before Competition Groups | 5.5076 | 0 | 0 | 2707.9045 | 0.0020339 | 49 | Commercial_2026_Technical_MW_Before Competition Groups_49 | ENERGY STAR Refrigerator | 0.2034% | 0 | 5.5076 | Commercial_2026_Technical_MW_Before Competition Groups_ENERGY STAR Refrigerator
Commercial | Com ¦ Elec Storage WH 2.30 Et | 2026 | Achievable | MW | Before Competition Groups | 0.82204 | 0 | 0 | 406.4846 | 0.0020223 | 37 | Commercial_2026_Achievable_MW_Before Competition Groups_37 | Elec Storage WH 2.30 Et | 0.2022% | 0 | 0.82204 | Commercial_2026_Achievable_MW_Before Competition Groups_Elec Storage WH 2.30 Et
Commercial | Com ¦ Networked/Connected - High Impact Application | 2026 | Economic | MW | Before Competition Groups | 3.4914 | 0 | 0 | 1728.1419 | 0.0020203 | 37 | Commercial_2026_Economic_MW_Before Competition Groups_37 | Networked/Connected - High Impact Application | 0.202% | 0 | 3.4914 | Commercial_2026_Economic_MW_Before Competition Groups_Networked/Connected - High Impact Application
Commercial | Com ¦ LED parking lot fixture | 2026 | Technical | MW | Before Competition Groups | 5.4516 | 0 | 0 | 2707.9045 | 0.0020132 | 50 | Commercial_2026_Technical_MW_Before Competition Groups_50 | LED parking lot fixture | 0.2013% | 0 | 5.4516 | Commercial_2026_Technical_MW_Before Competition Groups_LED parking lot fixture
Commercial | Com ¦ Occupancy Sensors | 2026 | Achievable | MW | Before Competition Groups | 0.80072 | 0 | 0 | 406.4846 | 0.0019699 | 38 | Commercial_2026_Achievable_MW_Before Competition Groups_38 | Occupancy Sensors | 0.197% | 0 | 0.80072 | Commercial_2026_Achievable_MW_Before Competition Groups_Occupancy Sensors
Commercial | Com ¦ LED street light fixture | 2026 | Economic | MW | Before Competition Groups | 3.3378 | 0 | 0 | 1728.1419 | 0.0019315 | 38 | Commercial_2026_Economic_MW_Before Competition Groups_38 | LED street light fixture | 0.1931% | 0 | 3.3378 | Commercial_2026_Economic_MW_Before Competition Groups_LED street light fixture
Commercial | Com ¦ Vertical Night Covers | 2026 | Economic | MW | Before Competition Groups | 3.3087 | 0 | 0 | 1728.1419 | 0.0019146 | 39 | Commercial_2026_Economic_MW_Before Competition Groups_39 | Vertical Night Covers | 0.1915% | 0 | 3.3087 | Commercial_2026_Economic_MW_Before Competition Groups_Vertical Night Covers
Commercial | Com ¦ CO Sensors for parking garage exhaust fans | 2026 | Achievable | MW | Before Competition Groups | 0.769 | 0 | 0 | 406.4846 | 0.0018918 | 39 | Commercial_2026_Achievable_MW_Before Competition Groups_39 | CO Sensors for parking garage exhaust fans | 0.1892% | 0 | 0.769 | Commercial_2026_Achievable_MW_Before Competition Groups_CO Sensors for parking garage exhaust fans
Commercial | Com ¦ BEVERAGE VENDING MACHINE CONTROLS | 2026 | Achievable | MW | Before Competition Groups | 0.76864 | 0 | 0 | 406.4846 | 0.001891 | 40 | Commercial_2026_Achievable_MW_Before Competition Groups_40 | BEVERAGE VENDING MACHINE CONTROLS | 0.1891% | 0 | 0.76864 | Commercial_2026_Achievable_MW_Before Competition Groups_BEVERAGE VENDING MACHINE CONTROLS
Commercial | Com ¦ Energy Efficient Laboratory Fume Hood | 2026 | Economic | MW | Before Competition Groups | 3.2034 | 0 | 0 | 1728.1419 | 0.0018537 | 40 | Commercial_2026_Economic_MW_Before Competition Groups_40 | Energy Efficient Laboratory Fume Hood | 0.1854% | 0 | 3.2034 | Commercial_2026_Economic_MW_Before Competition Groups_Energy Efficient Laboratory Fume Hood
Commercial | Com ¦ CO Sensors for parking garage exhaust fans | 2026 | Economic | MW | Before Competition Groups | 3.073 | 0 | 0 | 1728.1419 | 0.0017782 | 41 | Commercial_2026_Economic_MW_Before Competition Groups_41 | CO Sensors for parking garage exhaust fans | 0.1778% | 0 | 3.073 | Commercial_2026_Economic_MW_Before Competition Groups_CO Sensors for parking garage exhaust fans
Commercial | Com ¦ Water Heating (DHW) Pipe Insulation (Add 3/4\ Foam)" | 2026 | Achievable | MW | Before Competition Groups | 0.64469 | 0 | 0 | 406.4846 | 0.001586 | 41 | Commercial_2026_Achievable_MW_Before Competition Groups_41 | Water Heating (DHW) Pipe Insulation (Add 3/4\ Foam)" | 0.1586% | 0 | 0.64469 | Commercial_2026_Achievable_MW_Before Competition Groups_Water Heating (DHW) Pipe Insulation (Add 3/4\ Foam)"
Commercial | Com ¦ ENERGY STAR Griddle (74% eff) | 2026 | Economic | MW | Before Competition Groups | 2.6831 | 0 | 0 | 1728.1419 | 0.0015526 | 42 | Commercial_2026_Economic_MW_Before Competition Groups_42 | ENERGY STAR Griddle (74% eff) | 0.1553% | 0 | 2.6831 | Commercial_2026_Economic_MW_Before Competition Groups_ENERGY STAR Griddle (74% eff)
Commercial | Com ¦ Temperature Adjustment in Commercial Freezers | 2026 | Technical | MW | Before Competition Groups | 3.9832 | 0 | 0 | 2707.9045 | 0.001471 | 51 | Commercial_2026_Technical_MW_Before Competition Groups_51 | Temperature Adjustment in Commercial Freezers | 0.1471% | 0 | 3.9832 | Commercial_2026_Technical_MW_Before Competition Groups_Temperature Adjustment in Commercial Freezers
Commercial | Com ¦ Elec Storage WH 2.30 Et | 2026 | Technical | MW | Before Competition Groups | 3.9452 | 0 | 0 | 2707.9045 | 0.0014569 | 52 | Commercial_2026_Technical_MW_Before Competition Groups_52 | Elec Storage WH 2.30 Et | 0.1457% | 0 | 3.9452 | Commercial_2026_Technical_MW_Before Competition Groups_Elec Storage WH 2.30 Et
Commercial | Com ¦ BEVERAGE VENDING MACHINE CONTROLS | 2026 | Technical | MW | Before Competition Groups | 3.9374 | 0 | 0 | 2707.9045 | 0.001454 | 53 | Commercial_2026_Technical_MW_Before Competition Groups_53 | BEVERAGE VENDING MACHINE CONTROLS | 0.1454% | 0 | 3.9374 | Commercial_2026_Technical_MW_Before Competition Groups_BEVERAGE VENDING MACHINE CONTROLS
Commercial | Com ¦ Water Heating (DHW) Pipe Insulation (Add 3/4\ Foam)" | 2026 | Economic | MW | Before Competition Groups | 2.497 | 0 | 0 | 1728.1419 | 0.0014449 | 43 | Commercial_2026_Economic_MW_Before Competition Groups_43 | Water Heating (DHW) Pipe Insulation (Add 3/4\ Foam)" | 0.1445% | 0 | 2.497 | Commercial_2026_Economic_MW_Before Competition Groups_Water Heating (DHW) Pipe Insulation (Add 3/4\ Foam)"
Commercial | Com ¦ Roof Insulation/Ceiling Insulation (R25 Code to R35) | 2026 | Technical | MW | Before Competition Groups | 3.7524 | 0 | 0 | 2707.9045 | 0.0013857 | 54 | Commercial_2026_Technical_MW_Before Competition Groups_54 | Roof Insulation/Ceiling Insulation (R25 Code to R35) | 0.1386% | 0 | 3.7524 | Commercial_2026_Technical_MW_Before Competition Groups_Roof Insulation/Ceiling Insulation (R25 Code to R35)
Commercial | Com ¦ Outside Air Economizer | 2026 | Achievable | MW | Before Competition Groups | 0.5343 | 0 | 0 | 406.4846 | 0.0013144 | 42 | Commercial_2026_Achievable_MW_Before Competition Groups_42 | Outside Air Economizer | 0.1314% | 0 | 0.5343 | Commercial_2026_Achievable_MW_Before Competition Groups_Outside Air Economizer
Commercial | Com ¦ Water Source Heat Pump (4 ton) | 2026 | Technical | MW | Before Competition Groups | 3.4859 | 0 | 0 | 2707.9045 | 0.0012873 | 55 | Commercial_2026_Technical_MW_Before Competition Groups_55 | Water Source Heat Pump (4 ton) | 0.1287% | 0 | 3.4859 | Commercial_2026_Technical_MW_Before Competition Groups_Water Source Heat Pump (4 ton)
Commercial | Com ¦ LED street light fixture | 2026 | Technical | MW | Before Competition Groups | 3.3378 | 0 | 0 | 2707.9045 | 0.0012326 | 56 | Commercial_2026_Technical_MW_Before Competition Groups_56 | LED street light fixture | 0.1233% | 0 | 3.3378 | Commercial_2026_Technical_MW_Before Competition Groups_LED street light fixture
Commercial | Com ¦ Water Source Heat Pump (4 ton) | 2026 | Economic | MW | Before Competition Groups | 2.1283 | 0 | 0 | 1728.1419 | 0.0012316 | 44 | Commercial_2026_Economic_MW_Before Competition Groups_44 | Water Source Heat Pump (4 ton) | 0.1232% | 0 | 2.1283 | Commercial_2026_Economic_MW_Before Competition Groups_Water Source Heat Pump (4 ton)
Commercial | Com ¦ Vertical Night Covers | 2026 | Technical | MW | Before Competition Groups | 3.3087 | 0 | 0 | 2707.9045 | 0.0012219 | 57 | Commercial_2026_Technical_MW_Before Competition Groups_57 | Vertical Night Covers | 0.1222% | 0 | 3.3087 | Commercial_2026_Technical_MW_Before Competition Groups_Vertical Night Covers
Commercial | Com ¦ Energy Efficient Laboratory Fume Hood | 2026 | Technical | MW | Before Competition Groups | 3.2034 | 0 | 0 | 2707.9045 | 0.001183 | 58 | Commercial_2026_Technical_MW_Before Competition Groups_58 | Energy Efficient Laboratory Fume Hood | 0.1183% | 0 | 3.2034 | Commercial_2026_Technical_MW_Before Competition Groups_Energy Efficient Laboratory Fume Hood
Commercial | Com ¦ Anti-sweat heat (ASH) controls - Cooler/Freezer | 2026 | Technical | MW | Before Competition Groups | 3.1734 | 0 | 0 | 2707.9045 | 0.0011719 | 59 | Commercial_2026_Technical_MW_Before Competition Groups_59 | Anti-sweat heat (ASH) controls - Cooler/Freezer | 0.1172% | 0 | 3.1734 | Commercial_2026_Technical_MW_Before Competition Groups_Anti-sweat heat (ASH) controls - Cooler/Freezer
Commercial | Com ¦ Water Source Heat Pump (4 ton) | 2026 | Achievable | MW | Before Competition Groups | 0.46174 | 0 | 0 | 406.4846 | 0.0011359 | 43 | Commercial_2026_Achievable_MW_Before Competition Groups_43 | Water Source Heat Pump (4 ton) | 0.1136% | 0 | 0.46174 | Commercial_2026_Achievable_MW_Before Competition Groups_Water Source Heat Pump (4 ton)
Commercial | Com ¦ CO Sensors for parking garage exhaust fans | 2026 | Technical | MW | Before Competition Groups | 3.073 | 0 | 0 | 2707.9045 | 0.0011348 | 60 | Commercial_2026_Technical_MW_Before Competition Groups_60 | CO Sensors for parking garage exhaust fans | 0.1135% | 0 | 3.073 | Commercial_2026_Technical_MW_Before Competition Groups_CO Sensors for parking garage exhaust fans
Commercial | Com ¦ Suction Pipe Insulation Freezer/Refrigerator | 2026 | Achievable | MW | Before Competition Groups | 0.44069 | 0 | 0 | 406.4846 | 0.0010842 | 44 | Commercial_2026_Achievable_MW_Before Competition Groups_44 | Suction Pipe Insulation Freezer/Refrigerator | 0.1084% | 0 | 0.44069 | Commercial_2026_Achievable_MW_Before Competition Groups_Suction Pipe Insulation Freezer/Refrigerator
Commercial | Com ¦ Outside Air Economizer | 2026 | Economic | MW | Before Competition Groups | 1.7899 | 0 | 0 | 1728.1419 | 0.0010358 | 45 | Commercial_2026_Economic_MW_Before Competition Groups_45 | Outside Air Economizer | 0.1036% | 0 | 1.7899 | Commercial_2026_Economic_MW_Before Competition Groups_Outside Air Economizer
Commercial | Com ¦ Condensing Make Up Air Unit | 2026 | Achievable | MW | Before Competition Groups | 0.41789 | 0 | 0 | 406.4846 | 0.0010281 | 45 | Commercial_2026_Achievable_MW_Before Competition Groups_45 | Condensing Make Up Air Unit | 0.1028% | 0 | 0.41789 | Commercial_2026_Achievable_MW_Before Competition Groups_Condensing Make Up Air Unit
Commercial | Com ¦ Refrigerated Display Case LED | 2026 | Economic | MW | Before Competition Groups | 1.7481 | 0 | 0 | 1728.1419 | 0.0010115 | 46 | Commercial_2026_Economic_MW_Before Competition Groups_46 | Refrigerated Display Case LED | 0.1012% | 0 | 1.7481 | Commercial_2026_Economic_MW_Before Competition Groups_Refrigerated Display Case LED
Commercial | Com ¦ Suction Pipe Insulation Freezer/Refrigerator | 2026 | Economic | MW | Before Competition Groups | 1.7139 | 0 | 0 | 1728.1419 | 0.00099178 | 47 | Commercial_2026_Economic_MW_Before Competition Groups_47 | Suction Pipe Insulation Freezer/Refrigerator | 0.09918% | 0 | 1.7139 | Commercial_2026_Economic_MW_Before Competition Groups_Suction Pipe Insulation Freezer/Refrigerator
Commercial | Com ¦ ENERGY STAR Griddle (74% eff) | 2026 | Technical | MW | Before Competition Groups | 2.6831 | 0 | 0 | 2707.9045 | 0.00099084 | 61 | Commercial_2026_Technical_MW_Before Competition Groups_61 | ENERGY STAR Griddle (74% eff) | 0.09908% | 0 | 2.6831 | Commercial_2026_Technical_MW_Before Competition Groups_ENERGY STAR Griddle (74% eff)
Commercial | Com ¦ ENERGY STAR Fryer (84% eff) | 2026 | Achievable | MW | Before Competition Groups | 0.40143 | 0 | 0 | 406.4846 | 0.00098757 | 46 | Commercial_2026_Achievable_MW_Before Competition Groups_46 | ENERGY STAR Fryer (84% eff) | 0.09876% | 0 | 0.40143 | Commercial_2026_Achievable_MW_Before Competition Groups_ENERGY STAR Fryer (84% eff)
Commercial | Com ¦ Thermostat Setback | 2026 | Achievable | MW | Before Competition Groups | 0.3817 | 0 | 0 | 406.4846 | 0.00093903 | 47 | Commercial_2026_Achievable_MW_Before Competition Groups_47 | Thermostat Setback | 0.0939% | 0 | 0.3817 | Commercial_2026_Achievable_MW_Before Competition Groups_Thermostat Setback
Commercial | Com ¦ Water Heating (DHW) Pipe Insulation (Add 3/4\ Foam)" | 2026 | Technical | MW | Before Competition Groups | 2.497 | 0 | 0 | 2707.9045 | 0.00092212 | 62 | Commercial_2026_Technical_MW_Before Competition Groups_62 | Water Heating (DHW) Pipe Insulation (Add 3/4\ Foam)" | 0.09221% | 0 | 2.497 | Commercial_2026_Technical_MW_Before Competition Groups_Water Heating (DHW) Pipe Insulation (Add 3/4\ Foam)"
Commercial | Com ¦ Condensing Make Up Air Unit | 2026 | Technical | MW | Before Competition Groups | 2.393 | 0 | 0 | 2707.9045 | 0.0008837 | 63 | Commercial_2026_Technical_MW_Before Competition Groups_63 | Condensing Make Up Air Unit | 0.08837% | 0 | 2.393 | Commercial_2026_Technical_MW_Before Competition Groups_Condensing Make Up Air Unit
Commercial | Com ¦ Condensing Make Up Air Unit | 2026 | Economic | MW | Before Competition Groups | 1.5144 | 0 | 0 | 1728.1419 | 0.00087631 | 48 | Commercial_2026_Economic_MW_Before Competition Groups_48 | Condensing Make Up Air Unit | 0.08763% | 0 | 1.5144 | Commercial_2026_Economic_MW_Before Competition Groups_Condensing Make Up Air Unit
Commercial | Com ¦ Super-High Efficiency Furnaces (Emerging Tech) | 2026 | Technical | MW | Before Competition Groups | 2.3223 | 0 | 0 | 2707.9045 | 0.00085759 | 64 | Commercial_2026_Technical_MW_Before Competition Groups_64 | Super-High Efficiency Furnaces (Emerging Tech) | 0.08576% | 0 | 2.3223 | Commercial_2026_Technical_MW_Before Competition Groups_Super-High Efficiency Furnaces (Emerging Tech)
Commercial | Com ¦ Outside Air Economizer | 2026 | Technical | MW | Before Competition Groups | 1.7899 | 0 | 0 | 2707.9045 | 0.00066101 | 65 | Commercial_2026_Technical_MW_Before Competition Groups_65 | Outside Air Economizer | 0.0661% | 0 | 1.7899 | Commercial_2026_Technical_MW_Before Competition Groups_Outside Air Economizer
Commercial | Com ¦ ENERGY STAR Dishwasher | 2026 | Economic | MW | Before Competition Groups | 1.1098 | 0 | 0 | 1728.1419 | 0.00064221 | 49 | Commercial_2026_Economic_MW_Before Competition Groups_49 | ENERGY STAR Dishwasher | 0.06422% | 0 | 1.1098 | Commercial_2026_Economic_MW_Before Competition Groups_ENERGY STAR Dishwasher
Commercial | Com ¦ Suction Pipe Insulation Freezer/Refrigerator | 2026 | Technical | MW | Before Competition Groups | 1.7139 | 0 | 0 | 2707.9045 | 0.00063294 | 66 | Commercial_2026_Technical_MW_Before Competition Groups_66 | Suction Pipe Insulation Freezer/Refrigerator | 0.06329% | 0 | 1.7139 | Commercial_2026_Technical_MW_Before Competition Groups_Suction Pipe Insulation Freezer/Refrigerator
Commercial | Com ¦ ENERGY STAR Steam Cookers | 2026 | Achievable | MW | Before Competition Groups | 0.25371 | 0 | 0 | 406.4846 | 0.00062415 | 48 | Commercial_2026_Achievable_MW_Before Competition Groups_48 | ENERGY STAR Steam Cookers | 0.06241% | 0 | 0.25371 | Commercial_2026_Achievable_MW_Before Competition Groups_ENERGY STAR Steam Cookers
Commercial | Com ¦ Evaporator Coil Defrost (Cooler) | 2026 | Technical | MW | Before Competition Groups | 1.4593 | 0 | 0 | 2707.9045 | 0.00053891 | 67 | Commercial_2026_Technical_MW_Before Competition Groups_67 | Evaporator Coil Defrost (Cooler) | 0.05389% | 0 | 1.4593 | Commercial_2026_Technical_MW_Before Competition Groups_Evaporator Coil Defrost (Cooler)
Commercial | Com ¦ Ozone Laundry Treatment | 2026 | Achievable | MW | Before Competition Groups | 0.18998 | 0 | 0 | 406.4846 | 0.00046737 | 49 | Commercial_2026_Achievable_MW_Before Competition Groups_49 | Ozone Laundry Treatment | 0.04674% | 0 | 0.18998 | Commercial_2026_Achievable_MW_Before Competition Groups_Ozone Laundry Treatment
Commercial | Com ¦ ENERGY STAR Dishwasher | 2026 | Achievable | MW | Before Competition Groups | 0.18627 | 0 | 0 | 406.4846 | 0.00045826 | 50 | Commercial_2026_Achievable_MW_Before Competition Groups_50 | ENERGY STAR Dishwasher | 0.04583% | 0 | 0.18627 | Commercial_2026_Achievable_MW_Before Competition Groups_ENERGY STAR Dishwasher
Commercial | Com ¦ ENERGY STAR Fryer (84% eff) | 2026 | Economic | MW | Before Competition Groups | 0.77487 | 0 | 0 | 1728.1419 | 0.00044839 | 50 | Commercial_2026_Economic_MW_Before Competition Groups_50 | ENERGY STAR Fryer (84% eff) | 0.04484% | 0 | 0.77487 | Commercial_2026_Economic_MW_Before Competition Groups_ENERGY STAR Fryer (84% eff)
Commercial | Com ¦ Ozone Laundry Treatment | 2026 | Economic | MW | Before Competition Groups | 0.74779 | 0 | 0 | 1728.1419 | 0.00043271 | 51 | Commercial_2026_Economic_MW_Before Competition Groups_51 | Ozone Laundry Treatment | 0.04327% | 0 | 0.74779 | Commercial_2026_Economic_MW_Before Competition Groups_Ozone Laundry Treatment
Commercial | Com ¦ High Efficiency Small Instantaneous Water Heater | 2026 | Technical | MW | Before Competition Groups | 1.1226 | 0 | 0 | 2707.9045 | 0.00041456 | 68 | Commercial_2026_Technical_MW_Before Competition Groups_68 | High Efficiency Small Instantaneous Water Heater | 0.04146% | 0 | 1.1226 | Commercial_2026_Technical_MW_Before Competition Groups_High Efficiency Small Instantaneous Water Heater
Commercial | Com ¦ LED RECESSED DOWNLIGHTS | 2026 | Technical | MW | Before Competition Groups | 1.1136 | 0 | 0 | 2707.9045 | 0.00041126 | 69 | Commercial_2026_Technical_MW_Before Competition Groups_69 | LED RECESSED DOWNLIGHTS | 0.04113% | 0 | 1.1136 | Commercial_2026_Technical_MW_Before Competition Groups_LED RECESSED DOWNLIGHTS
Commercial | Com ¦ ENERGY STAR Dishwasher | 2026 | Technical | MW | Before Competition Groups | 1.1098 | 0 | 0 | 2707.9045 | 0.00040985 | 70 | Commercial_2026_Technical_MW_Before Competition Groups_70 | ENERGY STAR Dishwasher | 0.04098% | 0 | 1.1098 | Commercial_2026_Technical_MW_Before Competition Groups_ENERGY STAR Dishwasher
Commercial | Com ¦ ENERGY STAR Steam Cookers | 2026 | Economic | MW | Before Competition Groups | 0.50147 | 0 | 0 | 1728.1419 | 0.00029018 | 52 | Commercial_2026_Economic_MW_Before Competition Groups_52 | ENERGY STAR Steam Cookers | 0.02902% | 0 | 0.50147 | Commercial_2026_Economic_MW_Before Competition Groups_ENERGY STAR Steam Cookers
Commercial | Com ¦ Wall Insulation | 2026 | Technical | MW | Before Competition Groups | 0.7814 | 0 | 0 | 2707.9045 | 0.00028856 | 71 | Commercial_2026_Technical_MW_Before Competition Groups_71 | Wall Insulation | 0.02886% | 0 | 0.7814 | Commercial_2026_Technical_MW_Before Competition Groups_Wall Insulation
Commercial | Com ¦ ENERGY STAR Fryer (84% eff) | 2026 | Technical | MW | Before Competition Groups | 0.77487 | 0 | 0 | 2707.9045 | 0.00028615 | 72 | Commercial_2026_Technical_MW_Before Competition Groups_72 | ENERGY STAR Fryer (84% eff) | 0.02862% | 0 | 0.77487 | Commercial_2026_Technical_MW_Before Competition Groups_ENERGY STAR Fryer (84% eff)
Commercial | Com ¦ Solar Preheat Make up Air | 2026 | Technical | MW | Before Competition Groups | 0.7731 | 0 | 0 | 2707.9045 | 0.0002855 | 73 | Commercial_2026_Technical_MW_Before Competition Groups_73 | Solar Preheat Make up Air | 0.02855% | 0 | 0.7731 | Commercial_2026_Technical_MW_Before Competition Groups_Solar Preheat Make up Air
Commercial | Com ¦ Ozone Laundry Treatment | 2026 | Technical | MW | Before Competition Groups | 0.74779 | 0 | 0 | 2707.9045 | 0.00027615 | 74 | Commercial_2026_Technical_MW_Before Competition Groups_74 | Ozone Laundry Treatment | 0.02762% | 0 | 0.74779 | Commercial_2026_Technical_MW_Before Competition Groups_Ozone Laundry Treatment
Commercial | Com ¦ Room AC (w/ louvered sides) 14 SEER from 12 SEER code | 2026 | Technical | MW | Before Competition Groups | 0.70663 | 0 | 0 | 2707.9045 | 0.00026095 | 75 | Commercial_2026_Technical_MW_Before Competition Groups_75 | Room AC (w/ louvered sides) 14 SEER from 12 SEER code | 0.0261% | 0 | 0.70663 | Commercial_2026_Technical_MW_Before Competition Groups_Room AC (w/ louvered sides) 14 SEER from 12 SEER code
Commercial | Com ¦ Thermostat Setback | 2026 | Economic | MW | Before Competition Groups | 0.44965 | 0 | 0 | 1728.1419 | 0.00026019 | 53 | Commercial_2026_Economic_MW_Before Competition Groups_53 | Thermostat Setback | 0.02602% | 0 | 0.44965 | Commercial_2026_Economic_MW_Before Competition Groups_Thermostat Setback
Commercial | Com ¦ Efficient compressor motor | 2026 | Technical | MW | Before Competition Groups | 0.58976 | 0 | 0 | 2707.9045 | 0.00021779 | 76 | Commercial_2026_Technical_MW_Before Competition Groups_76 | Efficient compressor motor | 0.02178% | 0 | 0.58976 | Commercial_2026_Technical_MW_Before Competition Groups_Efficient compressor motor
Commercial | Com ¦ SYNCHRONOUS BELT | 2026 | Technical | MW | Before Competition Groups | 0.55836 | 0 | 0 | 2707.9045 | 0.0002062 | 77 | Commercial_2026_Technical_MW_Before Competition Groups_77 | SYNCHRONOUS BELT | 0.02062% | 0 | 0.55836 | Commercial_2026_Technical_MW_Before Competition Groups_SYNCHRONOUS BELT
Commercial | Com ¦ High Efficiency Small Instantaneous Water Heater | 2026 | Economic | MW | Before Competition Groups | 0.3432 | 0 | 0 | 1728.1419 | 0.00019859 | 54 | Commercial_2026_Economic_MW_Before Competition Groups_54 | High Efficiency Small Instantaneous Water Heater | 0.01986% | 0 | 0.3432 | Commercial_2026_Economic_MW_Before Competition Groups_High Efficiency Small Instantaneous Water Heater
Commercial | Com ¦ ECM MOTORS FOR HVAC APPLICATION (FAN-POWERED VAV BOX) | 2026 | Achievable | MW | Before Competition Groups | 0.0789 | 0 | 0 | 406.4846 | 0.0001941 | 51 | Commercial_2026_Achievable_MW_Before Competition Groups_51 | ECM MOTORS FOR HVAC APPLICATION (FAN-POWERED VAV BOX) | 0.01941% | 0 | 0.0789 | Commercial_2026_Achievable_MW_Before Competition Groups_ECM MOTORS FOR HVAC APPLICATION (FAN-POWERED VAV BOX)
Commercial | Com ¦ ENERGY STAR Steam Cookers | 2026 | Technical | MW | Before Competition Groups | 0.50147 | 0 | 0 | 2707.9045 | 0.00018519 | 78 | Commercial_2026_Technical_MW_Before Competition Groups_78 | ENERGY STAR Steam Cookers | 0.01852% | 0 | 0.50147 | Commercial_2026_Technical_MW_Before Competition Groups_ENERGY STAR Steam Cookers
Commercial | Com ¦ ECM MOTORS FOR HVAC APPLICATION (FAN-POWERED VAV BOX) | 2026 | Economic | MW | Before Competition Groups | 0.29545 | 0 | 0 | 1728.1419 | 0.00017096 | 55 | Commercial_2026_Economic_MW_Before Competition Groups_55 | ECM MOTORS FOR HVAC APPLICATION (FAN-POWERED VAV BOX) | 0.0171% | 0 | 0.29545 | Commercial_2026_Economic_MW_Before Competition Groups_ECM MOTORS FOR HVAC APPLICATION (FAN-POWERED VAV BOX)
Commercial | Com ¦ Thermostat Setback | 2026 | Technical | MW | Before Competition Groups | 0.44965 | 0 | 0 | 2707.9045 | 0.00016605 | 79 | Commercial_2026_Technical_MW_Before Competition Groups_79 | Thermostat Setback | 0.01661% | 0 | 0.44965 | Commercial_2026_Technical_MW_Before Competition Groups_Thermostat Setback
Commercial | Com ¦ PTAC (12 EER/10,000 BTU) | 2026 | Economic | MW | Before Competition Groups | 0.27587 | 0 | 0 | 1728.1419 | 0.00015963 | 56 | Commercial_2026_Economic_MW_Before Competition Groups_56 | PTAC (12 EER/10,000 BTU) | 0.01596% | 0 | 0.27587 | Commercial_2026_Economic_MW_Before Competition Groups_PTAC (12 EER/10,000 BTU)
Commercial | Com ¦ PTAC (12 EER/10,000 BTU) | 2026 | Technical | MW | Before Competition Groups | 0.3201 | 0 | 0 | 2707.9045 | 0.00011821 | 80 | Commercial_2026_Technical_MW_Before Competition Groups_80 | PTAC (12 EER/10,000 BTU) | 0.01182% | 0 | 0.3201 | Commercial_2026_Technical_MW_Before Competition Groups_PTAC (12 EER/10,000 BTU)
Commercial | Com ¦ HVAC Optimization | 2026 | Achievable | MW | Before Competition Groups | 0.047721 | 0 | 0 | 406.4846 | 0.0001174 | 52 | Commercial_2026_Achievable_MW_Before Competition Groups_52 | HVAC Optimization | 0.01174% | 0 | 0.047721 | Commercial_2026_Achievable_MW_Before Competition Groups_HVAC Optimization
Commercial | Com ¦ Demand controlled Circulating Systems | 2026 | Achievable | MW | Before Competition Groups | 0.044928 | 0 | 0 | 406.4846 | 0.00011053 | 53 | Commercial_2026_Achievable_MW_Before Competition Groups_53 | Demand controlled Circulating Systems | 0.01105% | 0 | 0.044928 | Commercial_2026_Achievable_MW_Before Competition Groups_Demand controlled Circulating Systems
Commercial | Com ¦ ECM MOTORS FOR HVAC APPLICATION (FAN-POWERED VAV BOX) | 2026 | Technical | MW | Before Competition Groups | 0.29653 | 0 | 0 | 2707.9045 | 0.00010951 | 81 | Commercial_2026_Technical_MW_Before Competition Groups_81 | ECM MOTORS FOR HVAC APPLICATION (FAN-POWERED VAV BOX) | 0.01095% | 0 | 0.29653 | Commercial_2026_Technical_MW_Before Competition Groups_ECM MOTORS FOR HVAC APPLICATION (FAN-POWERED VAV BOX)
Commercial | Com ¦ Auto Off Time Switch or Time Clock control | 2026 | Achievable | MW | Before Competition Groups | 0.043237 | 0 | 0 | 406.4846 | 0.00010637 | 54 | Commercial_2026_Achievable_MW_Before Competition Groups_54 | Auto Off Time Switch or Time Clock control | 0.01064% | 0 | 0.043237 | Commercial_2026_Achievable_MW_Before Competition Groups_Auto Off Time Switch or Time Clock control
Commercial | Com ¦ Auto Off Time Switch or Time Clock control | 2026 | Economic | MW | Before Competition Groups | 0.18026 | 0 | 0 | 1728.1419 | 0.00010431 | 57 | Commercial_2026_Economic_MW_Before Competition Groups_57 | Auto Off Time Switch or Time Clock control | 0.01043% | 0 | 0.18026 | Commercial_2026_Economic_MW_Before Competition Groups_Auto Off Time Switch or Time Clock control
Commercial | Com ¦ Notched V belts for HVAC Systems | 2026 | Technical | MW | Before Competition Groups | 0.27918 | 0 | 0 | 2707.9045 | 0.0001031 | 82 | Commercial_2026_Technical_MW_Before Competition Groups_82 | Notched V belts for HVAC Systems | 0.01031% | 0 | 0.27918 | Commercial_2026_Technical_MW_Before Competition Groups_Notched V belts for HVAC Systems
Commercial | Com ¦ Demand controlled Circulating Systems | 2026 | Economic | MW | Before Competition Groups | 0.16523 | 0 | 0 | 1728.1419 | 9.5614e-05 | 58 | Commercial_2026_Economic_MW_Before Competition Groups_58 | Demand controlled Circulating Systems | 0.009561% | 0 | 0.16523 | Commercial_2026_Economic_MW_Before Competition Groups_Demand controlled Circulating Systems
Commercial | Com ¦ CEE Tier 2/Energy Star Clothes Washers | 2026 | Achievable | MW | Before Competition Groups | 0.038498 | 0 | 0 | 406.4846 | 9.471e-05 | 55 | Commercial_2026_Achievable_MW_Before Competition Groups_55 | CEE Tier 2/Energy Star Clothes Washers | 0.009471% | 0 | 0.038498 | Commercial_2026_Achievable_MW_Before Competition Groups_CEE Tier 2/Energy Star Clothes Washers
Commercial | COM ¦ Ductless Mini-Split Heat Pumps | 2026 | Achievable | MW | Before Competition Groups | 0.035936 | 0 | 0 | 406.4846 | 8.8406e-05 | 56 | Commercial_2026_Achievable_MW_Before Competition Groups_56 | Ductless Mini-Split Heat Pumps | 0.008841% | 0 | 0.035936 | Commercial_2026_Achievable_MW_Before Competition Groups_Ductless Mini-Split Heat Pumps
Commercial | Com ¦ Solar Water Preheat (Pools/DHW) | 2026 | Economic | MW | Before Competition Groups | 0.14752 | 0 | 0 | 1728.1419 | 8.5365e-05 | 59 | Commercial_2026_Economic_MW_Before Competition Groups_59 | Solar Water Preheat (Pools/DHW) | 0.008536% | 0 | 0.14752 | Commercial_2026_Economic_MW_Before Competition Groups_Solar Water Preheat (Pools/DHW)
Commercial | COM ¦ Ductless Mini-Split Heat Pumps | 2026 | Economic | MW | Before Competition Groups | 0.14242 | 0 | 0 | 1728.1419 | 8.2412e-05 | 60 | Commercial_2026_Economic_MW_Before Competition Groups_60 | Ductless Mini-Split Heat Pumps | 0.008241% | 0 | 0.14242 | Commercial_2026_Economic_MW_Before Competition Groups_Ductless Mini-Split Heat Pumps
Commercial | Com ¦ HVAC Optimization | 2026 | Technical | MW | Before Competition Groups | 0.18138 | 0 | 0 | 2707.9045 | 6.6982e-05 | 83 | Commercial_2026_Technical_MW_Before Competition Groups_83 | HVAC Optimization | 0.006698% | 0 | 0.18138 | Commercial_2026_Technical_MW_Before Competition Groups_HVAC Optimization
Commercial | Com ¦ Auto Off Time Switch or Time Clock control | 2026 | Technical | MW | Before Competition Groups | 0.18026 | 0 | 0 | 2707.9045 | 6.6569e-05 | 84 | Commercial_2026_Technical_MW_Before Competition Groups_84 | Auto Off Time Switch or Time Clock control | 0.006657% | 0 | 0.18026 | Commercial_2026_Technical_MW_Before Competition Groups_Auto Off Time Switch or Time Clock control
Commercial | Com ¦ PTAC (12 EER/10,000 BTU) | 2026 | Achievable | MW | Before Competition Groups | 0.026759 | 0 | 0 | 406.4846 | 6.5831e-05 | 57 | Commercial_2026_Achievable_MW_Before Competition Groups_57 | PTAC (12 EER/10,000 BTU) | 0.006583% | 0 | 0.026759 | Commercial_2026_Achievable_MW_Before Competition Groups_PTAC (12 EER/10,000 BTU)
Commercial | Com ¦ HVAC Optimization | 2026 | Economic | MW | Before Competition Groups | 0.1103 | 0 | 0 | 1728.1419 | 6.3824e-05 | 61 | Commercial_2026_Economic_MW_Before Competition Groups_61 | HVAC Optimization | 0.006382% | 0 | 0.1103 | Commercial_2026_Economic_MW_Before Competition Groups_HVAC Optimization
Commercial | Com ¦ Low Flow Pre-Rinse Spray Nozzle | 2026 | Achievable | MW | Before Competition Groups | 0.025151 | 0 | 0 | 406.4846 | 6.1874e-05 | 58 | Commercial_2026_Achievable_MW_Before Competition Groups_58 | Low Flow Pre-Rinse Spray Nozzle | 0.006187% | 0 | 0.025151 | Commercial_2026_Achievable_MW_Before Competition Groups_Low Flow Pre-Rinse Spray Nozzle
Commercial | Com ¦ Demand controlled Circulating Systems | 2026 | Technical | MW | Before Competition Groups | 0.16523 | 0 | 0 | 2707.9045 | 6.1019e-05 | 85 | Commercial_2026_Technical_MW_Before Competition Groups_85 | Demand controlled Circulating Systems | 0.006102% | 0 | 0.16523 | Commercial_2026_Technical_MW_Before Competition Groups_Demand controlled Circulating Systems
Commercial | Com ¦ Solar Water Preheat (Pools/DHW) | 2026 | Technical | MW | Before Competition Groups | 0.14752 | 0 | 0 | 2707.9045 | 5.4478e-05 | 86 | Commercial_2026_Technical_MW_Before Competition Groups_86 | Solar Water Preheat (Pools/DHW) | 0.005448% | 0 | 0.14752 | Commercial_2026_Technical_MW_Before Competition Groups_Solar Water Preheat (Pools/DHW)
Commercial | Com ¦ Heat Pump Water Heater (50 Gallons) | 2026 | Technical | MW | Before Competition Groups | 0.1426 | 0 | 0 | 2707.9045 | 5.266e-05 | 87 | Commercial_2026_Technical_MW_Before Competition Groups_87 | Heat Pump Water Heater (50 Gallons) | 0.005266% | 0 | 0.1426 | Commercial_2026_Technical_MW_Before Competition Groups_Heat Pump Water Heater (50 Gallons)
Commercial | COM ¦ Ductless Mini-Split Heat Pumps | 2026 | Technical | MW | Before Competition Groups | 0.14242 | 0 | 0 | 2707.9045 | 5.2594e-05 | 88 | Commercial_2026_Technical_MW_Before Competition Groups_88 | Ductless Mini-Split Heat Pumps | 0.005259% | 0 | 0.14242 | Commercial_2026_Technical_MW_Before Competition Groups_Ductless Mini-Split Heat Pumps
Commercial | Com ¦ High Efficiency Chiller (avg of water and air cooled) | 2026 | Technical | MW | Before Competition Groups | 0.13466 | 0 | 0 | 2707.9045 | 4.9728e-05 | 89 | Commercial_2026_Technical_MW_Before Competition Groups_89 | High Efficiency Chiller (avg of water and air cooled) | 0.004973% | 0 | 0.13466 | Commercial_2026_Technical_MW_Before Competition Groups_High Efficiency Chiller (avg of water and air cooled)
Commercial | Com ¦ CEE Tier 2/Energy Star Clothes Washers | 2026 | Economic | MW | Before Competition Groups | 0.083624 | 0 | 0 | 1728.1419 | 4.8389e-05 | 62 | Commercial_2026_Economic_MW_Before Competition Groups_62 | CEE Tier 2/Energy Star Clothes Washers | 0.004839% | 0 | 0.083624 | Commercial_2026_Economic_MW_Before Competition Groups_CEE Tier 2/Energy Star Clothes Washers
Commercial | Com ¦ Commercial Hot Food Holding Cabinets | 2026 | Technical | MW | Before Competition Groups | 0.11651 | 0 | 0 | 2707.9045 | 4.3026e-05 | 90 | Commercial_2026_Technical_MW_Before Competition Groups_90 | Commercial Hot Food Holding Cabinets | 0.004303% | 0 | 0.11651 | Commercial_2026_Technical_MW_Before Competition Groups_Commercial Hot Food Holding Cabinets
Commercial | Com ¦ Low Flow Pre-Rinse Spray Nozzle | 2026 | Economic | MW | Before Competition Groups | 0.069647 | 0 | 0 | 1728.1419 | 4.0302e-05 | 63 | Commercial_2026_Economic_MW_Before Competition Groups_63 | Low Flow Pre-Rinse Spray Nozzle | 0.00403% | 0 | 0.069647 | Commercial_2026_Economic_MW_Before Competition Groups_Low Flow Pre-Rinse Spray Nozzle
Commercial | Com ¦ Wall Insulation | 2026 | Achievable | MW | Before Competition Groups | 0.015432 | 0 | 0 | 406.4846 | 3.7965e-05 | 59 | Commercial_2026_Achievable_MW_Before Competition Groups_59 | Wall Insulation | 0.003796% | 0 | 0.015432 | Commercial_2026_Achievable_MW_Before Competition Groups_Wall Insulation
Commercial | Com ¦ Condensing Unit Heaters or other Efficient Unit Heating System | 2026 | Achievable | MW | Before Competition Groups | 0.014665 | 0 | 0 | 406.4846 | 3.6078e-05 | 60 | Commercial_2026_Achievable_MW_Before Competition Groups_60 | Condensing Unit Heaters or other Efficient Unit Heating System | 0.003608% | 0 | 0.014665 | Commercial_2026_Achievable_MW_Before Competition Groups_Condensing Unit Heaters or other Efficient Unit Heating System
Commercial | Com ¦ Wall Insulation | 2026 | Economic | MW | Before Competition Groups | 0.058908 | 0 | 0 | 1728.1419 | 3.4088e-05 | 64 | Commercial_2026_Economic_MW_Before Competition Groups_64 | Wall Insulation | 0.003409% | 0 | 0.058908 | Commercial_2026_Economic_MW_Before Competition Groups_Wall Insulation
Commercial | Com ¦ Condensing Unit Heaters or other Efficient Unit Heating System | 2026 | Economic | MW | Before Competition Groups | 0.056449 | 0 | 0 | 1728.1419 | 3.2665e-05 | 65 | Commercial_2026_Economic_MW_Before Competition Groups_65 | Condensing Unit Heaters or other Efficient Unit Heating System | 0.003266% | 0 | 0.056449 | Commercial_2026_Economic_MW_Before Competition Groups_Condensing Unit Heaters or other Efficient Unit Heating System
Commercial | Com ¦ CEE Tier 2/Energy Star Clothes Washers | 2026 | Technical | MW | Before Competition Groups | 0.083624 | 0 | 0 | 2707.9045 | 3.0881e-05 | 91 | Commercial_2026_Technical_MW_Before Competition Groups_91 | CEE Tier 2/Energy Star Clothes Washers | 0.003088% | 0 | 0.083624 | Commercial_2026_Technical_MW_Before Competition Groups_CEE Tier 2/Energy Star Clothes Washers
Commercial | Com ¦ Solar Water Preheat (Pools/DHW) | 2026 | Achievable | MW | Before Competition Groups | 0.011516 | 0 | 0 | 406.4846 | 2.8332e-05 | 61 | Commercial_2026_Achievable_MW_Before Competition Groups_61 | Solar Water Preheat (Pools/DHW) | 0.002833% | 0 | 0.011516 | Commercial_2026_Achievable_MW_Before Competition Groups_Solar Water Preheat (Pools/DHW)
Commercial | Com ¦ Commercial Hot Food Holding Cabinets | 2026 | Economic | MW | Before Competition Groups | 0.044518 | 0 | 0 | 1728.1419 | 2.5761e-05 | 66 | Commercial_2026_Economic_MW_Before Competition Groups_66 | Commercial Hot Food Holding Cabinets | 0.002576% | 0 | 0.044518 | Commercial_2026_Economic_MW_Before Competition Groups_Commercial Hot Food Holding Cabinets
Commercial | Com ¦ Low Flow Pre-Rinse Spray Nozzle | 2026 | Technical | MW | Before Competition Groups | 0.069647 | 0 | 0 | 2707.9045 | 2.572e-05 | 92 | Commercial_2026_Technical_MW_Before Competition Groups_92 | Low Flow Pre-Rinse Spray Nozzle | 0.002572% | 0 | 0.069647 | Commercial_2026_Technical_MW_Before Competition Groups_Low Flow Pre-Rinse Spray Nozzle
Commercial | Com ¦ Commercial Hot Food Holding Cabinets | 2026 | Achievable | MW | Before Competition Groups | 0.010264 | 0 | 0 | 406.4846 | 2.525e-05 | 62 | Commercial_2026_Achievable_MW_Before Competition Groups_62 | Commercial Hot Food Holding Cabinets | 0.002525% | 0 | 0.010264 | Commercial_2026_Achievable_MW_Before Competition Groups_Commercial Hot Food Holding Cabinets
Commercial | Com ¦ Solar Electric Water Heater (50 Gallon) | 2026 | Technical | MW | Before Competition Groups | 0.058731 | 0 | 0 | 2707.9045 | 2.1689e-05 | 93 | Commercial_2026_Technical_MW_Before Competition Groups_93 | Solar Electric Water Heater (50 Gallon) | 0.002169% | 0 | 0.058731 | Commercial_2026_Technical_MW_Before Competition Groups_Solar Electric Water Heater (50 Gallon)
Commercial | Com ¦ Condensing Unit Heaters or other Efficient Unit Heating System | 2026 | Technical | MW | Before Competition Groups | 0.056449 | 0 | 0 | 2707.9045 | 2.0846e-05 | 94 | Commercial_2026_Technical_MW_Before Competition Groups_94 | Condensing Unit Heaters or other Efficient Unit Heating System | 0.002085% | 0 | 0.056449 | Commercial_2026_Technical_MW_Before Competition Groups_Condensing Unit Heaters or other Efficient Unit Heating System
Commercial | Com ¦ VSD Air Compressor | 2026 | Achievable | MW | Before Competition Groups | 0.0050022 | 0 | 0 | 406.4846 | 1.2306e-05 | 63 | Commercial_2026_Achievable_MW_Before Competition Groups_63 | VSD Air Compressor | 0.001231% | 0 | 0.0050022 | Commercial_2026_Achievable_MW_Before Competition Groups_VSD Air Compressor
Commercial | Com ¦ EC Plug Fan for Data Center (under cabinet) | 2026 | Technical | MW | Before Competition Groups | 0.027156 | 0 | 0 | 2707.9045 | 1.0029e-05 | 95 | Commercial_2026_Technical_MW_Before Competition Groups_95 | EC Plug Fan for Data Center (under cabinet) | 0.001003% | 0 | 0.027156 | Commercial_2026_Technical_MW_Before Competition Groups_EC Plug Fan for Data Center (under cabinet)
Commercial | Com ¦ VSD Air Compressor | 2026 | Economic | MW | Before Competition Groups | 0.01228 | 0 | 0 | 1728.1419 | 7.1059e-06 | 67 | Commercial_2026_Economic_MW_Before Competition Groups_67 | VSD Air Compressor | 0.0007106% | 0 | 0.01228 | Commercial_2026_Economic_MW_Before Competition Groups_VSD Air Compressor
Commercial | Com ¦ Exterior Photocell | 2026 | Technical | MW | Before Competition Groups | 0.018321 | 0 | 0 | 2707.9045 | 6.7656e-06 | 96 | Commercial_2026_Technical_MW_Before Competition Groups_96 | Exterior Photocell | 0.0006766% | 0 | 0.018321 | Commercial_2026_Technical_MW_Before Competition Groups_Exterior Photocell
Commercial | Com ¦ High Efficiency Chiller (avg of water and air cooled) | 2026 | Achievable | MW | Before Competition Groups | 0.0023343 | 0 | 0 | 406.4846 | 5.7428e-06 | 64 | Commercial_2026_Achievable_MW_Before Competition Groups_64 | High Efficiency Chiller (avg of water and air cooled) | 0.0005743% | 0 | 0.0023343 | Commercial_2026_Achievable_MW_Before Competition Groups_High Efficiency Chiller (avg of water and air cooled)
Commercial | Com ¦ VSD Air Compressor | 2026 | Technical | MW | Before Competition Groups | 0.01228 | 0 | 0 | 2707.9045 | 4.5349e-06 | 97 | Commercial_2026_Technical_MW_Before Competition Groups_97 | VSD Air Compressor | 0.0004535% | 0 | 0.01228 | Commercial_2026_Technical_MW_Before Competition Groups_VSD Air Compressor
Commercial | Com ¦ Air Curtains | 2026 | Achievable | MW | Before Competition Groups | 0.0016905 | 0 | 0 | 406.4846 | 4.1589e-06 | 65 | Commercial_2026_Achievable_MW_Before Competition Groups_65 | Air Curtains | 0.0004159% | 0 | 0.0016905 | Commercial_2026_Achievable_MW_Before Competition Groups_Air Curtains
Commercial | Com ¦ Air Curtains | 2026 | Economic | MW | Before Competition Groups | 0.0063883 | 0 | 0 | 1728.1419 | 3.6966e-06 | 68 | Commercial_2026_Economic_MW_Before Competition Groups_68 | Air Curtains | 0.0003697% | 0 | 0.0063883 | Commercial_2026_Economic_MW_Before Competition Groups_Air Curtains
Commercial | Com ¦ eCube | 2026 | Technical | MW | Before Competition Groups | 0.0095487 | 0 | 0 | 2707.9045 | 3.5262e-06 | 98 | Commercial_2026_Technical_MW_Before Competition Groups_98 | eCube | 0.0003526% | 0 | 0.0095487 | Commercial_2026_Technical_MW_Before Competition Groups_eCube
Commercial | Com ¦ High Efficiency Chiller (avg of water and air cooled) | 2026 | Economic | MW | Before Competition Groups | 0.0044489 | 0 | 0 | 1728.1419 | 2.5744e-06 | 69 | Commercial_2026_Economic_MW_Before Competition Groups_69 | High Efficiency Chiller (avg of water and air cooled) | 0.0002574% | 0 | 0.0044489 | Commercial_2026_Economic_MW_Before Competition Groups_High Efficiency Chiller (avg of water and air cooled)
Commercial | Com ¦ Energy Recovery Ventilation and Ventilation (Enhanced) | 2026 | Achievable | MW | Before Competition Groups | 0.0010251 | 0 | 0 | 406.4846 | 2.5218e-06 | 66 | Commercial_2026_Achievable_MW_Before Competition Groups_66 | Energy Recovery Ventilation and Ventilation (Enhanced) | 0.0002522% | 0 | 0.0010251 | Commercial_2026_Achievable_MW_Before Competition Groups_Energy Recovery Ventilation and Ventilation (Enhanced)
Commercial | Com ¦ Air Curtains | 2026 | Technical | MW | Before Competition Groups | 0.0063883 | 0 | 0 | 2707.9045 | 2.3591e-06 | 99 | Commercial_2026_Technical_MW_Before Competition Groups_99 | Air Curtains | 0.0002359% | 0 | 0.0063883 | Commercial_2026_Technical_MW_Before Competition Groups_Air Curtains
Commercial | Com ¦ EC Plug Fan for Data Center (under cabinet) | 2026 | Economic | MW | Before Competition Groups | 0.0027898 | 0 | 0 | 1728.1419 | 1.6143e-06 | 70 | Commercial_2026_Economic_MW_Before Competition Groups_70 | EC Plug Fan for Data Center (under cabinet) | 0.0001614% | 0 | 0.0027898 | Commercial_2026_Economic_MW_Before Competition Groups_EC Plug Fan for Data Center (under cabinet)
Commercial | Com ¦ EC Plug Fan for Data Center (under cabinet) | 2026 | Achievable | MW | Before Competition Groups | 0.0004375 | 0 | 0 | 406.4846 | 1.0763e-06 | 67 | Commercial_2026_Achievable_MW_Before Competition Groups_67 | EC Plug Fan for Data Center (under cabinet) | 0.0001076% | 0 | 0.0004375 | Commercial_2026_Achievable_MW_Before Competition Groups_EC Plug Fan for Data Center (under cabinet)
Commercial | Com ¦ High Efficiency Small Instantaneous Water Heater | 2026 | Achievable | MW | Before Competition Groups | 0.00025363 | 0 | 0 | 406.4846 | 6.2396e-07 | 68 | Commercial_2026_Achievable_MW_Before Competition Groups_68 | High Efficiency Small Instantaneous Water Heater | 6.24e-05% | 0 | 0.00025363 | Commercial_2026_Achievable_MW_Before Competition Groups_High Efficiency Small Instantaneous Water Heater
Commercial | Com ¦ Room AC (w/ louvered sides) 14 SEER from 12 SEER code | 2026 | Economic | MW | Before Competition Groups | 0.00090304 | 0 | 0 | 1728.1419 | 5.2255e-07 | 71 | Commercial_2026_Economic_MW_Before Competition Groups_71 | Room AC (w/ louvered sides) 14 SEER from 12 SEER code | 5.226e-05% | 0 | 0.00090304 | Commercial_2026_Economic_MW_Before Competition Groups_Room AC (w/ louvered sides) 14 SEER from 12 SEER code
Commercial | Com ¦ High Efficiency Induction Cooking | 2026 | Technical | MW | Before Competition Groups | 0.0010317 | 0 | 0 | 2707.9045 | 3.81e-07 | 100 | Commercial_2026_Technical_MW_Before Competition Groups_100 | High Efficiency Induction Cooking | 3.81e-05% | 0 | 0.0010317 | Commercial_2026_Technical_MW_Before Competition Groups_High Efficiency Induction Cooking
Commercial | Com ¦ Room AC (w/ louvered sides) 14 SEER from 12 SEER code | 2026 | Achievable | MW | Before Competition Groups | 0.00010698 | 0 | 0 | 406.4846 | 2.6319e-07 | 69 | Commercial_2026_Achievable_MW_Before Competition Groups_69 | Room AC (w/ louvered sides) 14 SEER from 12 SEER code | 2.632e-05% | 0 | 0.00010698 | Commercial_2026_Achievable_MW_Before Competition Groups_Room AC (w/ louvered sides) 14 SEER from 12 SEER code
Commercial | Com ¦ Electric Convection Combination Ovens | 2026 | Achievable | MW | Before Competition Groups | 9.6775e-05 | 0 | 0 | 406.4846 | 2.3808e-07 | 70 | Commercial_2026_Achievable_MW_Before Competition Groups_70 | Electric Convection Combination Ovens | 2.381e-05% | 0 | 9.6775e-05 | Commercial_2026_Achievable_MW_Before Competition Groups_Electric Convection Combination Ovens
Commercial | Com ¦ Electric Convection Combination Ovens | 2026 | Economic | MW | Before Competition Groups | 0.00015914 | 0 | 0 | 1728.1419 | 9.2087e-08 | 72 | Commercial_2026_Economic_MW_Before Competition Groups_72 | Electric Convection Combination Ovens | 9.209e-06% | 0 | 0.00015914 | Commercial_2026_Economic_MW_Before Competition Groups_Electric Convection Combination Ovens
Commercial | Com ¦ Electric Convection Combination Ovens | 2026 | Technical | MW | Before Competition Groups | 0.00015914 | 0 | 0 | 2707.9045 | 5.8769e-08 | 101 | Commercial_2026_Technical_MW_Before Competition Groups_101 | Electric Convection Combination Ovens | 5.877e-06% | 0 | 0.00015914 | Commercial_2026_Technical_MW_Before Competition Groups_Electric Convection Combination Ovens
Commercial | Com ¦ LLLC - Low Impact Application | 2026 | Achievable | MW | Before Competition Groups | 3.7414e-20 | 0 | 0 | 406.4846 | 9.2043e-23 | 71 | Commercial_2026_Achievable_MW_Before Competition Groups_71 | LLLC - Low Impact Application | 9.204e-21% | 0 | 3.7414e-20 | Commercial_2026_Achievable_MW_Before Competition Groups_LLLC - Low Impact Application
Commercial | Com ¦ LLLC - High Impact Application | 2026 | Achievable | MW | Before Competition Groups | 1.4926e-20 | 0 | 0 | 406.4846 | 3.6719e-23 | 72 | Commercial_2026_Achievable_MW_Before Competition Groups_72 | LLLC - High Impact Application | 3.672e-21% | 0 | 1.4926e-20 | Commercial_2026_Achievable_MW_Before Competition Groups_LLLC - High Impact Application
Commercial | Com ¦ Networked/Connected - High Impact Application | 2026 | Achievable | MW | Before Competition Groups | 5.7335e-23 | 0 | 0 | 406.4846 | 1.4105e-25 | 73 | Commercial_2026_Achievable_MW_Before Competition Groups_73 | Networked/Connected - High Impact Application | 1.411e-23% | 0 | 5.7335e-23 | Commercial_2026_Achievable_MW_Before Competition Groups_Networked/Connected - High Impact Application
Commercial | Com ¦ Door Gasket Freezer/Refrigerator | 2026 | Achievable | MW | Before Competition Groups | 0 | 0 | 0 | 406.4846 | 0 | 74 | Commercial_2026_Achievable_MW_Before Competition Groups_74 | Door Gasket Freezer/Refrigerator | 0% | 0 | 0 | Commercial_2026_Achievable_MW_Before Competition Groups_Door Gasket Freezer/Refrigerator
Commercial | Com ¦ Door Gasket Freezer/Refrigerator | 2026 | Economic | MW | Before Competition Groups | 0 | 0 | 0 | 1728.1419 | 0 | 73 | Commercial_2026_Economic_MW_Before Competition Groups_73 | Door Gasket Freezer/Refrigerator | 0% | 0 | 0 | Commercial_2026_Economic_MW_Before Competition Groups_Door Gasket Freezer/Refrigerator
Commercial | Com ¦ Efficient compressor motor | 2026 | Achievable | MW | Before Competition Groups | 0 | 0 | 0 | 406.4846 | 0 | 75 | Commercial_2026_Achievable_MW_Before Competition Groups_75 | Efficient compressor motor | 0% | 0 | 0 | Commercial_2026_Achievable_MW_Before Competition Groups_Efficient compressor motor
Commercial | Com ¦ Efficient compressor motor | 2026 | Economic | MW | Before Competition Groups | 0 | 0 | 0 | 1728.1419 | 0 | 74 | Commercial_2026_Economic_MW_Before Competition Groups_74 | Efficient compressor motor | 0% | 0 | 0 | Commercial_2026_Economic_MW_Before Competition Groups_Efficient compressor motor
Commercial | Com ¦ ENERGY STAR FREEZER | 2026 | Achievable | MW | Before Competition Groups | 0 | 0 | 0 | 406.4846 | 0 | 76 | Commercial_2026_Achievable_MW_Before Competition Groups_76 | ENERGY STAR FREEZER | 0% | 0 | 0 | Commercial_2026_Achievable_MW_Before Competition Groups_ENERGY STAR FREEZER
Commercial | Com ¦ ENERGY STAR FREEZER | 2026 | Economic | MW | Before Competition Groups | 0 | 0 | 0 | 1728.1419 | 0 | 75 | Commercial_2026_Economic_MW_Before Competition Groups_75 | ENERGY STAR FREEZER | 0% | 0 | 0 | Commercial_2026_Economic_MW_Before Competition Groups_ENERGY STAR FREEZER
Commercial | Com ¦ Ground Source Heat Pump | 2026 | Achievable | MW | Before Competition Groups | 0 | 0 | 0 | 406.4846 | 0 | 77 | Commercial_2026_Achievable_MW_Before Competition Groups_77 | Ground Source Heat Pump | 0% | 0 | 0 | Commercial_2026_Achievable_MW_Before Competition Groups_Ground Source Heat Pump
Commercial | Com ¦ Ground Source Heat Pump | 2026 | Economic | MW | Before Competition Groups | 0 | 0 | 0 | 1728.1419 | 0 | 76 | Commercial_2026_Economic_MW_Before Competition Groups_76 | Ground Source Heat Pump | 0% | 0 | 0 | Commercial_2026_Economic_MW_Before Competition Groups_Ground Source Heat Pump
Commercial | Com ¦ High R-Value Glass Doors/no-heat glass door | 2026 | Achievable | MW | Before Competition Groups | 0 | 0 | 0 | 406.4846 | 0 | 78 | Commercial_2026_Achievable_MW_Before Competition Groups_78 | High R-Value Glass Doors/no-heat glass door | 0% | 0 | 0 | Commercial_2026_Achievable_MW_Before Competition Groups_High R-Value Glass Doors/no-heat glass door
Commercial | Com ¦ High R-Value Glass Doors/no-heat glass door | 2026 | Economic | MW | Before Competition Groups | 0 | 0 | 0 | 1728.1419 | 0 | 77 | Commercial_2026_Economic_MW_Before Competition Groups_77 | High R-Value Glass Doors/no-heat glass door | 0% | 0 | 0 | Commercial_2026_Economic_MW_Before Competition Groups_High R-Value Glass Doors/no-heat glass door
Commercial | Com ¦ HOTEL OCCUPANCY CONTROLS (HVAC + LIGHTING) | 2026 | Achievable | MW | Before Competition Groups | 0 | 0 | 0 | 406.4846 | 0 | 79 | Commercial_2026_Achievable_MW_Before Competition Groups_79 | HOTEL OCCUPANCY CONTROLS (HVAC + LIGHTING) | 0% | 0 | 0 | Commercial_2026_Achievable_MW_Before Competition Groups_HOTEL OCCUPANCY CONTROLS (HVAC + LIGHTING)
Commercial | Com ¦ HOTEL OCCUPANCY CONTROLS (HVAC + LIGHTING) | 2026 | Economic | MW | Before Competition Groups | 0 | 0 | 0 | 1728.1419 | 0 | 78 | Commercial_2026_Economic_MW_Before Competition Groups_78 | HOTEL OCCUPANCY CONTROLS (HVAC + LIGHTING) | 0% | 0 | 0 | Commercial_2026_Economic_MW_Before Competition Groups_HOTEL OCCUPANCY CONTROLS (HVAC + LIGHTING)
Commercial | Com ¦ Indoor Daylight Sensors/Photocell Dimming Control | 2026 | Achievable | MW | Before Competition Groups | 0 | 0 | 0 | 406.4846 | 0 | 80 | Commercial_2026_Achievable_MW_Before Competition Groups_80 | Indoor Daylight Sensors/Photocell Dimming Control | 0% | 0 | 0 | Commercial_2026_Achievable_MW_Before Competition Groups_Indoor Daylight Sensors/Photocell Dimming Control
Commercial | Com ¦ Indoor Daylight Sensors/Photocell Dimming Control | 2026 | Economic | MW | Before Competition Groups | 0 | 0 | 0 | 1728.1419 | 0 | 79 | Commercial_2026_Economic_MW_Before Competition Groups_79 | Indoor Daylight Sensors/Photocell Dimming Control | 0% | 0 | 0 | Commercial_2026_Economic_MW_Before Competition Groups_Indoor Daylight Sensors/Photocell Dimming Control
Commercial | Com ¦ LED RECESSED DOWNLIGHTS | 2026 | Achievable | MW | Before Competition Groups | 0 | 0 | 0 | 406.4846 | 0 | 81 | Commercial_2026_Achievable_MW_Before Competition Groups_81 | LED RECESSED DOWNLIGHTS | 0% | 0 | 0 | Commercial_2026_Achievable_MW_Before Competition Groups_LED RECESSED DOWNLIGHTS
Commercial | Com ¦ LED RECESSED DOWNLIGHTS | 2026 | Economic | MW | Before Competition Groups | 0 | 0 | 0 | 1728.1419 | 0 | 80 | Commercial_2026_Economic_MW_Before Competition Groups_80 | LED RECESSED DOWNLIGHTS | 0% | 0 | 0 | Commercial_2026_Economic_MW_Before Competition Groups_LED RECESSED DOWNLIGHTS
Commercial | Com ¦ Networked/Connected - Low Impact Application | 2026 | Achievable | MW | Before Competition Groups | 0 | 0 | 0 | 406.4846 | 0 | 82 | Commercial_2026_Achievable_MW_Before Competition Groups_82 | Networked/Connected - Low Impact Application | 0% | 0 | 0 | Commercial_2026_Achievable_MW_Before Competition Groups_Networked/Connected - Low Impact Application
Commercial | Com ¦ Networked/Connected - Low Impact Application | 2026 | Economic | MW | Before Competition Groups | 0 | 0 | 0 | 1728.1419 | 0 | 81 | Commercial_2026_Economic_MW_Before Competition Groups_81 | Networked/Connected - Low Impact Application | 0% | 0 | 0 | Commercial_2026_Economic_MW_Before Competition Groups_Networked/Connected - Low Impact Application
Commercial | Com ¦ Notched V belts for HVAC Systems | 2026 | Achievable | MW | Before Competition Groups | 0 | 0 | 0 | 406.4846 | 0 | 83 | Commercial_2026_Achievable_MW_Before Competition Groups_83 | Notched V belts for HVAC Systems | 0% | 0 | 0 | Commercial_2026_Achievable_MW_Before Competition Groups_Notched V belts for HVAC Systems
Commercial | Com ¦ Notched V belts for HVAC Systems | 2026 | Economic | MW | Before Competition Groups | 0 | 0 | 0 | 1728.1419 | 0 | 82 | Commercial_2026_Economic_MW_Before Competition Groups_82 | Notched V belts for HVAC Systems | 0% | 0 | 0 | Commercial_2026_Economic_MW_Before Competition Groups_Notched V belts for HVAC Systems
Commercial | Com ¦ Refrigeration Commissioning | 2026 | Achievable | MW | Before Competition Groups | 0 | 0 | 0 | 406.4846 | 0 | 84 | Commercial_2026_Achievable_MW_Before Competition Groups_84 | Refrigeration Commissioning | 0% | 0 | 0 | Commercial_2026_Achievable_MW_Before Competition Groups_Refrigeration Commissioning
Commercial | Com ¦ Refrigeration Commissioning | 2026 | Economic | MW | Before Competition Groups | 0 | 0 | 0 | 1728.1419 | 0 | 83 | Commercial_2026_Economic_MW_Before Competition Groups_83 | Refrigeration Commissioning | 0% | 0 | 0 | Commercial_2026_Economic_MW_Before Competition Groups_Refrigeration Commissioning
Commercial | Com ¦ Roof Insulation/Ceiling Insulation (R25 Code to R35) | 2026 | Achievable | MW | Before Competition Groups | 0 | 0 | 0 | 406.4846 | 0 | 85 | Commercial_2026_Achievable_MW_Before Competition Groups_85 | Roof Insulation/Ceiling Insulation (R25 Code to R35) | 0% | 0 | 0 | Commercial_2026_Achievable_MW_Before Competition Groups_Roof Insulation/Ceiling Insulation (R25 Code to R35)
Commercial | Com ¦ Roof Insulation/Ceiling Insulation (R25 Code to R35) | 2026 | Economic | MW | Before Competition Groups | 0 | 0 | 0 | 1728.1419 | 0 | 84 | Commercial_2026_Economic_MW_Before Competition Groups_84 | Roof Insulation/Ceiling Insulation (R25 Code to R35) | 0% | 0 | 0 | Commercial_2026_Economic_MW_Before Competition Groups_Roof Insulation/Ceiling Insulation (R25 Code to R35)
Commercial | Com ¦ Super-High Efficiency Furnaces (Emerging Tech) | 2026 | Achievable | MW | Before Competition Groups | 0 | 0 | 0 | 406.4846 | 0 | 86 | Commercial_2026_Achievable_MW_Before Competition Groups_86 | Super-High Efficiency Furnaces (Emerging Tech) | 0% | 0 | 0 | Commercial_2026_Achievable_MW_Before Competition Groups_Super-High Efficiency Furnaces (Emerging Tech)
Commercial | Com ¦ Super-High Efficiency Furnaces (Emerging Tech) | 2026 | Economic | MW | Before Competition Groups | 0 | 0 | 0 | 1728.1419 | 0 | 85 | Commercial_2026_Economic_MW_Before Competition Groups_85 | Super-High Efficiency Furnaces (Emerging Tech) | 0% | 0 | 0 | Commercial_2026_Economic_MW_Before Competition Groups_Super-High Efficiency Furnaces (Emerging Tech)
Commercial | Com ¦ SYNCHRONOUS BELT | 2026 | Achievable | MW | Before Competition Groups | 0 | 0 | 0 | 406.4846 | 0 | 87 | Commercial_2026_Achievable_MW_Before Competition Groups_87 | SYNCHRONOUS BELT | 0% | 0 | 0 | Commercial_2026_Achievable_MW_Before Competition Groups_SYNCHRONOUS BELT
Commercial | Com ¦ SYNCHRONOUS BELT | 2026 | Economic | MW | Before Competition Groups | 0 | 0 | 0 | 1728.1419 | 0 | 86 | Commercial_2026_Economic_MW_Before Competition Groups_86 | SYNCHRONOUS BELT | 0% | 0 | 0 | Commercial_2026_Economic_MW_Before Competition Groups_SYNCHRONOUS BELT
Commercial | Com ¦ Variable Refrigerant Flow Heat Pump | 2026 | Achievable | MW | Before Competition Groups | 0 | 0 | 0 | 406.4846 | 0 | 88 | Commercial_2026_Achievable_MW_Before Competition Groups_88 | Variable Refrigerant Flow Heat Pump | 0% | 0 | 0 | Commercial_2026_Achievable_MW_Before Competition Groups_Variable Refrigerant Flow Heat Pump
Commercial | Com ¦ Variable Refrigerant Flow Heat Pump | 2026 | Economic | MW | Before Competition Groups | 0 | 0 | 0 | 1728.1419 | 0 | 87 | Commercial_2026_Economic_MW_Before Competition Groups_87 | Variable Refrigerant Flow Heat Pump | 0% | 0 | 0 | Commercial_2026_Economic_MW_Before Competition Groups_Variable Refrigerant Flow Heat Pump
Commercial | Com ¦ Building Recommissioning, Operations and Maintenance (O&M) Improvements | 2027 | Economic | MW | Before Competition Groups | 302.9389 | 0 | 0 | 1796.4225 | 0.16863 | 1 | Commercial_2027_Economic_MW_Before Competition Groups_1 | Building Recommissioning, Operations and Maintenance (O&M) Improvements | 16.86% | 0 | 302.9389 | Commercial_2027_Economic_MW_Before Competition Groups_Building Recommissioning, Operations and Maintenance (O&M) Improvements
Commercial | Com ¦ Education and Capacity Building/Energy Behavior | 2027 | Achievable | MW | Before Competition Groups | 81.7968 | 0 | 0 | 519.9213 | 0.15733 | 1 | Commercial_2027_Achievable_MW_Before Competition Groups_1 | Education and Capacity Building/Energy Behavior | 15.73% | 0 | 81.7968 | Commercial_2027_Achievable_MW_Before Competition Groups_Education and Capacity Building/Energy Behavior
Commercial | Com ¦ ENERGY STAR LED LAMPS (REFLECTOR LAMPs/MR16/PAR 16) | 2027 | Achievable | MW | Before Competition Groups | 79.2905 | 0 | 0 | 519.9213 | 0.1525 | 2 | Commercial_2027_Achievable_MW_Before Competition Groups_2 | ENERGY STAR LED LAMPS (REFLECTOR LAMPs/MR16/PAR 16) | 15.25% | 0 | 79.2905 | Commercial_2027_Achievable_MW_Before Competition Groups_ENERGY STAR LED LAMPS (REFLECTOR LAMPs/MR16/PAR 16)
Commercial | Com ¦ Education and Capacity Building/Energy Behavior | 2027 | Economic | MW | Before Competition Groups | 270.8733 | 0 | 0 | 1796.4225 | 0.15078 | 2 | Commercial_2027_Economic_MW_Before Competition Groups_2 | Education and Capacity Building/Energy Behavior | 15.08% | 0 | 270.8733 | Commercial_2027_Economic_MW_Before Competition Groups_Education and Capacity Building/Energy Behavior
Commercial | Com ¦ LED Low/High Bay | 2027 | Economic | MW | Before Competition Groups | 211.862 | 0 | 0 | 1796.4225 | 0.11794 | 3 | Commercial_2027_Economic_MW_Before Competition Groups_3 | LED Low/High Bay | 11.79% | 0 | 211.862 | Commercial_2027_Economic_MW_Before Competition Groups_LED Low/High Bay
Commercial | Com ¦ Building Recommissioning, Operations and Maintenance (O&M) Improvements | 2027 | Technical | MW | Before Competition Groups | 302.9389 | 0 | 0 | 2763.5107 | 0.10962 | 1 | Commercial_2027_Technical_MW_Before Competition Groups_1 | Building Recommissioning, Operations and Maintenance (O&M) Improvements | 10.96% | 0 | 302.9389 | Commercial_2027_Technical_MW_Before Competition Groups_Building Recommissioning, Operations and Maintenance (O&M) Improvements
Commercial | Com ¦ LED Low/High Bay | 2027 | Achievable | MW | Before Competition Groups | 52.4139 | 0 | 0 | 519.9213 | 0.10081 | 3 | Commercial_2027_Achievable_MW_Before Competition Groups_3 | LED Low/High Bay | 10.08% | 0 | 52.4139 | Commercial_2027_Achievable_MW_Before Competition Groups_LED Low/High Bay
Commercial | Com ¦ LED Troffer/Surface/Suspended | 2027 | Achievable | MW | Before Competition Groups | 51.564 | 0 | 0 | 519.9213 | 0.099177 | 4 | Commercial_2027_Achievable_MW_Before Competition Groups_4 | LED Troffer/Surface/Suspended | 9.918% | 0 | 51.564 | Commercial_2027_Achievable_MW_Before Competition Groups_LED Troffer/Surface/Suspended
Commercial | Com ¦ Education and Capacity Building/Energy Behavior | 2027 | Technical | MW | Before Competition Groups | 270.8733 | 0 | 0 | 2763.5107 | 0.098018 | 2 | Commercial_2027_Technical_MW_Before Competition Groups_2 | Education and Capacity Building/Energy Behavior | 9.802% | 0 | 270.8733 | Commercial_2027_Technical_MW_Before Competition Groups_Education and Capacity Building/Energy Behavior
Commercial | Com ¦ LED Troffer/Surface/Suspended | 2027 | Economic | MW | Before Competition Groups | 157.1956 | 0 | 0 | 1796.4225 | 0.087505 | 4 | Commercial_2027_Economic_MW_Before Competition Groups_4 | LED Troffer/Surface/Suspended | 8.75% | 0 | 157.1956 | Commercial_2027_Economic_MW_Before Competition Groups_LED Troffer/Surface/Suspended
Commercial | Com ¦ LED Low/High Bay | 2027 | Technical | MW | Before Competition Groups | 214.7703 | 0 | 0 | 2763.5107 | 0.077716 | 3 | Commercial_2027_Technical_MW_Before Competition Groups_3 | LED Low/High Bay | 7.772% | 0 | 214.7703 | Commercial_2027_Technical_MW_Before Competition Groups_LED Low/High Bay
Commercial | Com ¦ ENERGY STAR LED LAMPS (REFLECTOR LAMPs/MR16/PAR 16) | 2027 | Economic | MW | Before Competition Groups | 129.1392 | 0 | 0 | 1796.4225 | 0.071887 | 5 | Commercial_2027_Economic_MW_Before Competition Groups_5 | ENERGY STAR LED LAMPS (REFLECTOR LAMPs/MR16/PAR 16) | 7.189% | 0 | 129.1392 | Commercial_2027_Economic_MW_Before Competition Groups_ENERGY STAR LED LAMPS (REFLECTOR LAMPs/MR16/PAR 16)
Commercial | Com ¦ LED Troffer/Surface/Suspended | 2027 | Technical | MW | Before Competition Groups | 157.1956 | 0 | 0 | 2763.5107 | 0.056883 | 4 | Commercial_2027_Technical_MW_Before Competition Groups_4 | LED Troffer/Surface/Suspended | 5.688% | 0 | 157.1956 | Commercial_2027_Technical_MW_Before Competition Groups_LED Troffer/Surface/Suspended
Commercial | Com ¦ LED Replacement Lamp (Tube) | 2027 | Achievable | MW | Before Competition Groups | 29.4816 | 0 | 0 | 519.9213 | 0.056704 | 5 | Commercial_2027_Achievable_MW_Before Competition Groups_5 | LED Replacement Lamp (Tube) | 5.67% | 0 | 29.4816 | Commercial_2027_Achievable_MW_Before Competition Groups_LED Replacement Lamp (Tube)
Commercial | Com ¦ LLLC - Low Impact Application | 2027 | Technical | MW | Before Competition Groups | 148.2187 | 0 | 0 | 2763.5107 | 0.053634 | 5 | Commercial_2027_Technical_MW_Before Competition Groups_5 | LLLC - Low Impact Application | 5.363% | 0 | 148.2187 | Commercial_2027_Technical_MW_Before Competition Groups_LLLC - Low Impact Application
Commercial | Com ¦ Advanced BAS/Controllers | 2027 | Economic | MW | Before Competition Groups | 95.733 | 0 | 0 | 1796.4225 | 0.053291 | 6 | Commercial_2027_Economic_MW_Before Competition Groups_6 | Advanced BAS/Controllers | 5.329% | 0 | 95.733 | Commercial_2027_Economic_MW_Before Competition Groups_Advanced BAS/Controllers
Commercial | Com ¦ LLLC - High Impact Application | 2027 | Technical | MW | Before Competition Groups | 134.6331 | 0 | 0 | 2763.5107 | 0.048718 | 6 | Commercial_2027_Technical_MW_Before Competition Groups_6 | LLLC - High Impact Application | 4.872% | 0 | 134.6331 | Commercial_2027_Technical_MW_Before Competition Groups_LLLC - High Impact Application
Commercial | Com ¦ ENERGY STAR LED LAMPS (REFLECTOR LAMPs/MR16/PAR 16) | 2027 | Technical | MW | Before Competition Groups | 132.4293 | 0 | 0 | 2763.5107 | 0.047921 | 7 | Commercial_2027_Technical_MW_Before Competition Groups_7 | ENERGY STAR LED LAMPS (REFLECTOR LAMPs/MR16/PAR 16) | 4.792% | 0 | 132.4293 | Commercial_2027_Technical_MW_Before Competition Groups_ENERGY STAR LED LAMPS (REFLECTOR LAMPs/MR16/PAR 16)
Commercial | Com ¦ Networked/Connected - Low Impact Application | 2027 | Technical | MW | Before Competition Groups | 125.9051 | 0 | 0 | 2763.5107 | 0.04556 | 8 | Commercial_2027_Technical_MW_Before Competition Groups_8 | Networked/Connected - Low Impact Application | 4.556% | 0 | 125.9051 | Commercial_2027_Technical_MW_Before Competition Groups_Networked/Connected - Low Impact Application
Commercial | Com ¦ High Efficiency Air Source Heat Pump | 2027 | Economic | MW | Before Competition Groups | 77.4332 | 0 | 0 | 1796.4225 | 0.043104 | 7 | Commercial_2027_Economic_MW_Before Competition Groups_7 | High Efficiency Air Source Heat Pump | 4.31% | 0 | 77.4332 | Commercial_2027_Economic_MW_Before Competition Groups_High Efficiency Air Source Heat Pump
Commercial | Com ¦ Building Recommissioning, Operations and Maintenance (O&M) Improvements | 2027 | Achievable | MW | Before Competition Groups | 22.2656 | 0 | 0 | 519.9213 | 0.042825 | 6 | Commercial_2027_Achievable_MW_Before Competition Groups_6 | Building Recommissioning, Operations and Maintenance (O&M) Improvements | 4.283% | 0 | 22.2656 | Commercial_2027_Achievable_MW_Before Competition Groups_Building Recommissioning, Operations and Maintenance (O&M) Improvements
Commercial | Com ¦ Networked/Connected - High Impact Application | 2027 | Technical | MW | Before Competition Groups | 117.1358 | 0 | 0 | 2763.5107 | 0.042387 | 9 | Commercial_2027_Technical_MW_Before Competition Groups_9 | Networked/Connected - High Impact Application | 4.239% | 0 | 117.1358 | Commercial_2027_Technical_MW_Before Competition Groups_Networked/Connected - High Impact Application
Commercial | Com ¦ Variable Refrigerant Flow Heat Pump | 2027 | Technical | MW | Before Competition Groups | 111.3646 | 0 | 0 | 2763.5107 | 0.040298 | 10 | Commercial_2027_Technical_MW_Before Competition Groups_10 | Variable Refrigerant Flow Heat Pump | 4.03% | 0 | 111.3646 | Commercial_2027_Technical_MW_Before Competition Groups_Variable Refrigerant Flow Heat Pump
Commercial | Com ¦ High Efficiency Air Source Heat Pump | 2027 | Achievable | MW | Before Competition Groups | 20.8369 | 0 | 0 | 519.9213 | 0.040077 | 7 | Commercial_2027_Achievable_MW_Before Competition Groups_7 | High Efficiency Air Source Heat Pump | 4.008% | 0 | 20.8369 | Commercial_2027_Achievable_MW_Before Competition Groups_High Efficiency Air Source Heat Pump
Commercial | Com ¦ Central Lighting Control System | 2027 | Technical | MW | Before Competition Groups | 104.9536 | 0 | 0 | 2763.5107 | 0.037978 | 11 | Commercial_2027_Technical_MW_Before Competition Groups_11 | Central Lighting Control System | 3.798% | 0 | 104.9536 | Commercial_2027_Technical_MW_Before Competition Groups_Central Lighting Control System
Commercial | Com ¦ Advanced BAS/Controllers | 2027 | Technical | MW | Before Competition Groups | 95.733 | 0 | 0 | 2763.5107 | 0.034642 | 12 | Commercial_2027_Technical_MW_Before Competition Groups_12 | Advanced BAS/Controllers | 3.464% | 0 | 95.733 | Commercial_2027_Technical_MW_Before Competition Groups_Advanced BAS/Controllers
Commercial | Com ¦ Data Center Storage/Server Virtualization | 2027 | Achievable | MW | Before Competition Groups | 15.9153 | 0 | 0 | 519.9213 | 0.030611 | 8 | Commercial_2027_Achievable_MW_Before Competition Groups_8 | Data Center Storage/Server Virtualization | 3.061% | 0 | 15.9153 | Commercial_2027_Achievable_MW_Before Competition Groups_Data Center Storage/Server Virtualization
Commercial | Com ¦ High Efficiency Air Source Heat Pump | 2027 | Technical | MW | Before Competition Groups | 77.4332 | 0 | 0 | 2763.5107 | 0.02802 | 13 | Commercial_2027_Technical_MW_Before Competition Groups_13 | High Efficiency Air Source Heat Pump | 2.802% | 0 | 77.4332 | Commercial_2027_Technical_MW_Before Competition Groups_High Efficiency Air Source Heat Pump
Commercial | Com ¦ Adaptive Thermostats | 2027 | Achievable | MW | Before Competition Groups | 13.2692 | 0 | 0 | 519.9213 | 0.025522 | 9 | Commercial_2027_Achievable_MW_Before Competition Groups_9 | Adaptive Thermostats | 2.552% | 0 | 13.2692 | Commercial_2027_Achievable_MW_Before Competition Groups_Adaptive Thermostats
Commercial | Com ¦ Advanced BAS/Controllers | 2027 | Achievable | MW | Before Competition Groups | 12.2589 | 0 | 0 | 519.9213 | 0.023578 | 10 | Commercial_2027_Achievable_MW_Before Competition Groups_10 | Advanced BAS/Controllers | 2.358% | 0 | 12.2589 | Commercial_2027_Achievable_MW_Before Competition Groups_Advanced BAS/Controllers
Commercial | Com ¦ LED or Equivalent Sign Lighting | 2027 | Achievable | MW | Before Competition Groups | 12.2287 | 0 | 0 | 519.9213 | 0.02352 | 11 | Commercial_2027_Achievable_MW_Before Competition Groups_11 | LED or Equivalent Sign Lighting | 2.352% | 0 | 12.2287 | Commercial_2027_Achievable_MW_Before Competition Groups_LED or Equivalent Sign Lighting
Commercial | Com ¦ Furnace Tune-Up | 2027 | Achievable | MW | Before Competition Groups | 11.9209 | 0 | 0 | 519.9213 | 0.022928 | 12 | Commercial_2027_Achievable_MW_Before Competition Groups_12 | Furnace Tune-Up | 2.293% | 0 | 11.9209 | Commercial_2027_Achievable_MW_Before Competition Groups_Furnace Tune-Up
Commercial | Com ¦ Strip Curtains | 2027 | Achievable | MW | Before Competition Groups | 11.5093 | 0 | 0 | 519.9213 | 0.022137 | 13 | Commercial_2027_Achievable_MW_Before Competition Groups_13 | Strip Curtains | 2.214% | 0 | 11.5093 | Commercial_2027_Achievable_MW_Before Competition Groups_Strip Curtains
Commercial | Com ¦ LED Replacement Lamp (Tube) | 2027 | Economic | MW | Before Competition Groups | 38.3683 | 0 | 0 | 1796.4225 | 0.021358 | 8 | Commercial_2027_Economic_MW_Before Competition Groups_8 | LED Replacement Lamp (Tube) | 2.136% | 0 | 38.3683 | Commercial_2027_Economic_MW_Before Competition Groups_LED Replacement Lamp (Tube)
Commercial | Com ¦ Adaptive Thermostats | 2027 | Economic | MW | Before Competition Groups | 37.3634 | 0 | 0 | 1796.4225 | 0.020799 | 9 | Commercial_2027_Economic_MW_Before Competition Groups_9 | Adaptive Thermostats | 2.08% | 0 | 37.3634 | Commercial_2027_Economic_MW_Before Competition Groups_Adaptive Thermostats
Commercial | Com ¦ Furnace Tune-Up | 2027 | Economic | MW | Before Competition Groups | 34.4987 | 0 | 0 | 1796.4225 | 0.019204 | 10 | Commercial_2027_Economic_MW_Before Competition Groups_10 | Furnace Tune-Up | 1.92% | 0 | 34.4987 | Commercial_2027_Economic_MW_Before Competition Groups_Furnace Tune-Up
Commercial | Com ¦ Unitary Air-Conditioning Unit | 2027 | Technical | MW | Before Competition Groups | 52.6628 | 0 | 0 | 2763.5107 | 0.019056 | 14 | Commercial_2027_Technical_MW_Before Competition Groups_14 | Unitary Air-Conditioning Unit | 1.906% | 0 | 52.6628 | Commercial_2027_Technical_MW_Before Competition Groups_Unitary Air-Conditioning Unit
Commercial | Com ¦ Reach-in Shaded Pole to ECM/PSC Evaporator Fan Motor | 2027 | Achievable | MW | Before Competition Groups | 9.253 | 0 | 0 | 519.9213 | 0.017797 | 14 | Commercial_2027_Achievable_MW_Before Competition Groups_14 | Reach-in Shaded Pole to ECM/PSC Evaporator Fan Motor | 1.78% | 0 | 9.253 | Commercial_2027_Achievable_MW_Before Competition Groups_Reach-in Shaded Pole to ECM/PSC Evaporator Fan Motor
Commercial | Com ¦ Strip Curtains | 2027 | Economic | MW | Before Competition Groups | 30.6396 | 0 | 0 | 1796.4225 | 0.017056 | 11 | Commercial_2027_Economic_MW_Before Competition Groups_11 | Strip Curtains | 1.706% | 0 | 30.6396 | Commercial_2027_Economic_MW_Before Competition Groups_Strip Curtains
Commercial | Com ¦ LLLC - Low Impact Application | 2027 | Economic | MW | Before Competition Groups | 30.4774 | 0 | 0 | 1796.4225 | 0.016966 | 12 | Commercial_2027_Economic_MW_Before Competition Groups_12 | LLLC - Low Impact Application | 1.697% | 0 | 30.4774 | Commercial_2027_Economic_MW_Before Competition Groups_LLLC - Low Impact Application
Commercial | Com ¦ Variable Frequency Drive (VFD) | 2027 | Achievable | MW | Before Competition Groups | 8.5653 | 0 | 0 | 519.9213 | 0.016474 | 15 | Commercial_2027_Achievable_MW_Before Competition Groups_15 | Variable Frequency Drive (VFD) | 1.647% | 0 | 8.5653 | Commercial_2027_Achievable_MW_Before Competition Groups_Variable Frequency Drive (VFD)
Commercial | Com ¦ Data Center Storage/Server Virtualization | 2027 | Economic | MW | Before Competition Groups | 29.4907 | 0 | 0 | 1796.4225 | 0.016416 | 13 | Commercial_2027_Economic_MW_Before Competition Groups_13 | Data Center Storage/Server Virtualization | 1.642% | 0 | 29.4907 | Commercial_2027_Economic_MW_Before Competition Groups_Data Center Storage/Server Virtualization
Commercial | Com ¦ LLLC - High Impact Application | 2027 | Economic | MW | Before Competition Groups | 27.9996 | 0 | 0 | 1796.4225 | 0.015586 | 14 | Commercial_2027_Economic_MW_Before Competition Groups_14 | LLLC - High Impact Application | 1.559% | 0 | 27.9996 | Commercial_2027_Economic_MW_Before Competition Groups_LLLC - High Impact Application
Commercial | Com ¦ VFD on Pumps | 2027 | Achievable | MW | Before Competition Groups | 8.0365 | 0 | 0 | 519.9213 | 0.015457 | 16 | Commercial_2027_Achievable_MW_Before Competition Groups_16 | VFD on Pumps | 1.546% | 0 | 8.0365 | Commercial_2027_Achievable_MW_Before Competition Groups_VFD on Pumps
Commercial | Com ¦ Demand Control Ventilation | 2027 | Economic | MW | Before Competition Groups | 27.2187 | 0 | 0 | 1796.4225 | 0.015152 | 15 | Commercial_2027_Economic_MW_Before Competition Groups_15 | Demand Control Ventilation | 1.515% | 0 | 27.2187 | Commercial_2027_Economic_MW_Before Competition Groups_Demand Control Ventilation
Commercial | Com ¦ Adaptive Thermostats | 2027 | Technical | MW | Before Competition Groups | 40.2779 | 0 | 0 | 2763.5107 | 0.014575 | 15 | Commercial_2027_Technical_MW_Before Competition Groups_15 | Adaptive Thermostats | 1.457% | 0 | 40.2779 | Commercial_2027_Technical_MW_Before Competition Groups_Adaptive Thermostats
Commercial | Com ¦ Demand Control Ventilation | 2027 | Achievable | MW | Before Competition Groups | 7.2247 | 0 | 0 | 519.9213 | 0.013896 | 17 | Commercial_2027_Achievable_MW_Before Competition Groups_17 | Demand Control Ventilation | 1.39% | 0 | 7.2247 | Commercial_2027_Achievable_MW_Before Competition Groups_Demand Control Ventilation
Commercial | Com ¦ LED Replacement Lamp (Tube) | 2027 | Technical | MW | Before Competition Groups | 38.3683 | 0 | 0 | 2763.5107 | 0.013884 | 16 | Commercial_2027_Technical_MW_Before Competition Groups_16 | LED Replacement Lamp (Tube) | 1.388% | 0 | 38.3683 | Commercial_2027_Technical_MW_Before Competition Groups_LED Replacement Lamp (Tube)
Commercial | Com ¦ Smart Strip Plug Outlets | 2027 | Technical | MW | Before Competition Groups | 37.8796 | 0 | 0 | 2763.5107 | 0.013707 | 17 | Commercial_2027_Technical_MW_Before Competition Groups_17 | Smart Strip Plug Outlets | 1.371% | 0 | 37.8796 | Commercial_2027_Technical_MW_Before Competition Groups_Smart Strip Plug Outlets
Commercial | Com ¦ Variable Frequency Drive (VFD) | 2027 | Economic | MW | Before Competition Groups | 24.5205 | 0 | 0 | 1796.4225 | 0.01365 | 16 | Commercial_2027_Economic_MW_Before Competition Groups_16 | Variable Frequency Drive (VFD) | 1.365% | 0 | 24.5205 | Commercial_2027_Economic_MW_Before Competition Groups_Variable Frequency Drive (VFD)
Commercial | Com ¦ Centrally controlled desktop PC/NETWORK PC POWER MANAGEMENT SOFTWARE | 2027 | Achievable | MW | Before Competition Groups | 6.8726 | 0 | 0 | 519.9213 | 0.013219 | 18 | Commercial_2027_Achievable_MW_Before Competition Groups_18 | Centrally controlled desktop PC/NETWORK PC POWER MANAGEMENT SOFTWARE | 1.322% | 0 | 6.8726 | Commercial_2027_Achievable_MW_Before Competition Groups_Centrally controlled desktop PC/NETWORK PC POWER MANAGEMENT SOFTWARE
Commercial | Com ¦ VFD on Pumps | 2027 | Economic | MW | Before Competition Groups | 23.0527 | 0 | 0 | 1796.4225 | 0.012833 | 17 | Commercial_2027_Economic_MW_Before Competition Groups_17 | VFD on Pumps | 1.283% | 0 | 23.0527 | Commercial_2027_Economic_MW_Before Competition Groups_VFD on Pumps
Commercial | Com ¦ LED or Equivalent Sign Lighting | 2027 | Economic | MW | Before Competition Groups | 22.5704 | 0 | 0 | 1796.4225 | 0.012564 | 18 | Commercial_2027_Economic_MW_Before Competition Groups_18 | LED or Equivalent Sign Lighting | 1.256% | 0 | 22.5704 | Commercial_2027_Economic_MW_Before Competition Groups_LED or Equivalent Sign Lighting
Commercial | Com ¦ Furnace Tune-Up | 2027 | Technical | MW | Before Competition Groups | 34.4987 | 0 | 0 | 2763.5107 | 0.012484 | 18 | Commercial_2027_Technical_MW_Before Competition Groups_18 | Furnace Tune-Up | 1.248% | 0 | 34.4987 | Commercial_2027_Technical_MW_Before Competition Groups_Furnace Tune-Up
Commercial | Com ¦ Refrigerated Display Case Doors | 2027 | Achievable | MW | Before Competition Groups | 6.4618 | 0 | 0 | 519.9213 | 0.012428 | 19 | Commercial_2027_Achievable_MW_Before Competition Groups_19 | Refrigerated Display Case Doors | 1.243% | 0 | 6.4618 | Commercial_2027_Achievable_MW_Before Competition Groups_Refrigerated Display Case Doors
Commercial | Com ¦ Centrally controlled desktop PC/NETWORK PC POWER MANAGEMENT SOFTWARE | 2027 | Economic | MW | Before Competition Groups | 20.723 | 0 | 0 | 1796.4225 | 0.011536 | 19 | Commercial_2027_Economic_MW_Before Competition Groups_19 | Centrally controlled desktop PC/NETWORK PC POWER MANAGEMENT SOFTWARE | 1.154% | 0 | 20.723 | Commercial_2027_Economic_MW_Before Competition Groups_Centrally controlled desktop PC/NETWORK PC POWER MANAGEMENT SOFTWARE
Commercial | Com ¦ Strip Curtains | 2027 | Technical | MW | Before Competition Groups | 30.6396 | 0 | 0 | 2763.5107 | 0.011087 | 19 | Commercial_2027_Technical_MW_Before Competition Groups_19 | Strip Curtains | 1.109% | 0 | 30.6396 | Commercial_2027_Technical_MW_Before Competition Groups_Strip Curtains
Commercial | Com ¦ ENERGY STAR LED LAMPS (General Service Lamps) | 2027 | Achievable | MW | Before Competition Groups | 5.7 | 0 | 0 | 519.9213 | 0.010963 | 20 | Commercial_2027_Achievable_MW_Before Competition Groups_20 | ENERGY STAR LED LAMPS (General Service Lamps) | 1.096% | 0 | 5.7 | Commercial_2027_Achievable_MW_Before Competition Groups_ENERGY STAR LED LAMPS (General Service Lamps)
Commercial | Com ¦ Data Center Storage/Server Virtualization | 2027 | Technical | MW | Before Competition Groups | 29.4907 | 0 | 0 | 2763.5107 | 0.010671 | 20 | Commercial_2027_Technical_MW_Before Competition Groups_20 | Data Center Storage/Server Virtualization | 1.067% | 0 | 29.4907 | Commercial_2027_Technical_MW_Before Competition Groups_Data Center Storage/Server Virtualization
Commercial | Com ¦ Air Handler with Dedicated Outdoor Air Systems | 2027 | Economic | MW | Before Competition Groups | 19.1366 | 0 | 0 | 1796.4225 | 0.010653 | 20 | Commercial_2027_Economic_MW_Before Competition Groups_20 | Air Handler with Dedicated Outdoor Air Systems | 1.065% | 0 | 19.1366 | Commercial_2027_Economic_MW_Before Competition Groups_Air Handler with Dedicated Outdoor Air Systems
Commercial | Com ¦ Chilled Water Optimization | 2027 | Achievable | MW | Before Competition Groups | 5.3361 | 0 | 0 | 519.9213 | 0.010263 | 21 | Commercial_2027_Achievable_MW_Before Competition Groups_21 | Chilled Water Optimization | 1.026% | 0 | 5.3361 | Commercial_2027_Achievable_MW_Before Competition Groups_Chilled Water Optimization
Commercial | Com ¦ Demand Control Ventilation | 2027 | Technical | MW | Before Competition Groups | 27.6857 | 0 | 0 | 2763.5107 | 0.010018 | 21 | Commercial_2027_Technical_MW_Before Competition Groups_21 | Demand Control Ventilation | 1.002% | 0 | 27.6857 | Commercial_2027_Technical_MW_Before Competition Groups_Demand Control Ventilation
Commercial | Com ¦ Variable Frequency Drive (VFD) | 2027 | Technical | MW | Before Competition Groups | 24.5205 | 0 | 0 | 2763.5107 | 0.008873 | 22 | Commercial_2027_Technical_MW_Before Competition Groups_22 | Variable Frequency Drive (VFD) | 0.8873% | 0 | 24.5205 | Commercial_2027_Technical_MW_Before Competition Groups_Variable Frequency Drive (VFD)
Commercial | Com ¦ Refrigerated Display Case LED | 2027 | Technical | MW | Before Competition Groups | 24.2726 | 0 | 0 | 2763.5107 | 0.0087832 | 23 | Commercial_2027_Technical_MW_Before Competition Groups_23 | Refrigerated Display Case LED | 0.8783% | 0 | 24.2726 | Commercial_2027_Technical_MW_Before Competition Groups_Refrigerated Display Case LED
Commercial | Com ¦ Refrigerated Display Case Doors | 2027 | Technical | MW | Before Competition Groups | 24.1583 | 0 | 0 | 2763.5107 | 0.0087419 | 24 | Commercial_2027_Technical_MW_Before Competition Groups_24 | Refrigerated Display Case Doors | 0.8742% | 0 | 24.1583 | Commercial_2027_Technical_MW_Before Competition Groups_Refrigerated Display Case Doors
Commercial | Com ¦ Air Handler with Dedicated Outdoor Air Systems | 2027 | Achievable | MW | Before Competition Groups | 4.5302 | 0 | 0 | 519.9213 | 0.0087133 | 22 | Commercial_2027_Achievable_MW_Before Competition Groups_22 | Air Handler with Dedicated Outdoor Air Systems | 0.8713% | 0 | 4.5302 | Commercial_2027_Achievable_MW_Before Competition Groups_Air Handler with Dedicated Outdoor Air Systems
Commercial | Com ¦ Adding reflective (White) roof treatment or a green roof | 2027 | Technical | MW | Before Competition Groups | 23.9237 | 0 | 0 | 2763.5107 | 0.008657 | 25 | Commercial_2027_Technical_MW_Before Competition Groups_25 | Adding reflective (White) roof treatment or a green roof | 0.8657% | 0 | 23.9237 | Commercial_2027_Technical_MW_Before Competition Groups_Adding reflective (White) roof treatment or a green roof
Commercial | Com ¦ Reach-in Shaded Pole to ECM/PSC Evaporator Fan Motor | 2027 | Economic | MW | Before Competition Groups | 15.1523 | 0 | 0 | 1796.4225 | 0.0084347 | 21 | Commercial_2027_Economic_MW_Before Competition Groups_21 | Reach-in Shaded Pole to ECM/PSC Evaporator Fan Motor | 0.8435% | 0 | 15.1523 | Commercial_2027_Economic_MW_Before Competition Groups_Reach-in Shaded Pole to ECM/PSC Evaporator Fan Motor
Commercial | Com ¦ ECM MOTORS FOR EVAPORATOR FANS for refrigeration (WALK-IN) | 2027 | Achievable | MW | Before Competition Groups | 4.3579 | 0 | 0 | 519.9213 | 0.0083819 | 23 | Commercial_2027_Achievable_MW_Before Competition Groups_23 | ECM MOTORS FOR EVAPORATOR FANS for refrigeration (WALK-IN) | 0.8382% | 0 | 4.3579 | Commercial_2027_Achievable_MW_Before Competition Groups_ECM MOTORS FOR EVAPORATOR FANS for refrigeration (WALK-IN)
Commercial | Com ¦ VFD on Pumps | 2027 | Technical | MW | Before Competition Groups | 23.0527 | 0 | 0 | 2763.5107 | 0.0083418 | 26 | Commercial_2027_Technical_MW_Before Competition Groups_26 | VFD on Pumps | 0.8342% | 0 | 23.0527 | Commercial_2027_Technical_MW_Before Competition Groups_VFD on Pumps
Commercial | Com ¦ LED or Equivalent Sign Lighting | 2027 | Technical | MW | Before Competition Groups | 22.5704 | 0 | 0 | 2763.5107 | 0.0081673 | 27 | Commercial_2027_Technical_MW_Before Competition Groups_27 | LED or Equivalent Sign Lighting | 0.8167% | 0 | 22.5704 | Commercial_2027_Technical_MW_Before Competition Groups_LED or Equivalent Sign Lighting
Commercial | Com ¦ Centrally controlled desktop PC/NETWORK PC POWER MANAGEMENT SOFTWARE | 2027 | Technical | MW | Before Competition Groups | 20.723 | 0 | 0 | 2763.5107 | 0.0074988 | 28 | Commercial_2027_Technical_MW_Before Competition Groups_28 | Centrally controlled desktop PC/NETWORK PC POWER MANAGEMENT SOFTWARE | 0.7499% | 0 | 20.723 | Commercial_2027_Technical_MW_Before Competition Groups_Centrally controlled desktop PC/NETWORK PC POWER MANAGEMENT SOFTWARE
Commercial | Com ¦ Refrigerated Display Case Doors | 2027 | Economic | MW | Before Competition Groups | 13.4634 | 0 | 0 | 1796.4225 | 0.0074946 | 22 | Commercial_2027_Economic_MW_Before Competition Groups_22 | Refrigerated Display Case Doors | 0.7495% | 0 | 13.4634 | Commercial_2027_Economic_MW_Before Competition Groups_Refrigerated Display Case Doors
Commercial | Com ¦ Evaporator Fan Controls | 2027 | Achievable | MW | Before Competition Groups | 3.6719 | 0 | 0 | 519.9213 | 0.0070624 | 24 | Commercial_2027_Achievable_MW_Before Competition Groups_24 | Evaporator Fan Controls | 0.7062% | 0 | 3.6719 | Commercial_2027_Achievable_MW_Before Competition Groups_Evaporator Fan Controls
Commercial | Com ¦ ECM MOTORS FOR EVAPORATOR FANS for refrigeration (WALK-IN) | 2027 | Economic | MW | Before Competition Groups | 12.6577 | 0 | 0 | 1796.4225 | 0.0070461 | 23 | Commercial_2027_Economic_MW_Before Competition Groups_23 | ECM MOTORS FOR EVAPORATOR FANS for refrigeration (WALK-IN) | 0.7046% | 0 | 12.6577 | Commercial_2027_Economic_MW_Before Competition Groups_ECM MOTORS FOR EVAPORATOR FANS for refrigeration (WALK-IN)
Commercial | Com ¦ Air Handler with Dedicated Outdoor Air Systems | 2027 | Technical | MW | Before Competition Groups | 19.1366 | 0 | 0 | 2763.5107 | 0.0069247 | 29 | Commercial_2027_Technical_MW_Before Competition Groups_29 | Air Handler with Dedicated Outdoor Air Systems | 0.6925% | 0 | 19.1366 | Commercial_2027_Technical_MW_Before Competition Groups_Air Handler with Dedicated Outdoor Air Systems
Commercial | Com ¦ HOTEL OCCUPANCY CONTROLS (HVAC + LIGHTING) | 2027 | Technical | MW | Before Competition Groups | 19.0267 | 0 | 0 | 2763.5107 | 0.006885 | 30 | Commercial_2027_Technical_MW_Before Competition Groups_30 | HOTEL OCCUPANCY CONTROLS (HVAC + LIGHTING) | 0.6885% | 0 | 19.0267 | Commercial_2027_Technical_MW_Before Competition Groups_HOTEL OCCUPANCY CONTROLS (HVAC + LIGHTING)
Commercial | Com ¦ Chilled Water Optimization | 2027 | Economic | MW | Before Competition Groups | 12.3373 | 0 | 0 | 1796.4225 | 0.0068677 | 24 | Commercial_2027_Economic_MW_Before Competition Groups_24 | Chilled Water Optimization | 0.6868% | 0 | 12.3373 | Commercial_2027_Economic_MW_Before Competition Groups_Chilled Water Optimization
Commercial | Com ¦ Door Gasket Freezer/Refrigerator | 2027 | Technical | MW | Before Competition Groups | 18.9769 | 0 | 0 | 2763.5107 | 0.0068669 | 31 | Commercial_2027_Technical_MW_Before Competition Groups_31 | Door Gasket Freezer/Refrigerator | 0.6867% | 0 | 18.9769 | Commercial_2027_Technical_MW_Before Competition Groups_Door Gasket Freezer/Refrigerator
Commercial | Com ¦ LED EXTERIOR AREA LIGHTS - LED fixture (200W) | 2027 | Achievable | MW | Before Competition Groups | 3.2639 | 0 | 0 | 519.9213 | 0.0062777 | 25 | Commercial_2027_Achievable_MW_Before Competition Groups_25 | LED EXTERIOR AREA LIGHTS - LED fixture (200W) | 0.6278% | 0 | 3.2639 | Commercial_2027_Achievable_MW_Before Competition Groups_LED EXTERIOR AREA LIGHTS - LED fixture (200W)
Commercial | Com ¦ LED parking lot fixture | 2027 | Achievable | MW | Before Competition Groups | 3.2207 | 0 | 0 | 519.9213 | 0.0061945 | 26 | Commercial_2027_Achievable_MW_Before Competition Groups_26 | LED parking lot fixture | 0.6195% | 0 | 3.2207 | Commercial_2027_Achievable_MW_Before Competition Groups_LED parking lot fixture
Commercial | Com ¦ Freezer Case Light Sensor | 2027 | Economic | MW | Before Competition Groups | 10.9804 | 0 | 0 | 1796.4225 | 0.0061124 | 25 | Commercial_2027_Economic_MW_Before Competition Groups_25 | Freezer Case Light Sensor | 0.6112% | 0 | 10.9804 | Commercial_2027_Economic_MW_Before Competition Groups_Freezer Case Light Sensor
Commercial | Com ¦ Evaporator Fan Controls | 2027 | Economic | MW | Before Competition Groups | 10.6957 | 0 | 0 | 1796.4225 | 0.0059539 | 26 | Commercial_2027_Economic_MW_Before Competition Groups_26 | Evaporator Fan Controls | 0.5954% | 0 | 10.6957 | Commercial_2027_Economic_MW_Before Competition Groups_Evaporator Fan Controls
Commercial | Com ¦ ENERGY STAR LED LAMPS (General Service Lamps) | 2027 | Economic | MW | Before Competition Groups | 10.1777 | 0 | 0 | 1796.4225 | 0.0056655 | 27 | Commercial_2027_Economic_MW_Before Competition Groups_27 | ENERGY STAR LED LAMPS (General Service Lamps) | 0.5666% | 0 | 10.1777 | Commercial_2027_Economic_MW_Before Competition Groups_ENERGY STAR LED LAMPS (General Service Lamps)
Commercial | Com ¦ Refrigeration Optimization | 2027 | Technical | MW | Before Competition Groups | 15.216 | 0 | 0 | 2763.5107 | 0.005506 | 32 | Commercial_2027_Technical_MW_Before Competition Groups_32 | Refrigeration Optimization | 0.5506% | 0 | 15.216 | Commercial_2027_Technical_MW_Before Competition Groups_Refrigeration Optimization
Commercial | Com ¦ Reach-in Shaded Pole to ECM/PSC Evaporator Fan Motor | 2027 | Technical | MW | Before Competition Groups | 15.1523 | 0 | 0 | 2763.5107 | 0.005483 | 33 | Commercial_2027_Technical_MW_Before Competition Groups_33 | Reach-in Shaded Pole to ECM/PSC Evaporator Fan Motor | 0.5483% | 0 | 15.1523 | Commercial_2027_Technical_MW_Before Competition Groups_Reach-in Shaded Pole to ECM/PSC Evaporator Fan Motor
Commercial | Com ¦ Freezer Case Light Sensor | 2027 | Achievable | MW | Before Competition Groups | 2.8241 | 0 | 0 | 519.9213 | 0.0054317 | 27 | Commercial_2027_Achievable_MW_Before Competition Groups_27 | Freezer Case Light Sensor | 0.5432% | 0 | 2.8241 | Commercial_2027_Achievable_MW_Before Competition Groups_Freezer Case Light Sensor
Commercial | Com ¦ Occupancy Sensors | 2027 | Economic | MW | Before Competition Groups | 9.6667 | 0 | 0 | 1796.4225 | 0.0053811 | 28 | Commercial_2027_Economic_MW_Before Competition Groups_28 | Occupancy Sensors | 0.5381% | 0 | 9.6667 | Commercial_2027_Economic_MW_Before Competition Groups_Occupancy Sensors
Commercial | Com ¦ Indoor Daylight Sensors/Photocell Dimming Control | 2027 | Technical | MW | Before Competition Groups | 13.8391 | 0 | 0 | 2763.5107 | 0.0050078 | 34 | Commercial_2027_Technical_MW_Before Competition Groups_34 | Indoor Daylight Sensors/Photocell Dimming Control | 0.5008% | 0 | 13.8391 | Commercial_2027_Technical_MW_Before Competition Groups_Indoor Daylight Sensors/Photocell Dimming Control
Commercial | Com ¦ Demand Control Kitchen Ventilation | 2027 | Economic | MW | Before Competition Groups | 8.5391 | 0 | 0 | 1796.4225 | 0.0047534 | 29 | Commercial_2027_Economic_MW_Before Competition Groups_29 | Demand Control Kitchen Ventilation | 0.4753% | 0 | 8.5391 | Commercial_2027_Economic_MW_Before Competition Groups_Demand Control Kitchen Ventilation
Commercial | Com ¦ Demand Control Kitchen Ventilation | 2027 | Achievable | MW | Before Competition Groups | 2.4373 | 0 | 0 | 519.9213 | 0.0046878 | 28 | Commercial_2027_Achievable_MW_Before Competition Groups_28 | Demand Control Kitchen Ventilation | 0.4688% | 0 | 2.4373 | Commercial_2027_Achievable_MW_Before Competition Groups_Demand Control Kitchen Ventilation
Commercial | Com ¦ Unitary Air-Conditioning Unit | 2027 | Economic | MW | Before Competition Groups | 8.4162 | 0 | 0 | 1796.4225 | 0.004685 | 30 | Commercial_2027_Economic_MW_Before Competition Groups_30 | Unitary Air-Conditioning Unit | 0.4685% | 0 | 8.4162 | Commercial_2027_Economic_MW_Before Competition Groups_Unitary Air-Conditioning Unit
Commercial | Com ¦ ECM MOTORS FOR EVAPORATOR FANS for refrigeration (WALK-IN) | 2027 | Technical | MW | Before Competition Groups | 12.6577 | 0 | 0 | 2763.5107 | 0.0045803 | 35 | Commercial_2027_Technical_MW_Before Competition Groups_35 | ECM MOTORS FOR EVAPORATOR FANS for refrigeration (WALK-IN) | 0.458% | 0 | 12.6577 | Commercial_2027_Technical_MW_Before Competition Groups_ECM MOTORS FOR EVAPORATOR FANS for refrigeration (WALK-IN)
Commercial | Com ¦ Chilled Water Optimization | 2027 | Technical | MW | Before Competition Groups | 12.3373 | 0 | 0 | 2763.5107 | 0.0044644 | 36 | Commercial_2027_Technical_MW_Before Competition Groups_36 | Chilled Water Optimization | 0.4464% | 0 | 12.3373 | Commercial_2027_Technical_MW_Before Competition Groups_Chilled Water Optimization
Commercial | Com ¦ Unitary Air-Conditioning Unit | 2027 | Achievable | MW | Before Competition Groups | 2.312 | 0 | 0 | 519.9213 | 0.0044468 | 29 | Commercial_2027_Achievable_MW_Before Competition Groups_29 | Unitary Air-Conditioning Unit | 0.4447% | 0 | 2.312 | Commercial_2027_Achievable_MW_Before Competition Groups_Unitary Air-Conditioning Unit
Commercial | Com ¦ ENERGY STAR FREEZER | 2027 | Technical | MW | Before Competition Groups | 12.0441 | 0 | 0 | 2763.5107 | 0.0043583 | 37 | Commercial_2027_Technical_MW_Before Competition Groups_37 | ENERGY STAR FREEZER | 0.4358% | 0 | 12.0441 | Commercial_2027_Technical_MW_Before Competition Groups_ENERGY STAR FREEZER
Commercial | Com ¦ High R-Value Glass Doors/no-heat glass door | 2027 | Technical | MW | Before Competition Groups | 12.0411 | 0 | 0 | 2763.5107 | 0.0043572 | 38 | Commercial_2027_Technical_MW_Before Competition Groups_38 | High R-Value Glass Doors/no-heat glass door | 0.4357% | 0 | 12.0411 | Commercial_2027_Technical_MW_Before Competition Groups_High R-Value Glass Doors/no-heat glass door
Commercial | Com ¦ ENERGY STAR LED LAMPS (General Service Lamps) | 2027 | Technical | MW | Before Competition Groups | 11.8755 | 0 | 0 | 2763.5107 | 0.0042973 | 39 | Commercial_2027_Technical_MW_Before Competition Groups_39 | ENERGY STAR LED LAMPS (General Service Lamps) | 0.4297% | 0 | 11.8755 | Commercial_2027_Technical_MW_Before Competition Groups_ENERGY STAR LED LAMPS (General Service Lamps)
Commercial | Com ¦ Duct Insulation, R8 | 2027 | Achievable | MW | Before Competition Groups | 2.2288 | 0 | 0 | 519.9213 | 0.0042868 | 30 | Commercial_2027_Achievable_MW_Before Competition Groups_30 | Duct Insulation, R8 | 0.4287% | 0 | 2.2288 | Commercial_2027_Achievable_MW_Before Competition Groups_Duct Insulation, R8
Commercial | Com ¦ Freezer Case Light Sensor | 2027 | Technical | MW | Before Competition Groups | 10.9804 | 0 | 0 | 2763.5107 | 0.0039733 | 40 | Commercial_2027_Technical_MW_Before Competition Groups_40 | Freezer Case Light Sensor | 0.3973% | 0 | 10.9804 | Commercial_2027_Technical_MW_Before Competition Groups_Freezer Case Light Sensor
Commercial | Com ¦ Evaporator Fan Controls | 2027 | Technical | MW | Before Competition Groups | 10.6957 | 0 | 0 | 2763.5107 | 0.0038703 | 41 | Commercial_2027_Technical_MW_Before Competition Groups_41 | Evaporator Fan Controls | 0.387% | 0 | 10.6957 | Commercial_2027_Technical_MW_Before Competition Groups_Evaporator Fan Controls
Commercial | Com ¦ LED street light fixture | 2027 | Achievable | MW | Before Competition Groups | 1.92 | 0 | 0 | 519.9213 | 0.0036928 | 31 | Commercial_2027_Achievable_MW_Before Competition Groups_31 | LED street light fixture | 0.3693% | 0 | 1.92 | Commercial_2027_Achievable_MW_Before Competition Groups_LED street light fixture
Commercial | Com ¦ Duct Insulation, R8 | 2027 | Economic | MW | Before Competition Groups | 6.3831 | 0 | 0 | 1796.4225 | 0.0035533 | 31 | Commercial_2027_Economic_MW_Before Competition Groups_31 | Duct Insulation, R8 | 0.3553% | 0 | 6.3831 | Commercial_2027_Economic_MW_Before Competition Groups_Duct Insulation, R8
Commercial | Com ¦ Occupancy Sensors | 2027 | Technical | MW | Before Competition Groups | 9.6667 | 0 | 0 | 2763.5107 | 0.003498 | 42 | Commercial_2027_Technical_MW_Before Competition Groups_42 | Occupancy Sensors | 0.3498% | 0 | 9.6667 | Commercial_2027_Technical_MW_Before Competition Groups_Occupancy Sensors
Commercial | Com ¦ Demand Control Kitchen Ventilation | 2027 | Technical | MW | Before Competition Groups | 9.6433 | 0 | 0 | 2763.5107 | 0.0034895 | 43 | Commercial_2027_Technical_MW_Before Competition Groups_43 | Demand Control Kitchen Ventilation | 0.349% | 0 | 9.6433 | Commercial_2027_Technical_MW_Before Competition Groups_Demand Control Kitchen Ventilation
Commercial | Com ¦ LED EXTERIOR AREA LIGHTS - LED fixture (200W) | 2027 | Economic | MW | Before Competition Groups | 5.8842 | 0 | 0 | 1796.4225 | 0.0032755 | 32 | Commercial_2027_Economic_MW_Before Competition Groups_32 | LED EXTERIOR AREA LIGHTS - LED fixture (200W) | 0.3276% | 0 | 5.8842 | Commercial_2027_Economic_MW_Before Competition Groups_LED EXTERIOR AREA LIGHTS - LED fixture (200W)
Commercial | Com ¦ ENERGY STAR Griddle (74% eff) | 2027 | Achievable | MW | Before Competition Groups | 1.6942 | 0 | 0 | 519.9213 | 0.0032586 | 32 | Commercial_2027_Achievable_MW_Before Competition Groups_32 | ENERGY STAR Griddle (74% eff) | 0.3259% | 0 | 1.6942 | Commercial_2027_Achievable_MW_Before Competition Groups_ENERGY STAR Griddle (74% eff)
Commercial | Com ¦ LED parking lot fixture | 2027 | Economic | MW | Before Competition Groups | 5.7203 | 0 | 0 | 1796.4225 | 0.0031843 | 33 | Commercial_2027_Economic_MW_Before Competition Groups_33 | LED parking lot fixture | 0.3184% | 0 | 5.7203 | Commercial_2027_Economic_MW_Before Competition Groups_LED parking lot fixture
Commercial | Com ¦ Refrigerated Display Case LED | 2027 | Achievable | MW | Before Competition Groups | 1.6488 | 0 | 0 | 519.9213 | 0.0031713 | 33 | Commercial_2027_Achievable_MW_Before Competition Groups_33 | Refrigerated Display Case LED | 0.3171% | 0 | 1.6488 | Commercial_2027_Achievable_MW_Before Competition Groups_Refrigerated Display Case LED
Commercial | Com ¦ Ground Source Heat Pump | 2027 | Technical | MW | Before Competition Groups | 7.8858 | 0 | 0 | 2763.5107 | 0.0028535 | 44 | Commercial_2027_Technical_MW_Before Competition Groups_44 | Ground Source Heat Pump | 0.2854% | 0 | 7.8858 | Commercial_2027_Technical_MW_Before Competition Groups_Ground Source Heat Pump
Commercial | Com ¦ ENERGY STAR ICE MACHINES - Ice Making Head | 2027 | Technical | MW | Before Competition Groups | 7.4696 | 0 | 0 | 2763.5107 | 0.0027029 | 45 | Commercial_2027_Technical_MW_Before Competition Groups_45 | ENERGY STAR ICE MACHINES - Ice Making Head | 0.2703% | 0 | 7.4696 | Commercial_2027_Technical_MW_Before Competition Groups_ENERGY STAR ICE MACHINES - Ice Making Head
Commercial | Com ¦ Refrigeration Commissioning | 2027 | Technical | MW | Before Competition Groups | 7.4654 | 0 | 0 | 2763.5107 | 0.0027014 | 46 | Commercial_2027_Technical_MW_Before Competition Groups_46 | Refrigeration Commissioning | 0.2701% | 0 | 7.4654 | Commercial_2027_Technical_MW_Before Competition Groups_Refrigeration Commissioning
Commercial | Com ¦ Temperature Adjustment in Commercial Freezers | 2027 | Achievable | MW | Before Competition Groups | 1.3413 | 0 | 0 | 519.9213 | 0.0025798 | 34 | Commercial_2027_Achievable_MW_Before Competition Groups_34 | Temperature Adjustment in Commercial Freezers | 0.258% | 0 | 1.3413 | Commercial_2027_Achievable_MW_Before Competition Groups_Temperature Adjustment in Commercial Freezers
Commercial | Com ¦ BEVERAGE VENDING MACHINE CONTROLS | 2027 | Economic | MW | Before Competition Groups | 4.1499 | 0 | 0 | 1796.4225 | 0.0023101 | 34 | Commercial_2027_Economic_MW_Before Competition Groups_34 | BEVERAGE VENDING MACHINE CONTROLS | 0.231% | 0 | 4.1499 | Commercial_2027_Economic_MW_Before Competition Groups_BEVERAGE VENDING MACHINE CONTROLS
Commercial | Com ¦ Duct Insulation, R8 | 2027 | Technical | MW | Before Competition Groups | 6.3831 | 0 | 0 | 2763.5107 | 0.0023098 | 47 | Commercial_2027_Technical_MW_Before Competition Groups_47 | Duct Insulation, R8 | 0.231% | 0 | 6.3831 | Commercial_2027_Technical_MW_Before Competition Groups_Duct Insulation, R8
Commercial | Com ¦ Elec Storage WH 2.30 Et | 2027 | Economic | MW | Before Competition Groups | 4.1403 | 0 | 0 | 1796.4225 | 0.0023047 | 35 | Commercial_2027_Economic_MW_Before Competition Groups_35 | Elec Storage WH 2.30 Et | 0.2305% | 0 | 4.1403 | Commercial_2027_Economic_MW_Before Competition Groups_Elec Storage WH 2.30 Et
Commercial | Com ¦ Networked/Connected - Low Impact Application | 2027 | Economic | MW | Before Competition Groups | 4.0947 | 0 | 0 | 1796.4225 | 0.0022794 | 36 | Commercial_2027_Economic_MW_Before Competition Groups_36 | Networked/Connected - Low Impact Application | 0.2279% | 0 | 4.0947 | Commercial_2027_Economic_MW_Before Competition Groups_Networked/Connected - Low Impact Application
Commercial | Com ¦ Temperature Adjustment in Commercial Freezers | 2027 | Economic | MW | Before Competition Groups | 3.9032 | 0 | 0 | 1796.4225 | 0.0021727 | 37 | Commercial_2027_Economic_MW_Before Competition Groups_37 | Temperature Adjustment in Commercial Freezers | 0.2173% | 0 | 3.9032 | Commercial_2027_Economic_MW_Before Competition Groups_Temperature Adjustment in Commercial Freezers
Commercial | Com ¦ Vertical Night Covers | 2027 | Achievable | MW | Before Competition Groups | 1.113 | 0 | 0 | 519.9213 | 0.0021408 | 35 | Commercial_2027_Achievable_MW_Before Competition Groups_35 | Vertical Night Covers | 0.2141% | 0 | 1.113 | Commercial_2027_Achievable_MW_Before Competition Groups_Vertical Night Covers
Commercial | Com ¦ LED EXTERIOR AREA LIGHTS - LED fixture (200W) | 2027 | Technical | MW | Before Competition Groups | 5.8842 | 0 | 0 | 2763.5107 | 0.0021293 | 48 | Commercial_2027_Technical_MW_Before Competition Groups_48 | LED EXTERIOR AREA LIGHTS - LED fixture (200W) | 0.2129% | 0 | 5.8842 | Commercial_2027_Technical_MW_Before Competition Groups_LED EXTERIOR AREA LIGHTS - LED fixture (200W)
Commercial | Com ¦ Elec Storage WH 2.30 Et | 2027 | Achievable | MW | Before Competition Groups | 1.1007 | 0 | 0 | 519.9213 | 0.0021171 | 36 | Commercial_2027_Achievable_MW_Before Competition Groups_36 | Elec Storage WH 2.30 Et | 0.2117% | 0 | 1.1007 | Commercial_2027_Achievable_MW_Before Competition Groups_Elec Storage WH 2.30 Et
Commercial | Com ¦ Energy Efficient Laboratory Fume Hood | 2027 | Achievable | MW | Before Competition Groups | 1.0956 | 0 | 0 | 519.9213 | 0.0021072 | 37 | Commercial_2027_Achievable_MW_Before Competition Groups_37 | Energy Efficient Laboratory Fume Hood | 0.2107% | 0 | 1.0956 | Commercial_2027_Achievable_MW_Before Competition Groups_Energy Efficient Laboratory Fume Hood
Commercial | Com ¦ ENERGY STAR Refrigerator | 2027 | Technical | MW | Before Competition Groups | 5.7802 | 0 | 0 | 2763.5107 | 0.0020916 | 49 | Commercial_2027_Technical_MW_Before Competition Groups_49 | ENERGY STAR Refrigerator | 0.2092% | 0 | 5.7802 | Commercial_2027_Technical_MW_Before Competition Groups_ENERGY STAR Refrigerator
Commercial | Com ¦ LED parking lot fixture | 2027 | Technical | MW | Before Competition Groups | 5.7203 | 0 | 0 | 2763.5107 | 0.0020699 | 50 | Commercial_2027_Technical_MW_Before Competition Groups_50 | LED parking lot fixture | 0.207% | 0 | 5.7203 | Commercial_2027_Technical_MW_Before Competition Groups_LED parking lot fixture
Commercial | Com ¦ BEVERAGE VENDING MACHINE CONTROLS | 2027 | Achievable | MW | Before Competition Groups | 1.0676 | 0 | 0 | 519.9213 | 0.0020535 | 38 | Commercial_2027_Achievable_MW_Before Competition Groups_38 | BEVERAGE VENDING MACHINE CONTROLS | 0.2053% | 0 | 1.0676 | Commercial_2027_Achievable_MW_Before Competition Groups_BEVERAGE VENDING MACHINE CONTROLS
Commercial | Com ¦ Occupancy Sensors | 2027 | Achievable | MW | Before Competition Groups | 1.0247 | 0 | 0 | 519.9213 | 0.0019709 | 39 | Commercial_2027_Achievable_MW_Before Competition Groups_39 | Occupancy Sensors | 0.1971% | 0 | 1.0247 | Commercial_2027_Achievable_MW_Before Competition Groups_Occupancy Sensors
Commercial | Com ¦ LED street light fixture | 2027 | Economic | MW | Before Competition Groups | 3.5315 | 0 | 0 | 1796.4225 | 0.0019659 | 38 | Commercial_2027_Economic_MW_Before Competition Groups_38 | LED street light fixture | 0.1966% | 0 | 3.5315 | Commercial_2027_Economic_MW_Before Competition Groups_LED street light fixture
Commercial | Com ¦ CO Sensors for parking garage exhaust fans | 2027 | Achievable | MW | Before Competition Groups | 1.0184 | 0 | 0 | 519.9213 | 0.0019587 | 40 | Commercial_2027_Achievable_MW_Before Competition Groups_40 | CO Sensors for parking garage exhaust fans | 0.1959% | 0 | 1.0184 | Commercial_2027_Achievable_MW_Before Competition Groups_CO Sensors for parking garage exhaust fans
Commercial | Com ¦ Networked/Connected - High Impact Application | 2027 | Economic | MW | Before Competition Groups | 3.4213 | 0 | 0 | 1796.4225 | 0.0019045 | 39 | Commercial_2027_Economic_MW_Before Competition Groups_39 | Networked/Connected - High Impact Application | 0.1904% | 0 | 3.4213 | Commercial_2027_Economic_MW_Before Competition Groups_Networked/Connected - High Impact Application
Commercial | Com ¦ Vertical Night Covers | 2027 | Economic | MW | Before Competition Groups | 3.2422 | 0 | 0 | 1796.4225 | 0.0018048 | 40 | Commercial_2027_Economic_MW_Before Competition Groups_40 | Vertical Night Covers | 0.1805% | 0 | 3.2422 | Commercial_2027_Economic_MW_Before Competition Groups_Vertical Night Covers
Commercial | Com ¦ ENERGY STAR Griddle (74% eff) | 2027 | Economic | MW | Before Competition Groups | 3.2306 | 0 | 0 | 1796.4225 | 0.0017984 | 41 | Commercial_2027_Economic_MW_Before Competition Groups_41 | ENERGY STAR Griddle (74% eff) | 0.1798% | 0 | 3.2306 | Commercial_2027_Economic_MW_Before Competition Groups_ENERGY STAR Griddle (74% eff)
Commercial | Com ¦ Energy Efficient Laboratory Fume Hood | 2027 | Economic | MW | Before Competition Groups | 3.1391 | 0 | 0 | 1796.4225 | 0.0017474 | 42 | Commercial_2027_Economic_MW_Before Competition Groups_42 | Energy Efficient Laboratory Fume Hood | 0.1747% | 0 | 3.1391 | Commercial_2027_Economic_MW_Before Competition Groups_Energy Efficient Laboratory Fume Hood
Commercial | Com ¦ CO Sensors for parking garage exhaust fans | 2027 | Economic | MW | Before Competition Groups | 3.097 | 0 | 0 | 1796.4225 | 0.001724 | 43 | Commercial_2027_Economic_MW_Before Competition Groups_43 | CO Sensors for parking garage exhaust fans | 0.1724% | 0 | 3.097 | Commercial_2027_Economic_MW_Before Competition Groups_CO Sensors for parking garage exhaust fans
Commercial | Com ¦ Water Heating (DHW) Pipe Insulation (Add 3/4\ Foam)" | 2027 | Achievable | MW | Before Competition Groups | 0.84478 | 0 | 0 | 519.9213 | 0.0016248 | 41 | Commercial_2027_Achievable_MW_Before Competition Groups_41 | Water Heating (DHW) Pipe Insulation (Add 3/4\ Foam)" | 0.1625% | 0 | 0.84478 | Commercial_2027_Achievable_MW_Before Competition Groups_Water Heating (DHW) Pipe Insulation (Add 3/4\ Foam)"
Commercial | Com ¦ Water Source Heat Pump (4 ton) | 2027 | Economic | MW | Before Competition Groups | 2.8236 | 0 | 0 | 1796.4225 | 0.0015718 | 44 | Commercial_2027_Economic_MW_Before Competition Groups_44 | Water Source Heat Pump (4 ton) | 0.1572% | 0 | 2.8236 | Commercial_2027_Economic_MW_Before Competition Groups_Water Source Heat Pump (4 ton)
Commercial | Com ¦ Water Source Heat Pump (4 ton) | 2027 | Technical | MW | Before Competition Groups | 4.225 | 0 | 0 | 2763.5107 | 0.0015288 | 51 | Commercial_2027_Technical_MW_Before Competition Groups_51 | Water Source Heat Pump (4 ton) | 0.1529% | 0 | 4.225 | Commercial_2027_Technical_MW_Before Competition Groups_Water Source Heat Pump (4 ton)
Commercial | Com ¦ BEVERAGE VENDING MACHINE CONTROLS | 2027 | Technical | MW | Before Competition Groups | 4.1499 | 0 | 0 | 2763.5107 | 0.0015017 | 52 | Commercial_2027_Technical_MW_Before Competition Groups_52 | BEVERAGE VENDING MACHINE CONTROLS | 0.1502% | 0 | 4.1499 | Commercial_2027_Technical_MW_Before Competition Groups_BEVERAGE VENDING MACHINE CONTROLS
Commercial | Com ¦ Elec Storage WH 2.30 Et | 2027 | Technical | MW | Before Competition Groups | 4.1403 | 0 | 0 | 2763.5107 | 0.0014982 | 53 | Commercial_2027_Technical_MW_Before Competition Groups_53 | Elec Storage WH 2.30 Et | 0.1498% | 0 | 4.1403 | Commercial_2027_Technical_MW_Before Competition Groups_Elec Storage WH 2.30 Et
Commercial | Com ¦ Water Source Heat Pump (4 ton) | 2027 | Achievable | MW | Before Competition Groups | 0.7634 | 0 | 0 | 519.9213 | 0.0014683 | 42 | Commercial_2027_Achievable_MW_Before Competition Groups_42 | Water Source Heat Pump (4 ton) | 0.1468% | 0 | 0.7634 | Commercial_2027_Achievable_MW_Before Competition Groups_Water Source Heat Pump (4 ton)
Commercial | Com ¦ Temperature Adjustment in Commercial Freezers | 2027 | Technical | MW | Before Competition Groups | 3.9032 | 0 | 0 | 2763.5107 | 0.0014124 | 54 | Commercial_2027_Technical_MW_Before Competition Groups_54 | Temperature Adjustment in Commercial Freezers | 0.1412% | 0 | 3.9032 | Commercial_2027_Technical_MW_Before Competition Groups_Temperature Adjustment in Commercial Freezers
Commercial | Com ¦ Roof Insulation/Ceiling Insulation (R25 Code to R35) | 2027 | Technical | MW | Before Competition Groups | 3.7818 | 0 | 0 | 2763.5107 | 0.0013685 | 55 | Commercial_2027_Technical_MW_Before Competition Groups_55 | Roof Insulation/Ceiling Insulation (R25 Code to R35) | 0.1368% | 0 | 3.7818 | Commercial_2027_Technical_MW_Before Competition Groups_Roof Insulation/Ceiling Insulation (R25 Code to R35)
Commercial | Com ¦ Water Heating (DHW) Pipe Insulation (Add 3/4\ Foam)" | 2027 | Economic | MW | Before Competition Groups | 2.4468 | 0 | 0 | 1796.4225 | 0.001362 | 45 | Commercial_2027_Economic_MW_Before Competition Groups_45 | Water Heating (DHW) Pipe Insulation (Add 3/4\ Foam)" | 0.1362% | 0 | 2.4468 | Commercial_2027_Economic_MW_Before Competition Groups_Water Heating (DHW) Pipe Insulation (Add 3/4\ Foam)"
Commercial | Com ¦ Outside Air Economizer | 2027 | Achievable | MW | Before Competition Groups | 0.69348 | 0 | 0 | 519.9213 | 0.0013338 | 43 | Commercial_2027_Achievable_MW_Before Competition Groups_43 | Outside Air Economizer | 0.1334% | 0 | 0.69348 | Commercial_2027_Achievable_MW_Before Competition Groups_Outside Air Economizer
Commercial | Com ¦ Condensing Make Up Air Unit | 2027 | Achievable | MW | Before Competition Groups | 0.68365 | 0 | 0 | 519.9213 | 0.0013149 | 44 | Commercial_2027_Achievable_MW_Before Competition Groups_44 | Condensing Make Up Air Unit | 0.1315% | 0 | 0.68365 | Commercial_2027_Achievable_MW_Before Competition Groups_Condensing Make Up Air Unit
Commercial | Com ¦ LED street light fixture | 2027 | Technical | MW | Before Competition Groups | 3.5315 | 0 | 0 | 2763.5107 | 0.0012779 | 56 | Commercial_2027_Technical_MW_Before Competition Groups_56 | LED street light fixture | 0.1278% | 0 | 3.5315 | Commercial_2027_Technical_MW_Before Competition Groups_LED street light fixture
Commercial | Com ¦ Refrigerated Display Case LED | 2027 | Economic | MW | Before Competition Groups | 2.1693 | 0 | 0 | 1796.4225 | 0.0012075 | 46 | Commercial_2027_Economic_MW_Before Competition Groups_46 | Refrigerated Display Case LED | 0.1208% | 0 | 2.1693 | Commercial_2027_Economic_MW_Before Competition Groups_Refrigerated Display Case LED
Commercial | Com ¦ Vertical Night Covers | 2027 | Technical | MW | Before Competition Groups | 3.2422 | 0 | 0 | 2763.5107 | 0.0011732 | 57 | Commercial_2027_Technical_MW_Before Competition Groups_57 | Vertical Night Covers | 0.1173% | 0 | 3.2422 | Commercial_2027_Technical_MW_Before Competition Groups_Vertical Night Covers
Commercial | Com ¦ ENERGY STAR Griddle (74% eff) | 2027 | Technical | MW | Before Competition Groups | 3.2306 | 0 | 0 | 2763.5107 | 0.001169 | 58 | Commercial_2027_Technical_MW_Before Competition Groups_58 | ENERGY STAR Griddle (74% eff) | 0.1169% | 0 | 3.2306 | Commercial_2027_Technical_MW_Before Competition Groups_ENERGY STAR Griddle (74% eff)
Commercial | Com ¦ Anti-sweat heat (ASH) controls - Cooler/Freezer | 2027 | Technical | MW | Before Competition Groups | 3.196 | 0 | 0 | 2763.5107 | 0.0011565 | 59 | Commercial_2027_Technical_MW_Before Competition Groups_59 | Anti-sweat heat (ASH) controls - Cooler/Freezer | 0.1157% | 0 | 3.196 | Commercial_2027_Technical_MW_Before Competition Groups_Anti-sweat heat (ASH) controls - Cooler/Freezer
Commercial | Com ¦ Condensing Make Up Air Unit | 2027 | Economic | MW | Before Competition Groups | 2.0471 | 0 | 0 | 1796.4225 | 0.0011395 | 47 | Commercial_2027_Economic_MW_Before Competition Groups_47 | Condensing Make Up Air Unit | 0.114% | 0 | 2.0471 | Commercial_2027_Economic_MW_Before Competition Groups_Condensing Make Up Air Unit
Commercial | Com ¦ Energy Efficient Laboratory Fume Hood | 2027 | Technical | MW | Before Competition Groups | 3.1391 | 0 | 0 | 2763.5107 | 0.0011359 | 60 | Commercial_2027_Technical_MW_Before Competition Groups_60 | Energy Efficient Laboratory Fume Hood | 0.1136% | 0 | 3.1391 | Commercial_2027_Technical_MW_Before Competition Groups_Energy Efficient Laboratory Fume Hood
Commercial | Com ¦ CO Sensors for parking garage exhaust fans | 2027 | Technical | MW | Before Competition Groups | 3.097 | 0 | 0 | 2763.5107 | 0.0011207 | 61 | Commercial_2027_Technical_MW_Before Competition Groups_61 | CO Sensors for parking garage exhaust fans | 0.1121% | 0 | 3.097 | Commercial_2027_Technical_MW_Before Competition Groups_CO Sensors for parking garage exhaust fans
Commercial | Com ¦ Suction Pipe Insulation Freezer/Refrigerator | 2027 | Achievable | MW | Before Competition Groups | 0.57744 | 0 | 0 | 519.9213 | 0.0011106 | 45 | Commercial_2027_Achievable_MW_Before Competition Groups_45 | Suction Pipe Insulation Freezer/Refrigerator | 0.1111% | 0 | 0.57744 | Commercial_2027_Achievable_MW_Before Competition Groups_Suction Pipe Insulation Freezer/Refrigerator
Commercial | Com ¦ Condensing Make Up Air Unit | 2027 | Technical | MW | Before Competition Groups | 2.9256 | 0 | 0 | 2763.5107 | 0.0010587 | 62 | Commercial_2027_Technical_MW_Before Competition Groups_62 | Condensing Make Up Air Unit | 0.1059% | 0 | 2.9256 | Commercial_2027_Technical_MW_Before Competition Groups_Condensing Make Up Air Unit
Commercial | Com ¦ Super-High Efficiency Furnaces (Emerging Tech) | 2027 | Technical | MW | Before Competition Groups | 2.8293 | 0 | 0 | 2763.5107 | 0.0010238 | 63 | Commercial_2027_Technical_MW_Before Competition Groups_63 | Super-High Efficiency Furnaces (Emerging Tech) | 0.1024% | 0 | 2.8293 | Commercial_2027_Technical_MW_Before Competition Groups_Super-High Efficiency Furnaces (Emerging Tech)
Commercial | Com ¦ Outside Air Economizer | 2027 | Economic | MW | Before Competition Groups | 1.8029 | 0 | 0 | 1796.4225 | 0.0010036 | 48 | Commercial_2027_Economic_MW_Before Competition Groups_48 | Outside Air Economizer | 0.1004% | 0 | 1.8029 | Commercial_2027_Economic_MW_Before Competition Groups_Outside Air Economizer
Commercial | Com ¦ ENERGY STAR Fryer (84% eff) | 2027 | Achievable | MW | Before Competition Groups | 0.50115 | 0 | 0 | 519.9213 | 0.00096389 | 46 | Commercial_2027_Achievable_MW_Before Competition Groups_46 | ENERGY STAR Fryer (84% eff) | 0.09639% | 0 | 0.50115 | Commercial_2027_Achievable_MW_Before Competition Groups_ENERGY STAR Fryer (84% eff)
Commercial | Com ¦ Suction Pipe Insulation Freezer/Refrigerator | 2027 | Economic | MW | Before Competition Groups | 1.6795 | 0 | 0 | 1796.4225 | 0.00093491 | 49 | Commercial_2027_Economic_MW_Before Competition Groups_49 | Suction Pipe Insulation Freezer/Refrigerator | 0.09349% | 0 | 1.6795 | Commercial_2027_Economic_MW_Before Competition Groups_Suction Pipe Insulation Freezer/Refrigerator
Commercial | Com ¦ Water Heating (DHW) Pipe Insulation (Add 3/4\ Foam)" | 2027 | Technical | MW | Before Competition Groups | 2.4468 | 0 | 0 | 2763.5107 | 0.0008854 | 64 | Commercial_2027_Technical_MW_Before Competition Groups_64 | Water Heating (DHW) Pipe Insulation (Add 3/4\ Foam)" | 0.08854% | 0 | 2.4468 | Commercial_2027_Technical_MW_Before Competition Groups_Water Heating (DHW) Pipe Insulation (Add 3/4\ Foam)"
Commercial | Com ¦ Thermostat Setback | 2027 | Achievable | MW | Before Competition Groups | 0.43553 | 0 | 0 | 519.9213 | 0.00083769 | 47 | Commercial_2027_Achievable_MW_Before Competition Groups_47 | Thermostat Setback | 0.08377% | 0 | 0.43553 | Commercial_2027_Achievable_MW_Before Competition Groups_Thermostat Setback
Commercial | Com ¦ Outside Air Economizer | 2027 | Technical | MW | Before Competition Groups | 1.8029 | 0 | 0 | 2763.5107 | 0.00065241 | 65 | Commercial_2027_Technical_MW_Before Competition Groups_65 | Outside Air Economizer | 0.06524% | 0 | 1.8029 | Commercial_2027_Technical_MW_Before Competition Groups_Outside Air Economizer
Commercial | Com ¦ ENERGY STAR Dishwasher | 2027 | Economic | MW | Before Competition Groups | 1.1586 | 0 | 0 | 1796.4225 | 0.00064497 | 50 | Commercial_2027_Economic_MW_Before Competition Groups_50 | ENERGY STAR Dishwasher | 0.0645% | 0 | 1.1586 | Commercial_2027_Economic_MW_Before Competition Groups_ENERGY STAR Dishwasher
Commercial | Com ¦ Suction Pipe Insulation Freezer/Refrigerator | 2027 | Technical | MW | Before Competition Groups | 1.6795 | 0 | 0 | 2763.5107 | 0.00060774 | 66 | Commercial_2027_Technical_MW_Before Competition Groups_66 | Suction Pipe Insulation Freezer/Refrigerator | 0.06077% | 0 | 1.6795 | Commercial_2027_Technical_MW_Before Competition Groups_Suction Pipe Insulation Freezer/Refrigerator
Commercial | Com ¦ ENERGY STAR Steam Cookers | 2027 | Achievable | MW | Before Competition Groups | 0.31587 | 0 | 0 | 519.9213 | 0.00060754 | 48 | Commercial_2027_Achievable_MW_Before Competition Groups_48 | ENERGY STAR Steam Cookers | 0.06075% | 0 | 0.31587 | Commercial_2027_Achievable_MW_Before Competition Groups_ENERGY STAR Steam Cookers
Commercial | Com ¦ ENERGY STAR Fryer (84% eff) | 2027 | Economic | MW | Before Competition Groups | 0.93674 | 0 | 0 | 1796.4225 | 0.00052145 | 51 | Commercial_2027_Economic_MW_Before Competition Groups_51 | ENERGY STAR Fryer (84% eff) | 0.05214% | 0 | 0.93674 | Commercial_2027_Economic_MW_Before Competition Groups_ENERGY STAR Fryer (84% eff)
Commercial | Com ¦ Evaporator Coil Defrost (Cooler) | 2027 | Technical | MW | Before Competition Groups | 1.43 | 0 | 0 | 2763.5107 | 0.00051745 | 67 | Commercial_2027_Technical_MW_Before Competition Groups_67 | Evaporator Coil Defrost (Cooler) | 0.05174% | 0 | 1.43 | Commercial_2027_Technical_MW_Before Competition Groups_Evaporator Coil Defrost (Cooler)
Commercial | Com ¦ Ozone Laundry Treatment | 2027 | Achievable | MW | Before Competition Groups | 0.2515 | 0 | 0 | 519.9213 | 0.00048373 | 49 | Commercial_2027_Achievable_MW_Before Competition Groups_49 | Ozone Laundry Treatment | 0.04837% | 0 | 0.2515 | Commercial_2027_Achievable_MW_Before Competition Groups_Ozone Laundry Treatment
Commercial | Com ¦ ENERGY STAR Dishwasher | 2027 | Achievable | MW | Before Competition Groups | 0.23559 | 0 | 0 | 519.9213 | 0.00045313 | 50 | Commercial_2027_Achievable_MW_Before Competition Groups_50 | ENERGY STAR Dishwasher | 0.04531% | 0 | 0.23559 | Commercial_2027_Achievable_MW_Before Competition Groups_ENERGY STAR Dishwasher
Commercial | Com ¦ High Efficiency Small Instantaneous Water Heater | 2027 | Technical | MW | Before Competition Groups | 1.1782 | 0 | 0 | 2763.5107 | 0.00042635 | 68 | Commercial_2027_Technical_MW_Before Competition Groups_68 | High Efficiency Small Instantaneous Water Heater | 0.04263% | 0 | 1.1782 | Commercial_2027_Technical_MW_Before Competition Groups_High Efficiency Small Instantaneous Water Heater
Commercial | Com ¦ LED RECESSED DOWNLIGHTS | 2027 | Technical | MW | Before Competition Groups | 1.1731 | 0 | 0 | 2763.5107 | 0.00042451 | 69 | Commercial_2027_Technical_MW_Before Competition Groups_69 | LED RECESSED DOWNLIGHTS | 0.04245% | 0 | 1.1731 | Commercial_2027_Technical_MW_Before Competition Groups_LED RECESSED DOWNLIGHTS
Commercial | Com ¦ ENERGY STAR Dishwasher | 2027 | Technical | MW | Before Competition Groups | 1.1586 | 0 | 0 | 2763.5107 | 0.00041926 | 70 | Commercial_2027_Technical_MW_Before Competition Groups_70 | ENERGY STAR Dishwasher | 0.04193% | 0 | 1.1586 | Commercial_2027_Technical_MW_Before Competition Groups_ENERGY STAR Dishwasher
Commercial | Com ¦ Ozone Laundry Treatment | 2027 | Economic | MW | Before Competition Groups | 0.75232 | 0 | 0 | 1796.4225 | 0.00041879 | 52 | Commercial_2027_Economic_MW_Before Competition Groups_52 | Ozone Laundry Treatment | 0.04188% | 0 | 0.75232 | Commercial_2027_Economic_MW_Before Competition Groups_Ozone Laundry Treatment
Commercial | Com ¦ ENERGY STAR Fryer (84% eff) | 2027 | Technical | MW | Before Competition Groups | 0.93674 | 0 | 0 | 2763.5107 | 0.00033897 | 71 | Commercial_2027_Technical_MW_Before Competition Groups_71 | ENERGY STAR Fryer (84% eff) | 0.0339% | 0 | 0.93674 | Commercial_2027_Technical_MW_Before Competition Groups_ENERGY STAR Fryer (84% eff)
Commercial | Com ¦ ENERGY STAR Steam Cookers | 2027 | Economic | MW | Before Competition Groups | 0.60463 | 0 | 0 | 1796.4225 | 0.00033658 | 53 | Commercial_2027_Economic_MW_Before Competition Groups_53 | ENERGY STAR Steam Cookers | 0.03366% | 0 | 0.60463 | Commercial_2027_Economic_MW_Before Competition Groups_ENERGY STAR Steam Cookers
Commercial | Com ¦ Room AC (w/ louvered sides) 14 SEER from 12 SEER code | 2027 | Technical | MW | Before Competition Groups | 0.84234 | 0 | 0 | 2763.5107 | 0.00030481 | 72 | Commercial_2027_Technical_MW_Before Competition Groups_72 | Room AC (w/ louvered sides) 14 SEER from 12 SEER code | 0.03048% | 0 | 0.84234 | Commercial_2027_Technical_MW_Before Competition Groups_Room AC (w/ louvered sides) 14 SEER from 12 SEER code
Commercial | Com ¦ Thermostat Setback | 2027 | Economic | MW | Before Competition Groups | 0.50905 | 0 | 0 | 1796.4225 | 0.00028337 | 54 | Commercial_2027_Economic_MW_Before Competition Groups_54 | Thermostat Setback | 0.02834% | 0 | 0.50905 | Commercial_2027_Economic_MW_Before Competition Groups_Thermostat Setback
Commercial | Com ¦ Wall Insulation | 2027 | Technical | MW | Before Competition Groups | 0.76569 | 0 | 0 | 2763.5107 | 0.00027707 | 73 | Commercial_2027_Technical_MW_Before Competition Groups_73 | Wall Insulation | 0.02771% | 0 | 0.76569 | Commercial_2027_Technical_MW_Before Competition Groups_Wall Insulation
Commercial | Com ¦ Solar Preheat Make up Air | 2027 | Technical | MW | Before Competition Groups | 0.75756 | 0 | 0 | 2763.5107 | 0.00027413 | 74 | Commercial_2027_Technical_MW_Before Competition Groups_74 | Solar Preheat Make up Air | 0.02741% | 0 | 0.75756 | Commercial_2027_Technical_MW_Before Competition Groups_Solar Preheat Make up Air
Commercial | Com ¦ Ozone Laundry Treatment | 2027 | Technical | MW | Before Competition Groups | 0.75232 | 0 | 0 | 2763.5107 | 0.00027223 | 75 | Commercial_2027_Technical_MW_Before Competition Groups_75 | Ozone Laundry Treatment | 0.02722% | 0 | 0.75232 | Commercial_2027_Technical_MW_Before Competition Groups_Ozone Laundry Treatment
Commercial | Com ¦ High Efficiency Small Instantaneous Water Heater | 2027 | Economic | MW | Before Competition Groups | 0.41451 | 0 | 0 | 1796.4225 | 0.00023074 | 55 | Commercial_2027_Economic_MW_Before Competition Groups_55 | High Efficiency Small Instantaneous Water Heater | 0.02307% | 0 | 0.41451 | Commercial_2027_Economic_MW_Before Competition Groups_High Efficiency Small Instantaneous Water Heater
Commercial | Com ¦ ENERGY STAR Steam Cookers | 2027 | Technical | MW | Before Competition Groups | 0.60463 | 0 | 0 | 2763.5107 | 0.00021879 | 76 | Commercial_2027_Technical_MW_Before Competition Groups_76 | ENERGY STAR Steam Cookers | 0.02188% | 0 | 0.60463 | Commercial_2027_Technical_MW_Before Competition Groups_ENERGY STAR Steam Cookers
Commercial | Com ¦ SYNCHRONOUS BELT | 2027 | Technical | MW | Before Competition Groups | 0.58966 | 0 | 0 | 2763.5107 | 0.00021337 | 77 | Commercial_2027_Technical_MW_Before Competition Groups_77 | SYNCHRONOUS BELT | 0.02134% | 0 | 0.58966 | Commercial_2027_Technical_MW_Before Competition Groups_SYNCHRONOUS BELT
Commercial | Com ¦ Efficient compressor motor | 2027 | Technical | MW | Before Competition Groups | 0.57791 | 0 | 0 | 2763.5107 | 0.00020912 | 78 | Commercial_2027_Technical_MW_Before Competition Groups_78 | Efficient compressor motor | 0.02091% | 0 | 0.57791 | Commercial_2027_Technical_MW_Before Competition Groups_Efficient compressor motor
Commercial | Com ¦ ECM MOTORS FOR HVAC APPLICATION (FAN-POWERED VAV BOX) | 2027 | Achievable | MW | Before Competition Groups | 0.10422 | 0 | 0 | 519.9213 | 0.00020046 | 51 | Commercial_2027_Achievable_MW_Before Competition Groups_51 | ECM MOTORS FOR HVAC APPLICATION (FAN-POWERED VAV BOX) | 0.02005% | 0 | 0.10422 | Commercial_2027_Achievable_MW_Before Competition Groups_ECM MOTORS FOR HVAC APPLICATION (FAN-POWERED VAV BOX)
Commercial | Com ¦ Thermostat Setback | 2027 | Technical | MW | Before Competition Groups | 0.50905 | 0 | 0 | 2763.5107 | 0.0001842 | 79 | Commercial_2027_Technical_MW_Before Competition Groups_79 | Thermostat Setback | 0.01842% | 0 | 0.50905 | Commercial_2027_Technical_MW_Before Competition Groups_Thermostat Setback
Commercial | Com ¦ PTAC (12 EER/10,000 BTU) | 2027 | Economic | MW | Before Competition Groups | 0.32782 | 0 | 0 | 1796.4225 | 0.00018248 | 56 | Commercial_2027_Economic_MW_Before Competition Groups_56 | PTAC (12 EER/10,000 BTU) | 0.01825% | 0 | 0.32782 | Commercial_2027_Economic_MW_Before Competition Groups_PTAC (12 EER/10,000 BTU)
Commercial | Com ¦ ECM MOTORS FOR HVAC APPLICATION (FAN-POWERED VAV BOX) | 2027 | Economic | MW | Before Competition Groups | 0.29737 | 0 | 0 | 1796.4225 | 0.00016553 | 57 | Commercial_2027_Economic_MW_Before Competition Groups_57 | ECM MOTORS FOR HVAC APPLICATION (FAN-POWERED VAV BOX) | 0.01655% | 0 | 0.29737 | Commercial_2027_Economic_MW_Before Competition Groups_ECM MOTORS FOR HVAC APPLICATION (FAN-POWERED VAV BOX)
Commercial | Com ¦ PTAC (12 EER/10,000 BTU) | 2027 | Technical | MW | Before Competition Groups | 0.37678 | 0 | 0 | 2763.5107 | 0.00013634 | 80 | Commercial_2027_Technical_MW_Before Competition Groups_80 | PTAC (12 EER/10,000 BTU) | 0.01363% | 0 | 0.37678 | Commercial_2027_Technical_MW_Before Competition Groups_PTAC (12 EER/10,000 BTU)
Commercial | Com ¦ Demand controlled Circulating Systems | 2027 | Achievable | MW | Before Competition Groups | 0.058906 | 0 | 0 | 519.9213 | 0.0001133 | 52 | Commercial_2027_Achievable_MW_Before Competition Groups_52 | Demand controlled Circulating Systems | 0.01133% | 0 | 0.058906 | Commercial_2027_Achievable_MW_Before Competition Groups_Demand controlled Circulating Systems
Commercial | Com ¦ Auto Off Time Switch or Time Clock control | 2027 | Achievable | MW | Before Competition Groups | 0.057232 | 0 | 0 | 519.9213 | 0.00011008 | 53 | Commercial_2027_Achievable_MW_Before Competition Groups_53 | Auto Off Time Switch or Time Clock control | 0.01101% | 0 | 0.057232 | Commercial_2027_Achievable_MW_Before Competition Groups_Auto Off Time Switch or Time Clock control
Commercial | Com ¦ ECM MOTORS FOR HVAC APPLICATION (FAN-POWERED VAV BOX) | 2027 | Technical | MW | Before Competition Groups | 0.29845 | 0 | 0 | 2763.5107 | 0.000108 | 81 | Commercial_2027_Technical_MW_Before Competition Groups_81 | ECM MOTORS FOR HVAC APPLICATION (FAN-POWERED VAV BOX) | 0.0108% | 0 | 0.29845 | Commercial_2027_Technical_MW_Before Competition Groups_ECM MOTORS FOR HVAC APPLICATION (FAN-POWERED VAV BOX)
Commercial | Com ¦ Notched V belts for HVAC Systems | 2027 | Technical | MW | Before Competition Groups | 0.29483 | 0 | 0 | 2763.5107 | 0.00010669 | 82 | Commercial_2027_Technical_MW_Before Competition Groups_82 | Notched V belts for HVAC Systems | 0.01067% | 0 | 0.29483 | Commercial_2027_Technical_MW_Before Competition Groups_Notched V belts for HVAC Systems
Commercial | Com ¦ HVAC Optimization | 2027 | Achievable | MW | Before Competition Groups | 0.055432 | 0 | 0 | 519.9213 | 0.00010662 | 54 | Commercial_2027_Achievable_MW_Before Competition Groups_54 | HVAC Optimization | 0.01066% | 0 | 0.055432 | Commercial_2027_Achievable_MW_Before Competition Groups_HVAC Optimization
Commercial | Com ¦ Auto Off Time Switch or Time Clock control | 2027 | Economic | MW | Before Competition Groups | 0.18156 | 0 | 0 | 1796.4225 | 0.00010107 | 58 | Commercial_2027_Economic_MW_Before Competition Groups_58 | Auto Off Time Switch or Time Clock control | 0.01011% | 0 | 0.18156 | Commercial_2027_Economic_MW_Before Competition Groups_Auto Off Time Switch or Time Clock control
Commercial | Com ¦ Solar Water Preheat (Pools/DHW) | 2027 | Economic | MW | Before Competition Groups | 0.17986 | 0 | 0 | 1796.4225 | 0.00010012 | 59 | Commercial_2027_Economic_MW_Before Competition Groups_59 | Solar Water Preheat (Pools/DHW) | 0.01001% | 0 | 0.17986 | Commercial_2027_Economic_MW_Before Competition Groups_Solar Water Preheat (Pools/DHW)
Commercial | COM ¦ Ductless Mini-Split Heat Pumps | 2027 | Achievable | MW | Before Competition Groups | 0.051287 | 0 | 0 | 519.9213 | 9.8644e-05 | 55 | Commercial_2027_Achievable_MW_Before Competition Groups_55 | Ductless Mini-Split Heat Pumps | 0.009864% | 0 | 0.051287 | Commercial_2027_Achievable_MW_Before Competition Groups_Ductless Mini-Split Heat Pumps
Commercial | COM ¦ Ductless Mini-Split Heat Pumps | 2027 | Economic | MW | Before Competition Groups | 0.1731 | 0 | 0 | 1796.4225 | 9.6359e-05 | 60 | Commercial_2027_Economic_MW_Before Competition Groups_60 | Ductless Mini-Split Heat Pumps | 0.009636% | 0 | 0.1731 | Commercial_2027_Economic_MW_Before Competition Groups_Ductless Mini-Split Heat Pumps
Commercial | Com ¦ CEE Tier 2/Energy Star Clothes Washers | 2027 | Achievable | MW | Before Competition Groups | 0.050075 | 0 | 0 | 519.9213 | 9.6312e-05 | 56 | Commercial_2027_Achievable_MW_Before Competition Groups_56 | CEE Tier 2/Energy Star Clothes Washers | 0.009631% | 0 | 0.050075 | Commercial_2027_Achievable_MW_Before Competition Groups_CEE Tier 2/Energy Star Clothes Washers
Commercial | Com ¦ Demand controlled Circulating Systems | 2027 | Economic | MW | Before Competition Groups | 0.16191 | 0 | 0 | 1796.4225 | 9.0131e-05 | 61 | Commercial_2027_Economic_MW_Before Competition Groups_61 | Demand controlled Circulating Systems | 0.009013% | 0 | 0.16191 | Commercial_2027_Economic_MW_Before Competition Groups_Demand controlled Circulating Systems
Commercial | Com ¦ PTAC (12 EER/10,000 BTU) | 2027 | Achievable | MW | Before Competition Groups | 0.044943 | 0 | 0 | 519.9213 | 8.6442e-05 | 57 | Commercial_2027_Achievable_MW_Before Competition Groups_57 | PTAC (12 EER/10,000 BTU) | 0.008644% | 0 | 0.044943 | Commercial_2027_Achievable_MW_Before Competition Groups_PTAC (12 EER/10,000 BTU)
Commercial | Com ¦ HVAC Optimization | 2027 | Technical | MW | Before Competition Groups | 0.1991 | 0 | 0 | 2763.5107 | 7.2048e-05 | 83 | Commercial_2027_Technical_MW_Before Competition Groups_83 | HVAC Optimization | 0.007205% | 0 | 0.1991 | Commercial_2027_Technical_MW_Before Competition Groups_HVAC Optimization
Commercial | Com ¦ HVAC Optimization | 2027 | Economic | MW | Before Competition Groups | 0.12093 | 0 | 0 | 1796.4225 | 6.732e-05 | 62 | Commercial_2027_Economic_MW_Before Competition Groups_62 | HVAC Optimization | 0.006732% | 0 | 0.12093 | Commercial_2027_Economic_MW_Before Competition Groups_HVAC Optimization
Commercial | Com ¦ Auto Off Time Switch or Time Clock control | 2027 | Technical | MW | Before Competition Groups | 0.18156 | 0 | 0 | 2763.5107 | 6.5701e-05 | 84 | Commercial_2027_Technical_MW_Before Competition Groups_84 | Auto Off Time Switch or Time Clock control | 0.00657% | 0 | 0.18156 | Commercial_2027_Technical_MW_Before Competition Groups_Auto Off Time Switch or Time Clock control
Commercial | Com ¦ Solar Water Preheat (Pools/DHW) | 2027 | Technical | MW | Before Competition Groups | 0.17986 | 0 | 0 | 2763.5107 | 6.5083e-05 | 85 | Commercial_2027_Technical_MW_Before Competition Groups_85 | Solar Water Preheat (Pools/DHW) | 0.006508% | 0 | 0.17986 | Commercial_2027_Technical_MW_Before Competition Groups_Solar Water Preheat (Pools/DHW)
Commercial | Com ¦ Low Flow Pre-Rinse Spray Nozzle | 2027 | Achievable | MW | Before Competition Groups | 0.032602 | 0 | 0 | 519.9213 | 6.2705e-05 | 58 | Commercial_2027_Achievable_MW_Before Competition Groups_58 | Low Flow Pre-Rinse Spray Nozzle | 0.00627% | 0 | 0.032602 | Commercial_2027_Achievable_MW_Before Competition Groups_Low Flow Pre-Rinse Spray Nozzle
Commercial | COM ¦ Ductless Mini-Split Heat Pumps | 2027 | Technical | MW | Before Competition Groups | 0.1731 | 0 | 0 | 2763.5107 | 6.2638e-05 | 86 | Commercial_2027_Technical_MW_Before Competition Groups_86 | Ductless Mini-Split Heat Pumps | 0.006264% | 0 | 0.1731 | Commercial_2027_Technical_MW_Before Competition Groups_Ductless Mini-Split Heat Pumps
Commercial | Com ¦ Heat Pump Water Heater (50 Gallons) | 2027 | Technical | MW | Before Competition Groups | 0.17269 | 0 | 0 | 2763.5107 | 6.2488e-05 | 87 | Commercial_2027_Technical_MW_Before Competition Groups_87 | Heat Pump Water Heater (50 Gallons) | 0.006249% | 0 | 0.17269 | Commercial_2027_Technical_MW_Before Competition Groups_Heat Pump Water Heater (50 Gallons)
Commercial | Com ¦ High Efficiency Chiller (avg of water and air cooled) | 2027 | Technical | MW | Before Competition Groups | 0.16418 | 0 | 0 | 2763.5107 | 5.941e-05 | 88 | Commercial_2027_Technical_MW_Before Competition Groups_88 | High Efficiency Chiller (avg of water and air cooled) | 0.005941% | 0 | 0.16418 | Commercial_2027_Technical_MW_Before Competition Groups_High Efficiency Chiller (avg of water and air cooled)
Commercial | Com ¦ Demand controlled Circulating Systems | 2027 | Technical | MW | Before Competition Groups | 0.16191 | 0 | 0 | 2763.5107 | 5.8589e-05 | 89 | Commercial_2027_Technical_MW_Before Competition Groups_89 | Demand controlled Circulating Systems | 0.005859% | 0 | 0.16191 | Commercial_2027_Technical_MW_Before Competition Groups_Demand controlled Circulating Systems
Commercial | Com ¦ CEE Tier 2/Energy Star Clothes Washers | 2027 | Economic | MW | Before Competition Groups | 0.098758 | 0 | 0 | 1796.4225 | 5.4975e-05 | 63 | Commercial_2027_Economic_MW_Before Competition Groups_63 | CEE Tier 2/Energy Star Clothes Washers | 0.005498% | 0 | 0.098758 | Commercial_2027_Economic_MW_Before Competition Groups_CEE Tier 2/Energy Star Clothes Washers
Commercial | Com ¦ Commercial Hot Food Holding Cabinets | 2027 | Technical | MW | Before Competition Groups | 0.14063 | 0 | 0 | 2763.5107 | 5.089e-05 | 90 | Commercial_2027_Technical_MW_Before Competition Groups_90 | Commercial Hot Food Holding Cabinets | 0.005089% | 0 | 0.14063 | Commercial_2027_Technical_MW_Before Competition Groups_Commercial Hot Food Holding Cabinets
Commercial | Com ¦ Low Flow Pre-Rinse Spray Nozzle | 2027 | Economic | MW | Before Competition Groups | 0.079311 | 0 | 0 | 1796.4225 | 4.4149e-05 | 64 | Commercial_2027_Economic_MW_Before Competition Groups_64 | Low Flow Pre-Rinse Spray Nozzle | 0.004415% | 0 | 0.079311 | Commercial_2027_Economic_MW_Before Competition Groups_Low Flow Pre-Rinse Spray Nozzle
Commercial | Com ¦ Solar Water Preheat (Pools/DHW) | 2027 | Achievable | MW | Before Competition Groups | 0.020638 | 0 | 0 | 519.9213 | 3.9694e-05 | 59 | Commercial_2027_Achievable_MW_Before Competition Groups_59 | Solar Water Preheat (Pools/DHW) | 0.003969% | 0 | 0.020638 | Commercial_2027_Achievable_MW_Before Competition Groups_Solar Water Preheat (Pools/DHW)
Commercial | Com ¦ Wall Insulation | 2027 | Achievable | MW | Before Competition Groups | 0.020225 | 0 | 0 | 519.9213 | 3.89e-05 | 60 | Commercial_2027_Achievable_MW_Before Competition Groups_60 | Wall Insulation | 0.00389% | 0 | 0.020225 | Commercial_2027_Achievable_MW_Before Competition Groups_Wall Insulation
Commercial | Com ¦ Condensing Unit Heaters or other Efficient Unit Heating System | 2027 | Achievable | MW | Before Competition Groups | 0.019218 | 0 | 0 | 519.9213 | 3.6963e-05 | 61 | Commercial_2027_Achievable_MW_Before Competition Groups_61 | Condensing Unit Heaters or other Efficient Unit Heating System | 0.003696% | 0 | 0.019218 | Commercial_2027_Achievable_MW_Before Competition Groups_Condensing Unit Heaters or other Efficient Unit Heating System
Commercial | Com ¦ CEE Tier 2/Energy Star Clothes Washers | 2027 | Technical | MW | Before Competition Groups | 0.098758 | 0 | 0 | 2763.5107 | 3.5737e-05 | 91 | Commercial_2027_Technical_MW_Before Competition Groups_91 | CEE Tier 2/Energy Star Clothes Washers | 0.003574% | 0 | 0.098758 | Commercial_2027_Technical_MW_Before Competition Groups_CEE Tier 2/Energy Star Clothes Washers
Commercial | Com ¦ Wall Insulation | 2027 | Economic | MW | Before Competition Groups | 0.057724 | 0 | 0 | 1796.4225 | 3.2133e-05 | 65 | Commercial_2027_Economic_MW_Before Competition Groups_65 | Wall Insulation | 0.003213% | 0 | 0.057724 | Commercial_2027_Economic_MW_Before Competition Groups_Wall Insulation
Commercial | Com ¦ Condensing Unit Heaters or other Efficient Unit Heating System | 2027 | Economic | MW | Before Competition Groups | 0.055315 | 0 | 0 | 1796.4225 | 3.0792e-05 | 66 | Commercial_2027_Economic_MW_Before Competition Groups_66 | Condensing Unit Heaters or other Efficient Unit Heating System | 0.003079% | 0 | 0.055315 | Commercial_2027_Economic_MW_Before Competition Groups_Condensing Unit Heaters or other Efficient Unit Heating System
Commercial | Com ¦ Commercial Hot Food Holding Cabinets | 2027 | Economic | MW | Before Competition Groups | 0.053491 | 0 | 0 | 1796.4225 | 2.9776e-05 | 67 | Commercial_2027_Economic_MW_Before Competition Groups_67 | Commercial Hot Food Holding Cabinets | 0.002978% | 0 | 0.053491 | Commercial_2027_Economic_MW_Before Competition Groups_Commercial Hot Food Holding Cabinets
Commercial | Com ¦ Low Flow Pre-Rinse Spray Nozzle | 2027 | Technical | MW | Before Competition Groups | 0.079311 | 0 | 0 | 2763.5107 | 2.8699e-05 | 92 | Commercial_2027_Technical_MW_Before Competition Groups_92 | Low Flow Pre-Rinse Spray Nozzle | 0.00287% | 0 | 0.079311 | Commercial_2027_Technical_MW_Before Competition Groups_Low Flow Pre-Rinse Spray Nozzle
Commercial | Com ¦ Commercial Hot Food Holding Cabinets | 2027 | Achievable | MW | Before Competition Groups | 0.014678 | 0 | 0 | 519.9213 | 2.8231e-05 | 62 | Commercial_2027_Achievable_MW_Before Competition Groups_62 | Commercial Hot Food Holding Cabinets | 0.002823% | 0 | 0.014678 | Commercial_2027_Achievable_MW_Before Competition Groups_Commercial Hot Food Holding Cabinets
Commercial | Com ¦ Solar Electric Water Heater (50 Gallon) | 2027 | Technical | MW | Before Competition Groups | 0.071011 | 0 | 0 | 2763.5107 | 2.5696e-05 | 93 | Commercial_2027_Technical_MW_Before Competition Groups_93 | Solar Electric Water Heater (50 Gallon) | 0.00257% | 0 | 0.071011 | Commercial_2027_Technical_MW_Before Competition Groups_Solar Electric Water Heater (50 Gallon)
Commercial | Com ¦ Condensing Unit Heaters or other Efficient Unit Heating System | 2027 | Technical | MW | Before Competition Groups | 0.055315 | 0 | 0 | 2763.5107 | 2.0016e-05 | 94 | Commercial_2027_Technical_MW_Before Competition Groups_94 | Condensing Unit Heaters or other Efficient Unit Heating System | 0.002002% | 0 | 0.055315 | Commercial_2027_Technical_MW_Before Competition Groups_Condensing Unit Heaters or other Efficient Unit Heating System
Commercial | Com ¦ VSD Air Compressor | 2027 | Achievable | MW | Before Competition Groups | 0.0066782 | 0 | 0 | 519.9213 | 1.2845e-05 | 63 | Commercial_2027_Achievable_MW_Before Competition Groups_63 | VSD Air Compressor | 0.001284% | 0 | 0.0066782 | Commercial_2027_Achievable_MW_Before Competition Groups_VSD Air Compressor
Commercial | Com ¦ EC Plug Fan for Data Center (under cabinet) | 2027 | Technical | MW | Before Competition Groups | 0.027239 | 0 | 0 | 2763.5107 | 9.8567e-06 | 95 | Commercial_2027_Technical_MW_Before Competition Groups_95 | EC Plug Fan for Data Center (under cabinet) | 0.0009857% | 0 | 0.027239 | Commercial_2027_Technical_MW_Before Competition Groups_EC Plug Fan for Data Center (under cabinet)
Commercial | Com ¦ VSD Air Compressor | 2027 | Economic | MW | Before Competition Groups | 0.014834 | 0 | 0 | 1796.4225 | 8.2578e-06 | 68 | Commercial_2027_Economic_MW_Before Competition Groups_68 | VSD Air Compressor | 0.0008258% | 0 | 0.014834 | Commercial_2027_Economic_MW_Before Competition Groups_VSD Air Compressor
Commercial | Com ¦ Exterior Photocell | 2027 | Technical | MW | Before Competition Groups | 0.017952 | 0 | 0 | 2763.5107 | 6.4962e-06 | 96 | Commercial_2027_Technical_MW_Before Competition Groups_96 | Exterior Photocell | 0.0006496% | 0 | 0.017952 | Commercial_2027_Technical_MW_Before Competition Groups_Exterior Photocell
Commercial | Com ¦ High Efficiency Chiller (avg of water and air cooled) | 2027 | Achievable | MW | Before Competition Groups | 0.0032578 | 0 | 0 | 519.9213 | 6.266e-06 | 64 | Commercial_2027_Achievable_MW_Before Competition Groups_64 | High Efficiency Chiller (avg of water and air cooled) | 0.0006266% | 0 | 0.0032578 | Commercial_2027_Achievable_MW_Before Competition Groups_High Efficiency Chiller (avg of water and air cooled)
Commercial | Com ¦ VSD Air Compressor | 2027 | Technical | MW | Before Competition Groups | 0.014834 | 0 | 0 | 2763.5107 | 5.368e-06 | 97 | Commercial_2027_Technical_MW_Before Competition Groups_97 | VSD Air Compressor | 0.0005368% | 0 | 0.014834 | Commercial_2027_Technical_MW_Before Competition Groups_VSD Air Compressor
Commercial | Com ¦ eCube | 2027 | Technical | MW | Before Competition Groups | 0.011893 | 0 | 0 | 2763.5107 | 4.3035e-06 | 98 | Commercial_2027_Technical_MW_Before Competition Groups_98 | eCube | 0.0004304% | 0 | 0.011893 | Commercial_2027_Technical_MW_Before Competition Groups_eCube
Commercial | Com ¦ Air Curtains | 2027 | Achievable | MW | Before Competition Groups | 0.0022229 | 0 | 0 | 519.9213 | 4.2755e-06 | 65 | Commercial_2027_Achievable_MW_Before Competition Groups_65 | Air Curtains | 0.0004275% | 0 | 0.0022229 | Commercial_2027_Achievable_MW_Before Competition Groups_Air Curtains
Commercial | Com ¦ Energy Recovery Ventilation and Ventilation (Enhanced) | 2027 | Achievable | MW | Before Competition Groups | 0.0020296 | 0 | 0 | 519.9213 | 3.9036e-06 | 66 | Commercial_2027_Achievable_MW_Before Competition Groups_66 | Energy Recovery Ventilation and Ventilation (Enhanced) | 0.0003904% | 0 | 0.0020296 | Commercial_2027_Achievable_MW_Before Competition Groups_Energy Recovery Ventilation and Ventilation (Enhanced)
Commercial | Com ¦ Air Curtains | 2027 | Economic | MW | Before Competition Groups | 0.0064556 | 0 | 0 | 1796.4225 | 3.5936e-06 | 69 | Commercial_2027_Economic_MW_Before Competition Groups_69 | Air Curtains | 0.0003594% | 0 | 0.0064556 | Commercial_2027_Economic_MW_Before Competition Groups_Air Curtains
Commercial | Com ¦ High Efficiency Chiller (avg of water and air cooled) | 2027 | Economic | MW | Before Competition Groups | 0.0058592 | 0 | 0 | 1796.4225 | 3.2616e-06 | 70 | Commercial_2027_Economic_MW_Before Competition Groups_70 | High Efficiency Chiller (avg of water and air cooled) | 0.0003262% | 0 | 0.0058592 | Commercial_2027_Economic_MW_Before Competition Groups_High Efficiency Chiller (avg of water and air cooled)
Commercial | Com ¦ High Efficiency Small Instantaneous Water Heater | 2027 | Achievable | MW | Before Competition Groups | 0.001494 | 0 | 0 | 519.9213 | 2.8735e-06 | 67 | Commercial_2027_Achievable_MW_Before Competition Groups_67 | High Efficiency Small Instantaneous Water Heater | 0.0002874% | 0 | 0.001494 | Commercial_2027_Achievable_MW_Before Competition Groups_High Efficiency Small Instantaneous Water Heater
Commercial | Com ¦ Air Curtains | 2027 | Technical | MW | Before Competition Groups | 0.0064556 | 0 | 0 | 2763.5107 | 2.336e-06 | 99 | Commercial_2027_Technical_MW_Before Competition Groups_99 | Air Curtains | 0.0002336% | 0 | 0.0064556 | Commercial_2027_Technical_MW_Before Competition Groups_Air Curtains
Commercial | Com ¦ EC Plug Fan for Data Center (under cabinet) | 2027 | Economic | MW | Before Competition Groups | 0.0033625 | 0 | 0 | 1796.4225 | 1.8718e-06 | 71 | Commercial_2027_Economic_MW_Before Competition Groups_71 | EC Plug Fan for Data Center (under cabinet) | 0.0001872% | 0 | 0.0033625 | Commercial_2027_Economic_MW_Before Competition Groups_EC Plug Fan for Data Center (under cabinet)
Commercial | Com ¦ EC Plug Fan for Data Center (under cabinet) | 2027 | Achievable | MW | Before Competition Groups | 0.00063425 | 0 | 0 | 519.9213 | 1.2199e-06 | 68 | Commercial_2027_Achievable_MW_Before Competition Groups_68 | EC Plug Fan for Data Center (under cabinet) | 0.000122% | 0 | 0.00063425 | Commercial_2027_Achievable_MW_Before Competition Groups_EC Plug Fan for Data Center (under cabinet)
Commercial | Com ¦ Room AC (w/ louvered sides) 14 SEER from 12 SEER code | 2027 | Economic | MW | Before Competition Groups | 0.0011415 | 0 | 0 | 1796.4225 | 6.3545e-07 | 72 | Commercial_2027_Economic_MW_Before Competition Groups_72 | Room AC (w/ louvered sides) 14 SEER from 12 SEER code | 6.355e-05% | 0 | 0.0011415 | Commercial_2027_Economic_MW_Before Competition Groups_Room AC (w/ louvered sides) 14 SEER from 12 SEER code
Commercial | Com ¦ High Efficiency Induction Cooking | 2027 | Technical | MW | Before Competition Groups | 0.0010826 | 0 | 0 | 2763.5107 | 3.9176e-07 | 100 | Commercial_2027_Technical_MW_Before Competition Groups_100 | High Efficiency Induction Cooking | 3.918e-05% | 0 | 0.0010826 | Commercial_2027_Technical_MW_Before Competition Groups_High Efficiency Induction Cooking
Commercial | Com ¦ Room AC (w/ louvered sides) 14 SEER from 12 SEER code | 2027 | Achievable | MW | Before Competition Groups | 0.00018414 | 0 | 0 | 519.9213 | 3.5416e-07 | 69 | Commercial_2027_Achievable_MW_Before Competition Groups_69 | Room AC (w/ louvered sides) 14 SEER from 12 SEER code | 3.542e-05% | 0 | 0.00018414 | Commercial_2027_Achievable_MW_Before Competition Groups_Room AC (w/ louvered sides) 14 SEER from 12 SEER code
Commercial | Com ¦ Electric Convection Combination Ovens | 2027 | Achievable | MW | Before Competition Groups | 0.00012398 | 0 | 0 | 519.9213 | 2.3847e-07 | 70 | Commercial_2027_Achievable_MW_Before Competition Groups_70 | Electric Convection Combination Ovens | 2.385e-05% | 0 | 0.00012398 | Commercial_2027_Achievable_MW_Before Competition Groups_Electric Convection Combination Ovens
Commercial | Com ¦ Electric Convection Combination Ovens | 2027 | Economic | MW | Before Competition Groups | 0.00019293 | 0 | 0 | 1796.4225 | 1.074e-07 | 73 | Commercial_2027_Economic_MW_Before Competition Groups_73 | Electric Convection Combination Ovens | 1.074e-05% | 0 | 0.00019293 | Commercial_2027_Economic_MW_Before Competition Groups_Electric Convection Combination Ovens
Commercial | Com ¦ Electric Convection Combination Ovens | 2027 | Technical | MW | Before Competition Groups | 0.00019293 | 0 | 0 | 2763.5107 | 6.9812e-08 | 101 | Commercial_2027_Technical_MW_Before Competition Groups_101 | Electric Convection Combination Ovens | 6.981e-06% | 0 | 0.00019293 | Commercial_2027_Technical_MW_Before Competition Groups_Electric Convection Combination Ovens
Commercial | Com ¦ LLLC - Low Impact Application | 2027 | Achievable | MW | Before Competition Groups | 4.7717e-20 | 0 | 0 | 519.9213 | 9.1778e-23 | 71 | Commercial_2027_Achievable_MW_Before Competition Groups_71 | LLLC - Low Impact Application | 9.178e-21% | 0 | 4.7717e-20 | Commercial_2027_Achievable_MW_Before Competition Groups_LLLC - Low Impact Application
Commercial | Com ¦ LLLC - High Impact Application | 2027 | Achievable | MW | Before Competition Groups | 1.9493e-20 | 0 | 0 | 519.9213 | 3.7492e-23 | 72 | Commercial_2027_Achievable_MW_Before Competition Groups_72 | LLLC - High Impact Application | 3.749e-21% | 0 | 1.9493e-20 | Commercial_2027_Achievable_MW_Before Competition Groups_LLLC - High Impact Application
Commercial | Com ¦ Networked/Connected - High Impact Application | 2027 | Achievable | MW | Before Competition Groups | 1.2205e-22 | 0 | 0 | 519.9213 | 2.3474e-25 | 73 | Commercial_2027_Achievable_MW_Before Competition Groups_73 | Networked/Connected - High Impact Application | 2.347e-23% | 0 | 1.2205e-22 | Commercial_2027_Achievable_MW_Before Competition Groups_Networked/Connected - High Impact Application
Commercial | Com ¦ Networked/Connected - Low Impact Application | 2027 | Achievable | MW | Before Competition Groups | 4.7429e-23 | 0 | 0 | 519.9213 | 9.1224e-26 | 74 | Commercial_2027_Achievable_MW_Before Competition Groups_74 | Networked/Connected - Low Impact Application | 9.122e-24% | 0 | 4.7429e-23 | Commercial_2027_Achievable_MW_Before Competition Groups_Networked/Connected - Low Impact Application
Commercial | Com ¦ Door Gasket Freezer/Refrigerator | 2027 | Achievable | MW | Before Competition Groups | 0 | 0 | 0 | 519.9213 | 0 | 75 | Commercial_2027_Achievable_MW_Before Competition Groups_75 | Door Gasket Freezer/Refrigerator | 0% | 0 | 0 | Commercial_2027_Achievable_MW_Before Competition Groups_Door Gasket Freezer/Refrigerator
Commercial | Com ¦ Door Gasket Freezer/Refrigerator | 2027 | Economic | MW | Before Competition Groups | 0 | 0 | 0 | 1796.4225 | 0 | 74 | Commercial_2027_Economic_MW_Before Competition Groups_74 | Door Gasket Freezer/Refrigerator | 0% | 0 | 0 | Commercial_2027_Economic_MW_Before Competition Groups_Door Gasket Freezer/Refrigerator
Commercial | Com ¦ Efficient compressor motor | 2027 | Achievable | MW | Before Competition Groups | 0 | 0 | 0 | 519.9213 | 0 | 76 | Commercial_2027_Achievable_MW_Before Competition Groups_76 | Efficient compressor motor | 0% | 0 | 0 | Commercial_2027_Achievable_MW_Before Competition Groups_Efficient compressor motor
Commercial | Com ¦ Efficient compressor motor | 2027 | Economic | MW | Before Competition Groups | 0 | 0 | 0 | 1796.4225 | 0 | 75 | Commercial_2027_Economic_MW_Before Competition Groups_75 | Efficient compressor motor | 0% | 0 | 0 | Commercial_2027_Economic_MW_Before Competition Groups_Efficient compressor motor
Commercial | Com ¦ ENERGY STAR FREEZER | 2027 | Achievable | MW | Before Competition Groups | 0 | 0 | 0 | 519.9213 | 0 | 77 | Commercial_2027_Achievable_MW_Before Competition Groups_77 | ENERGY STAR FREEZER | 0% | 0 | 0 | Commercial_2027_Achievable_MW_Before Competition Groups_ENERGY STAR FREEZER
Commercial | Com ¦ ENERGY STAR FREEZER | 2027 | Economic | MW | Before Competition Groups | 0 | 0 | 0 | 1796.4225 | 0 | 76 | Commercial_2027_Economic_MW_Before Competition Groups_76 | ENERGY STAR FREEZER | 0% | 0 | 0 | Commercial_2027_Economic_MW_Before Competition Groups_ENERGY STAR FREEZER
Commercial | Com ¦ Ground Source Heat Pump | 2027 | Achievable | MW | Before Competition Groups | 0 | 0 | 0 | 519.9213 | 0 | 78 | Commercial_2027_Achievable_MW_Before Competition Groups_78 | Ground Source Heat Pump | 0% | 0 | 0 | Commercial_2027_Achievable_MW_Before Competition Groups_Ground Source Heat Pump
Commercial | Com ¦ Ground Source Heat Pump | 2027 | Economic | MW | Before Competition Groups | 0 | 0 | 0 | 1796.4225 | 0 | 77 | Commercial_2027_Economic_MW_Before Competition Groups_77 | Ground Source Heat Pump | 0% | 0 | 0 | Commercial_2027_Economic_MW_Before Competition Groups_Ground Source Heat Pump
Commercial | Com ¦ High R-Value Glass Doors/no-heat glass door | 2027 | Achievable | MW | Before Competition Groups | 0 | 0 | 0 | 519.9213 | 0 | 79 | Commercial_2027_Achievable_MW_Before Competition Groups_79 | High R-Value Glass Doors/no-heat glass door | 0% | 0 | 0 | Commercial_2027_Achievable_MW_Before Competition Groups_High R-Value Glass Doors/no-heat glass door
Commercial | Com ¦ High R-Value Glass Doors/no-heat glass door | 2027 | Economic | MW | Before Competition Groups | 0 | 0 | 0 | 1796.4225 | 0 | 78 | Commercial_2027_Economic_MW_Before Competition Groups_78 | High R-Value Glass Doors/no-heat glass door | 0% | 0 | 0 | Commercial_2027_Economic_MW_Before Competition Groups_High R-Value Glass Doors/no-heat glass door
Commercial | Com ¦ HOTEL OCCUPANCY CONTROLS (HVAC + LIGHTING) | 2027 | Achievable | MW | Before Competition Groups | 0 | 0 | 0 | 519.9213 | 0 | 80 | Commercial_2027_Achievable_MW_Before Competition Groups_80 | HOTEL OCCUPANCY CONTROLS (HVAC + LIGHTING) | 0% | 0 | 0 | Commercial_2027_Achievable_MW_Before Competition Groups_HOTEL OCCUPANCY CONTROLS (HVAC + LIGHTING)
Commercial | Com ¦ HOTEL OCCUPANCY CONTROLS (HVAC + LIGHTING) | 2027 | Economic | MW | Before Competition Groups | 0 | 0 | 0 | 1796.4225 | 0 | 79 | Commercial_2027_Economic_MW_Before Competition Groups_79 | HOTEL OCCUPANCY CONTROLS (HVAC + LIGHTING) | 0% | 0 | 0 | Commercial_2027_Economic_MW_Before Competition Groups_HOTEL OCCUPANCY CONTROLS (HVAC + LIGHTING)
Commercial | Com ¦ Indoor Daylight Sensors/Photocell Dimming Control | 2027 | Achievable | MW | Before Competition Groups | 0 | 0 | 0 | 519.9213 | 0 | 81 | Commercial_2027_Achievable_MW_Before Competition Groups_81 | Indoor Daylight Sensors/Photocell Dimming Control | 0% | 0 | 0 | Commercial_2027_Achievable_MW_Before Competition Groups_Indoor Daylight Sensors/Photocell Dimming Control
Commercial | Com ¦ Indoor Daylight Sensors/Photocell Dimming Control | 2027 | Economic | MW | Before Competition Groups | 0 | 0 | 0 | 1796.4225 | 0 | 80 | Commercial_2027_Economic_MW_Before Competition Groups_80 | Indoor Daylight Sensors/Photocell Dimming Control | 0% | 0 | 0 | Commercial_2027_Economic_MW_Before Competition Groups_Indoor Daylight Sensors/Photocell Dimming Control
Commercial | Com ¦ LED RECESSED DOWNLIGHTS | 2027 | Achievable | MW | Before Competition Groups | 0 | 0 | 0 | 519.9213 | 0 | 82 | Commercial_2027_Achievable_MW_Before Competition Groups_82 | LED RECESSED DOWNLIGHTS | 0% | 0 | 0 | Commercial_2027_Achievable_MW_Before Competition Groups_LED RECESSED DOWNLIGHTS
Commercial | Com ¦ LED RECESSED DOWNLIGHTS | 2027 | Economic | MW | Before Competition Groups | 0 | 0 | 0 | 1796.4225 | 0 | 81 | Commercial_2027_Economic_MW_Before Competition Groups_81 | LED RECESSED DOWNLIGHTS | 0% | 0 | 0 | Commercial_2027_Economic_MW_Before Competition Groups_LED RECESSED DOWNLIGHTS
Commercial | Com ¦ Notched V belts for HVAC Systems | 2027 | Achievable | MW | Before Competition Groups | 0 | 0 | 0 | 519.9213 | 0 | 83 | Commercial_2027_Achievable_MW_Before Competition Groups_83 | Notched V belts for HVAC Systems | 0% | 0 | 0 | Commercial_2027_Achievable_MW_Before Competition Groups_Notched V belts for HVAC Systems
Commercial | Com ¦ Notched V belts for HVAC Systems | 2027 | Economic | MW | Before Competition Groups | 0 | 0 | 0 | 1796.4225 | 0 | 82 | Commercial_2027_Economic_MW_Before Competition Groups_82 | Notched V belts for HVAC Systems | 0% | 0 | 0 | Commercial_2027_Economic_MW_Before Competition Groups_Notched V belts for HVAC Systems
Commercial | Com ¦ Refrigeration Commissioning | 2027 | Achievable | MW | Before Competition Groups | 0 | 0 | 0 | 519.9213 | 0 | 84 | Commercial_2027_Achievable_MW_Before Competition Groups_84 | Refrigeration Commissioning | 0% | 0 | 0 | Commercial_2027_Achievable_MW_Before Competition Groups_Refrigeration Commissioning
Commercial | Com ¦ Refrigeration Commissioning | 2027 | Economic | MW | Before Competition Groups | 0 | 0 | 0 | 1796.4225 | 0 | 83 | Commercial_2027_Economic_MW_Before Competition Groups_83 | Refrigeration Commissioning | 0% | 0 | 0 | Commercial_2027_Economic_MW_Before Competition Groups_Refrigeration Commissioning
Commercial | Com ¦ Roof Insulation/Ceiling Insulation (R25 Code to R35) | 2027 | Achievable | MW | Before Competition Groups | 0 | 0 | 0 | 519.9213 | 0 | 85 | Commercial_2027_Achievable_MW_Before Competition Groups_85 | Roof Insulation/Ceiling Insulation (R25 Code to R35) | 0% | 0 | 0 | Commercial_2027_Achievable_MW_Before Competition Groups_Roof Insulation/Ceiling Insulation (R25 Code to R35)
Commercial | Com ¦ Roof Insulation/Ceiling Insulation (R25 Code to R35) | 2027 | Economic | MW | Before Competition Groups | 0 | 0 | 0 | 1796.4225 | 0 | 84 | Commercial_2027_Economic_MW_Before Competition Groups_84 | Roof Insulation/Ceiling Insulation (R25 Code to R35) | 0% | 0 | 0 | Commercial_2027_Economic_MW_Before Competition Groups_Roof Insulation/Ceiling Insulation (R25 Code to R35)
Commercial | Com ¦ Super-High Efficiency Furnaces (Emerging Tech) | 2027 | Achievable | MW | Before Competition Groups | 0 | 0 | 0 | 519.9213 | 0 | 86 | Commercial_2027_Achievable_MW_Before Competition Groups_86 | Super-High Efficiency Furnaces (Emerging Tech) | 0% | 0 | 0 | Commercial_2027_Achievable_MW_Before Competition Groups_Super-High Efficiency Furnaces (Emerging Tech)
Commercial | Com ¦ Super-High Efficiency Furnaces (Emerging Tech) | 2027 | Economic | MW | Before Competition Groups | 0 | 0 | 0 | 1796.4225 | 0 | 85 | Commercial_2027_Economic_MW_Before Competition Groups_85 | Super-High Efficiency Furnaces (Emerging Tech) | 0% | 0 | 0 | Commercial_2027_Economic_MW_Before Competition Groups_Super-High Efficiency Furnaces (Emerging Tech)
Commercial | Com ¦ SYNCHRONOUS BELT | 2027 | Achievable | MW | Before Competition Groups | 0 | 0 | 0 | 519.9213 | 0 | 87 | Commercial_2027_Achievable_MW_Before Competition Groups_87 | SYNCHRONOUS BELT | 0% | 0 | 0 | Commercial_2027_Achievable_MW_Before Competition Groups_SYNCHRONOUS BELT
Commercial | Com ¦ SYNCHRONOUS BELT | 2027 | Economic | MW | Before Competition Groups | 0 | 0 | 0 | 1796.4225 | 0 | 86 | Commercial_2027_Economic_MW_Before Competition Groups_86 | SYNCHRONOUS BELT | 0% | 0 | 0 | Commercial_2027_Economic_MW_Before Competition Groups_SYNCHRONOUS BELT
Commercial | Com ¦ Variable Refrigerant Flow Heat Pump | 2027 | Achievable | MW | Before Competition Groups | 0 | 0 | 0 | 519.9213 | 0 | 88 | Commercial_2027_Achievable_MW_Before Competition Groups_88 | Variable Refrigerant Flow Heat Pump | 0% | 0 | 0 | Commercial_2027_Achievable_MW_Before Competition Groups_Variable Refrigerant Flow Heat Pump
Commercial | Com ¦ Variable Refrigerant Flow Heat Pump | 2027 | Economic | MW | Before Competition Groups | 0 | 0 | 0 | 1796.4225 | 0 | 87 | Commercial_2027_Economic_MW_Before Competition Groups_87 | Variable Refrigerant Flow Heat Pump | 0% | 0 | 0 | Commercial_2027_Economic_MW_Before Competition Groups_Variable Refrigerant Flow Heat Pump
Commercial | Com ¦ Building Recommissioning, Operations and Maintenance (O&M) Improvements | 2028 | Economic | MW | Before Competition Groups | 296.8498 | 0 | 0 | 1821.083 | 0.16301 | 1 | Commercial_2028_Economic_MW_Before Competition Groups_1 | Building Recommissioning, Operations and Maintenance (O&M) Improvements | 16.3% | 0 | 296.8498 | Commercial_2028_Economic_MW_Before Competition Groups_Building Recommissioning, Operations and Maintenance (O&M) Improvements
Commercial | Com ¦ Education and Capacity Building/Energy Behavior | 2028 | Achievable | MW | Before Competition Groups | 98.4429 | 0 | 0 | 636.7774 | 0.1546 | 1 | Commercial_2028_Achievable_MW_Before Competition Groups_1 | Education and Capacity Building/Energy Behavior | 15.46% | 0 | 98.4429 | Commercial_2028_Achievable_MW_Before Competition Groups_Education and Capacity Building/Energy Behavior
Commercial | Com ¦ Education and Capacity Building/Energy Behavior | 2028 | Economic | MW | Before Competition Groups | 265.4288 | 0 | 0 | 1821.083 | 0.14575 | 2 | Commercial_2028_Economic_MW_Before Competition Groups_2 | Education and Capacity Building/Energy Behavior | 14.58% | 0 | 265.4288 | Commercial_2028_Economic_MW_Before Competition Groups_Education and Capacity Building/Energy Behavior
Commercial | Com ¦ ENERGY STAR LED LAMPS (REFLECTOR LAMPs/MR16/PAR 16) | 2028 | Achievable | MW | Before Competition Groups | 87.9283 | 0 | 0 | 636.7774 | 0.13808 | 2 | Commercial_2028_Achievable_MW_Before Competition Groups_2 | ENERGY STAR LED LAMPS (REFLECTOR LAMPs/MR16/PAR 16) | 13.81% | 0 | 87.9283 | Commercial_2028_Achievable_MW_Before Competition Groups_ENERGY STAR LED LAMPS (REFLECTOR LAMPs/MR16/PAR 16)
Commercial | Com ¦ LED Low/High Bay | 2028 | Economic | MW | Before Competition Groups | 210.4534 | 0 | 0 | 1821.083 | 0.11556 | 3 | Commercial_2028_Economic_MW_Before Competition Groups_3 | LED Low/High Bay | 11.56% | 0 | 210.4534 | Commercial_2028_Economic_MW_Before Competition Groups_LED Low/High Bay
Commercial | Com ¦ LED Low/High Bay | 2028 | Achievable | MW | Before Competition Groups | 68.9617 | 0 | 0 | 636.7774 | 0.1083 | 3 | Commercial_2028_Achievable_MW_Before Competition Groups_3 | LED Low/High Bay | 10.83% | 0 | 68.9617 | Commercial_2028_Achievable_MW_Before Competition Groups_LED Low/High Bay
Commercial | Com ¦ Building Recommissioning, Operations and Maintenance (O&M) Improvements | 2028 | Technical | MW | Before Competition Groups | 296.8498 | 0 | 0 | 2812.3903 | 0.10555 | 1 | Commercial_2028_Technical_MW_Before Competition Groups_1 | Building Recommissioning, Operations and Maintenance (O&M) Improvements | 10.56% | 0 | 296.8498 | Commercial_2028_Technical_MW_Before Competition Groups_Building Recommissioning, Operations and Maintenance (O&M) Improvements
Commercial | Com ¦ LED Troffer/Surface/Suspended | 2028 | Achievable | MW | Before Competition Groups | 64.6508 | 0 | 0 | 636.7774 | 0.10153 | 4 | Commercial_2028_Achievable_MW_Before Competition Groups_4 | LED Troffer/Surface/Suspended | 10.15% | 0 | 64.6508 | Commercial_2028_Achievable_MW_Before Competition Groups_LED Troffer/Surface/Suspended
Commercial | Com ¦ Education and Capacity Building/Energy Behavior | 2028 | Technical | MW | Before Competition Groups | 265.4288 | 0 | 0 | 2812.3903 | 0.094378 | 2 | Commercial_2028_Technical_MW_Before Competition Groups_2 | Education and Capacity Building/Energy Behavior | 9.438% | 0 | 265.4288 | Commercial_2028_Technical_MW_Before Competition Groups_Education and Capacity Building/Energy Behavior
Commercial | Com ¦ LED Troffer/Surface/Suspended | 2028 | Economic | MW | Before Competition Groups | 154.0359 | 0 | 0 | 1821.083 | 0.084585 | 4 | Commercial_2028_Economic_MW_Before Competition Groups_4 | LED Troffer/Surface/Suspended | 8.458% | 0 | 154.0359 | Commercial_2028_Economic_MW_Before Competition Groups_LED Troffer/Surface/Suspended
Commercial | Com ¦ LED Low/High Bay | 2028 | Technical | MW | Before Competition Groups | 210.4534 | 0 | 0 | 2812.3903 | 0.074831 | 3 | Commercial_2028_Technical_MW_Before Competition Groups_3 | LED Low/High Bay | 7.483% | 0 | 210.4534 | Commercial_2028_Technical_MW_Before Competition Groups_LED Low/High Bay
Commercial | Com ¦ ENERGY STAR LED LAMPS (REFLECTOR LAMPs/MR16/PAR 16) | 2028 | Economic | MW | Before Competition Groups | 130.5369 | 0 | 0 | 1821.083 | 0.071681 | 5 | Commercial_2028_Economic_MW_Before Competition Groups_5 | ENERGY STAR LED LAMPS (REFLECTOR LAMPs/MR16/PAR 16) | 7.168% | 0 | 130.5369 | Commercial_2028_Economic_MW_Before Competition Groups_ENERGY STAR LED LAMPS (REFLECTOR LAMPs/MR16/PAR 16)
Commercial | Com ¦ LED Replacement Lamp (Tube) | 2028 | Achievable | MW | Before Competition Groups | 35.0209 | 0 | 0 | 636.7774 | 0.054997 | 5 | Commercial_2028_Achievable_MW_Before Competition Groups_5 | LED Replacement Lamp (Tube) | 5.5% | 0 | 35.0209 | Commercial_2028_Achievable_MW_Before Competition Groups_LED Replacement Lamp (Tube)
Commercial | Com ¦ LED Troffer/Surface/Suspended | 2028 | Technical | MW | Before Competition Groups | 154.0359 | 0 | 0 | 2812.3903 | 0.05477 | 4 | Commercial_2028_Technical_MW_Before Competition Groups_4 | LED Troffer/Surface/Suspended | 5.477% | 0 | 154.0359 | Commercial_2028_Technical_MW_Before Competition Groups_LED Troffer/Surface/Suspended
Commercial | Com ¦ Advanced BAS/Controllers | 2028 | Economic | MW | Before Competition Groups | 96.1281 | 0 | 0 | 1821.083 | 0.052786 | 6 | Commercial_2028_Economic_MW_Before Competition Groups_6 | Advanced BAS/Controllers | 5.279% | 0 | 96.1281 | Commercial_2028_Economic_MW_Before Competition Groups_Advanced BAS/Controllers
Commercial | Com ¦ LLLC - Low Impact Application | 2028 | Technical | MW | Before Competition Groups | 145.2395 | 0 | 0 | 2812.3903 | 0.051643 | 5 | Commercial_2028_Technical_MW_Before Competition Groups_5 | LLLC - Low Impact Application | 5.164% | 0 | 145.2395 | Commercial_2028_Technical_MW_Before Competition Groups_LLLC - Low Impact Application
Commercial | Com ¦ High Efficiency Air Source Heat Pump | 2028 | Economic | MW | Before Competition Groups | 90.5002 | 0 | 0 | 1821.083 | 0.049696 | 7 | Commercial_2028_Economic_MW_Before Competition Groups_7 | High Efficiency Air Source Heat Pump | 4.97% | 0 | 90.5002 | Commercial_2028_Economic_MW_Before Competition Groups_High Efficiency Air Source Heat Pump
Commercial | Com ¦ ENERGY STAR LED LAMPS (REFLECTOR LAMPs/MR16/PAR 16) | 2028 | Technical | MW | Before Competition Groups | 133.8757 | 0 | 0 | 2812.3903 | 0.047602 | 6 | Commercial_2028_Technical_MW_Before Competition Groups_6 | ENERGY STAR LED LAMPS (REFLECTOR LAMPs/MR16/PAR 16) | 4.76% | 0 | 133.8757 | Commercial_2028_Technical_MW_Before Competition Groups_ENERGY STAR LED LAMPS (REFLECTOR LAMPs/MR16/PAR 16)
Commercial | Com ¦ LLLC - High Impact Application | 2028 | Technical | MW | Before Competition Groups | 131.9269 | 0 | 0 | 2812.3903 | 0.046909 | 7 | Commercial_2028_Technical_MW_Before Competition Groups_7 | LLLC - High Impact Application | 4.691% | 0 | 131.9269 | Commercial_2028_Technical_MW_Before Competition Groups_LLLC - High Impact Application
Commercial | Com ¦ Building Recommissioning, Operations and Maintenance (O&M) Improvements | 2028 | Achievable | MW | Before Competition Groups | 29.5561 | 0 | 0 | 636.7774 | 0.046415 | 6 | Commercial_2028_Achievable_MW_Before Competition Groups_6 | Building Recommissioning, Operations and Maintenance (O&M) Improvements | 4.642% | 0 | 29.5561 | Commercial_2028_Achievable_MW_Before Competition Groups_Building Recommissioning, Operations and Maintenance (O&M) Improvements
Commercial | Com ¦ Networked/Connected - Low Impact Application | 2028 | Technical | MW | Before Competition Groups | 123.3745 | 0 | 0 | 2812.3903 | 0.043868 | 8 | Commercial_2028_Technical_MW_Before Competition Groups_8 | Networked/Connected - Low Impact Application | 4.387% | 0 | 123.3745 | Commercial_2028_Technical_MW_Before Competition Groups_Networked/Connected - Low Impact Application
Commercial | Com ¦ Central Lighting Control System | 2028 | Technical | MW | Before Competition Groups | 122.4238 | 0 | 0 | 2812.3903 | 0.04353 | 9 | Commercial_2028_Technical_MW_Before Competition Groups_9 | Central Lighting Control System | 4.353% | 0 | 122.4238 | Commercial_2028_Technical_MW_Before Competition Groups_Central Lighting Control System
Commercial | Com ¦ Variable Refrigerant Flow Heat Pump | 2028 | Technical | MW | Before Competition Groups | 115.3714 | 0 | 0 | 2812.3903 | 0.041023 | 10 | Commercial_2028_Technical_MW_Before Competition Groups_10 | Variable Refrigerant Flow Heat Pump | 4.102% | 0 | 115.3714 | Commercial_2028_Technical_MW_Before Competition Groups_Variable Refrigerant Flow Heat Pump
Commercial | Com ¦ Networked/Connected - High Impact Application | 2028 | Technical | MW | Before Competition Groups | 114.7814 | 0 | 0 | 2812.3903 | 0.040813 | 11 | Commercial_2028_Technical_MW_Before Competition Groups_11 | Networked/Connected - High Impact Application | 4.081% | 0 | 114.7814 | Commercial_2028_Technical_MW_Before Competition Groups_Networked/Connected - High Impact Application
Commercial | Com ¦ High Efficiency Air Source Heat Pump | 2028 | Achievable | MW | Before Competition Groups | 25.3223 | 0 | 0 | 636.7774 | 0.039766 | 7 | Commercial_2028_Achievable_MW_Before Competition Groups_7 | High Efficiency Air Source Heat Pump | 3.977% | 0 | 25.3223 | Commercial_2028_Achievable_MW_Before Competition Groups_High Efficiency Air Source Heat Pump
Commercial | Com ¦ Advanced BAS/Controllers | 2028 | Technical | MW | Before Competition Groups | 96.1281 | 0 | 0 | 2812.3903 | 0.03418 | 12 | Commercial_2028_Technical_MW_Before Competition Groups_12 | Advanced BAS/Controllers | 3.418% | 0 | 96.1281 | Commercial_2028_Technical_MW_Before Competition Groups_Advanced BAS/Controllers
Commercial | Com ¦ High Efficiency Air Source Heat Pump | 2028 | Technical | MW | Before Competition Groups | 90.5002 | 0 | 0 | 2812.3903 | 0.032179 | 13 | Commercial_2028_Technical_MW_Before Competition Groups_13 | High Efficiency Air Source Heat Pump | 3.218% | 0 | 90.5002 | Commercial_2028_Technical_MW_Before Competition Groups_High Efficiency Air Source Heat Pump
Commercial | Com ¦ Data Center Storage/Server Virtualization | 2028 | Achievable | MW | Before Competition Groups | 18.5581 | 0 | 0 | 636.7774 | 0.029144 | 8 | Commercial_2028_Achievable_MW_Before Competition Groups_8 | Data Center Storage/Server Virtualization | 2.914% | 0 | 18.5581 | Commercial_2028_Achievable_MW_Before Competition Groups_Data Center Storage/Server Virtualization
Commercial | Com ¦ Adaptive Thermostats | 2028 | Achievable | MW | Before Competition Groups | 16.7606 | 0 | 0 | 636.7774 | 0.026321 | 9 | Commercial_2028_Achievable_MW_Before Competition Groups_9 | Adaptive Thermostats | 2.632% | 0 | 16.7606 | Commercial_2028_Achievable_MW_Before Competition Groups_Adaptive Thermostats
Commercial | Com ¦ Advanced BAS/Controllers | 2028 | Achievable | MW | Before Competition Groups | 15.8035 | 0 | 0 | 636.7774 | 0.024818 | 10 | Commercial_2028_Achievable_MW_Before Competition Groups_10 | Advanced BAS/Controllers | 2.482% | 0 | 15.8035 | Commercial_2028_Achievable_MW_Before Competition Groups_Advanced BAS/Controllers
Commercial | Com ¦ LED Replacement Lamp (Tube) | 2028 | Economic | MW | Before Competition Groups | 44.8011 | 0 | 0 | 1821.083 | 0.024601 | 8 | Commercial_2028_Economic_MW_Before Competition Groups_8 | LED Replacement Lamp (Tube) | 2.46% | 0 | 44.8011 | Commercial_2028_Economic_MW_Before Competition Groups_LED Replacement Lamp (Tube)
Commercial | Com ¦ Furnace Tune-Up | 2028 | Achievable | MW | Before Competition Groups | 14.814 | 0 | 0 | 636.7774 | 0.023264 | 11 | Commercial_2028_Achievable_MW_Before Competition Groups_11 | Furnace Tune-Up | 2.326% | 0 | 14.814 | Commercial_2028_Achievable_MW_Before Competition Groups_Furnace Tune-Up
Commercial | Com ¦ LED or Equivalent Sign Lighting | 2028 | Achievable | MW | Before Competition Groups | 14.3827 | 0 | 0 | 636.7774 | 0.022587 | 12 | Commercial_2028_Achievable_MW_Before Competition Groups_12 | LED or Equivalent Sign Lighting | 2.259% | 0 | 14.3827 | Commercial_2028_Achievable_MW_Before Competition Groups_LED or Equivalent Sign Lighting
Commercial | Com ¦ Strip Curtains | 2028 | Achievable | MW | Before Competition Groups | 14.2963 | 0 | 0 | 636.7774 | 0.022451 | 13 | Commercial_2028_Achievable_MW_Before Competition Groups_13 | Strip Curtains | 2.245% | 0 | 14.2963 | Commercial_2028_Achievable_MW_Before Competition Groups_Strip Curtains
Commercial | Com ¦ Adaptive Thermostats | 2028 | Economic | MW | Before Competition Groups | 40.2733 | 0 | 0 | 1821.083 | 0.022115 | 9 | Commercial_2028_Economic_MW_Before Competition Groups_9 | Adaptive Thermostats | 2.212% | 0 | 40.2733 | Commercial_2028_Economic_MW_Before Competition Groups_Adaptive Thermostats
Commercial | Com ¦ Unitary Air-Conditioning Unit | 2028 | Technical | MW | Before Competition Groups | 61.4089 | 0 | 0 | 2812.3903 | 0.021835 | 14 | Commercial_2028_Technical_MW_Before Competition Groups_14 | Unitary Air-Conditioning Unit | 2.184% | 0 | 61.4089 | Commercial_2028_Technical_MW_Before Competition Groups_Unitary Air-Conditioning Unit
Commercial | Com ¦ Furnace Tune-Up | 2028 | Economic | MW | Before Competition Groups | 33.8053 | 0 | 0 | 1821.083 | 0.018563 | 10 | Commercial_2028_Economic_MW_Before Competition Groups_10 | Furnace Tune-Up | 1.856% | 0 | 33.8053 | Commercial_2028_Economic_MW_Before Competition Groups_Furnace Tune-Up
Commercial | Com ¦ Reach-in Shaded Pole to ECM/PSC Evaporator Fan Motor | 2028 | Achievable | MW | Before Competition Groups | 11.3367 | 0 | 0 | 636.7774 | 0.017803 | 14 | Commercial_2028_Achievable_MW_Before Competition Groups_14 | Reach-in Shaded Pole to ECM/PSC Evaporator Fan Motor | 1.78% | 0 | 11.3367 | Commercial_2028_Achievable_MW_Before Competition Groups_Reach-in Shaded Pole to ECM/PSC Evaporator Fan Motor
Commercial | Com ¦ Data Center Storage/Server Virtualization | 2028 | Economic | MW | Before Competition Groups | 31.7846 | 0 | 0 | 1821.083 | 0.017454 | 11 | Commercial_2028_Economic_MW_Before Competition Groups_11 | Data Center Storage/Server Virtualization | 1.745% | 0 | 31.7846 | Commercial_2028_Economic_MW_Before Competition Groups_Data Center Storage/Server Virtualization
Commercial | Com ¦ Strip Curtains | 2028 | Economic | MW | Before Competition Groups | 30.8391 | 0 | 0 | 1821.083 | 0.016934 | 12 | Commercial_2028_Economic_MW_Before Competition Groups_12 | Strip Curtains | 1.693% | 0 | 30.8391 | Commercial_2028_Economic_MW_Before Competition Groups_Strip Curtains
Commercial | Com ¦ Variable Frequency Drive (VFD) | 2028 | Achievable | MW | Before Competition Groups | 10.6423 | 0 | 0 | 636.7774 | 0.016713 | 15 | Commercial_2028_Achievable_MW_Before Competition Groups_15 | Variable Frequency Drive (VFD) | 1.671% | 0 | 10.6423 | Commercial_2028_Achievable_MW_Before Competition Groups_Variable Frequency Drive (VFD)
Commercial | Com ¦ LLLC - Low Impact Application | 2028 | Economic | MW | Before Competition Groups | 29.8648 | 0 | 0 | 1821.083 | 0.016399 | 13 | Commercial_2028_Economic_MW_Before Competition Groups_13 | LLLC - Low Impact Application | 1.64% | 0 | 29.8648 | Commercial_2028_Economic_MW_Before Competition Groups_LLLC - Low Impact Application
Commercial | Com ¦ LED Replacement Lamp (Tube) | 2028 | Technical | MW | Before Competition Groups | 44.8011 | 0 | 0 | 2812.3903 | 0.01593 | 15 | Commercial_2028_Technical_MW_Before Competition Groups_15 | LED Replacement Lamp (Tube) | 1.593% | 0 | 44.8011 | Commercial_2028_Technical_MW_Before Competition Groups_LED Replacement Lamp (Tube)
Commercial | Com ¦ VFD on Pumps | 2028 | Achievable | MW | Before Competition Groups | 9.9856 | 0 | 0 | 636.7774 | 0.015681 | 16 | Commercial_2028_Achievable_MW_Before Competition Groups_16 | VFD on Pumps | 1.568% | 0 | 9.9856 | Commercial_2028_Achievable_MW_Before Competition Groups_VFD on Pumps
Commercial | Com ¦ Demand Control Ventilation | 2028 | Economic | MW | Before Competition Groups | 28.3761 | 0 | 0 | 1821.083 | 0.015582 | 14 | Commercial_2028_Economic_MW_Before Competition Groups_14 | Demand Control Ventilation | 1.558% | 0 | 28.3761 | Commercial_2028_Economic_MW_Before Competition Groups_Demand Control Ventilation
Commercial | Com ¦ Smart Strip Plug Outlets | 2028 | Technical | MW | Before Competition Groups | 43.0097 | 0 | 0 | 2812.3903 | 0.015293 | 16 | Commercial_2028_Technical_MW_Before Competition Groups_16 | Smart Strip Plug Outlets | 1.529% | 0 | 43.0097 | Commercial_2028_Technical_MW_Before Competition Groups_Smart Strip Plug Outlets
Commercial | Com ¦ LLLC - High Impact Application | 2028 | Economic | MW | Before Competition Groups | 27.4368 | 0 | 0 | 1821.083 | 0.015066 | 15 | Commercial_2028_Economic_MW_Before Competition Groups_15 | LLLC - High Impact Application | 1.507% | 0 | 27.4368 | Commercial_2028_Economic_MW_Before Competition Groups_LLLC - High Impact Application
Commercial | Com ¦ Demand Control Ventilation | 2028 | Achievable | MW | Before Competition Groups | 9.2648 | 0 | 0 | 636.7774 | 0.01455 | 17 | Commercial_2028_Achievable_MW_Before Competition Groups_17 | Demand Control Ventilation | 1.455% | 0 | 9.2648 | Commercial_2028_Achievable_MW_Before Competition Groups_Demand Control Ventilation
Commercial | Com ¦ Refrigerated Display Case Doors | 2028 | Achievable | MW | Before Competition Groups | 9.2495 | 0 | 0 | 636.7774 | 0.014526 | 18 | Commercial_2028_Achievable_MW_Before Competition Groups_18 | Refrigerated Display Case Doors | 1.453% | 0 | 9.2495 | Commercial_2028_Achievable_MW_Before Competition Groups_Refrigerated Display Case Doors
Commercial | Com ¦ Adaptive Thermostats | 2028 | Technical | MW | Before Competition Groups | 40.5666 | 0 | 0 | 2812.3903 | 0.014424 | 17 | Commercial_2028_Technical_MW_Before Competition Groups_17 | Adaptive Thermostats | 1.442% | 0 | 40.5666 | Commercial_2028_Technical_MW_Before Competition Groups_Adaptive Thermostats
Commercial | Com ¦ Centrally controlled desktop PC/NETWORK PC POWER MANAGEMENT SOFTWARE | 2028 | Achievable | MW | Before Competition Groups | 8.7525 | 0 | 0 | 636.7774 | 0.013745 | 19 | Commercial_2028_Achievable_MW_Before Competition Groups_19 | Centrally controlled desktop PC/NETWORK PC POWER MANAGEMENT SOFTWARE | 1.374% | 0 | 8.7525 | Commercial_2028_Achievable_MW_Before Competition Groups_Centrally controlled desktop PC/NETWORK PC POWER MANAGEMENT SOFTWARE
Commercial | Com ¦ Variable Frequency Drive (VFD) | 2028 | Economic | MW | Before Competition Groups | 24.0276 | 0 | 0 | 1821.083 | 0.013194 | 16 | Commercial_2028_Economic_MW_Before Competition Groups_16 | Variable Frequency Drive (VFD) | 1.319% | 0 | 24.0276 | Commercial_2028_Economic_MW_Before Competition Groups_Variable Frequency Drive (VFD)
Commercial | Com ¦ LED or Equivalent Sign Lighting | 2028 | Economic | MW | Before Competition Groups | 23.5604 | 0 | 0 | 1821.083 | 0.012938 | 17 | Commercial_2028_Economic_MW_Before Competition Groups_17 | LED or Equivalent Sign Lighting | 1.294% | 0 | 23.5604 | Commercial_2028_Economic_MW_Before Competition Groups_LED or Equivalent Sign Lighting
Commercial | Com ¦ VFD on Pumps | 2028 | Economic | MW | Before Competition Groups | 22.5893 | 0 | 0 | 1821.083 | 0.012404 | 18 | Commercial_2028_Economic_MW_Before Competition Groups_18 | VFD on Pumps | 1.24% | 0 | 22.5893 | Commercial_2028_Economic_MW_Before Competition Groups_VFD on Pumps
Commercial | Com ¦ Furnace Tune-Up | 2028 | Technical | MW | Before Competition Groups | 33.8053 | 0 | 0 | 2812.3903 | 0.01202 | 18 | Commercial_2028_Technical_MW_Before Competition Groups_18 | Furnace Tune-Up | 1.202% | 0 | 33.8053 | Commercial_2028_Technical_MW_Before Competition Groups_Furnace Tune-Up
Commercial | Com ¦ Centrally controlled desktop PC/NETWORK PC POWER MANAGEMENT SOFTWARE | 2028 | Economic | MW | Before Competition Groups | 21.6005 | 0 | 0 | 1821.083 | 0.011861 | 19 | Commercial_2028_Economic_MW_Before Competition Groups_19 | Centrally controlled desktop PC/NETWORK PC POWER MANAGEMENT SOFTWARE | 1.186% | 0 | 21.6005 | Commercial_2028_Economic_MW_Before Competition Groups_Centrally controlled desktop PC/NETWORK PC POWER MANAGEMENT SOFTWARE
Commercial | Com ¦ Data Center Storage/Server Virtualization | 2028 | Technical | MW | Before Competition Groups | 31.7846 | 0 | 0 | 2812.3903 | 0.011302 | 19 | Commercial_2028_Technical_MW_Before Competition Groups_19 | Data Center Storage/Server Virtualization | 1.13% | 0 | 31.7846 | Commercial_2028_Technical_MW_Before Competition Groups_Data Center Storage/Server Virtualization
Commercial | Com ¦ Strip Curtains | 2028 | Technical | MW | Before Competition Groups | 30.8391 | 0 | 0 | 2812.3903 | 0.010965 | 20 | Commercial_2028_Technical_MW_Before Competition Groups_20 | Strip Curtains | 1.097% | 0 | 30.8391 | Commercial_2028_Technical_MW_Before Competition Groups_Strip Curtains
Commercial | Com ¦ Air Handler with Dedicated Outdoor Air Systems | 2028 | Economic | MW | Before Competition Groups | 18.7519 | 0 | 0 | 1821.083 | 0.010297 | 20 | Commercial_2028_Economic_MW_Before Competition Groups_20 | Air Handler with Dedicated Outdoor Air Systems | 1.03% | 0 | 18.7519 | Commercial_2028_Economic_MW_Before Competition Groups_Air Handler with Dedicated Outdoor Air Systems
Commercial | Com ¦ Demand Control Ventilation | 2028 | Technical | MW | Before Competition Groups | 28.8622 | 0 | 0 | 2812.3903 | 0.010263 | 21 | Commercial_2028_Technical_MW_Before Competition Groups_21 | Demand Control Ventilation | 1.026% | 0 | 28.8622 | Commercial_2028_Technical_MW_Before Competition Groups_Demand Control Ventilation
Commercial | Com ¦ Chilled Water Optimization | 2028 | Achievable | MW | Before Competition Groups | 6.503 | 0 | 0 | 636.7774 | 0.010212 | 20 | Commercial_2028_Achievable_MW_Before Competition Groups_20 | Chilled Water Optimization | 1.021% | 0 | 6.503 | Commercial_2028_Achievable_MW_Before Competition Groups_Chilled Water Optimization
Commercial | Com ¦ ENERGY STAR LED LAMPS (General Service Lamps) | 2028 | Achievable | MW | Before Competition Groups | 6.4918 | 0 | 0 | 636.7774 | 0.010195 | 21 | Commercial_2028_Achievable_MW_Before Competition Groups_21 | ENERGY STAR LED LAMPS (General Service Lamps) | 1.019% | 0 | 6.4918 | Commercial_2028_Achievable_MW_Before Competition Groups_ENERGY STAR LED LAMPS (General Service Lamps)
Commercial | Com ¦ Refrigerated Display Case Doors | 2028 | Technical | MW | Before Competition Groups | 28.0708 | 0 | 0 | 2812.3903 | 0.0099811 | 22 | Commercial_2028_Technical_MW_Before Competition Groups_22 | Refrigerated Display Case Doors | 0.9981% | 0 | 28.0708 | Commercial_2028_Technical_MW_Before Competition Groups_Refrigerated Display Case Doors
Commercial | Com ¦ Reach-in Shaded Pole to ECM/PSC Evaporator Fan Motor | 2028 | Economic | MW | Before Competition Groups | 17.7219 | 0 | 0 | 1821.083 | 0.0097315 | 21 | Commercial_2028_Economic_MW_Before Competition Groups_21 | Reach-in Shaded Pole to ECM/PSC Evaporator Fan Motor | 0.9732% | 0 | 17.7219 | Commercial_2028_Economic_MW_Before Competition Groups_Reach-in Shaded Pole to ECM/PSC Evaporator Fan Motor
Commercial | Com ¦ Refrigerated Display Case Doors | 2028 | Economic | MW | Before Competition Groups | 17.3758 | 0 | 0 | 1821.083 | 0.0095415 | 22 | Commercial_2028_Economic_MW_Before Competition Groups_22 | Refrigerated Display Case Doors | 0.9541% | 0 | 17.3758 | Commercial_2028_Economic_MW_Before Competition Groups_Refrigerated Display Case Doors
Commercial | Com ¦ Air Handler with Dedicated Outdoor Air Systems | 2028 | Achievable | MW | Before Competition Groups | 5.6197 | 0 | 0 | 636.7774 | 0.0088253 | 22 | Commercial_2028_Achievable_MW_Before Competition Groups_22 | Air Handler with Dedicated Outdoor Air Systems | 0.8825% | 0 | 5.6197 | Commercial_2028_Achievable_MW_Before Competition Groups_Air Handler with Dedicated Outdoor Air Systems
Commercial | Com ¦ Refrigerated Display Case LED | 2028 | Technical | MW | Before Competition Groups | 24.325 | 0 | 0 | 2812.3903 | 0.0086492 | 23 | Commercial_2028_Technical_MW_Before Competition Groups_23 | Refrigerated Display Case LED | 0.8649% | 0 | 24.325 | Commercial_2028_Technical_MW_Before Competition Groups_Refrigerated Display Case LED
Commercial | Com ¦ Adding reflective (White) roof treatment or a green roof | 2028 | Technical | MW | Before Competition Groups | 24.0824 | 0 | 0 | 2812.3903 | 0.008563 | 24 | Commercial_2028_Technical_MW_Before Competition Groups_24 | Adding reflective (White) roof treatment or a green roof | 0.8563% | 0 | 24.0824 | Commercial_2028_Technical_MW_Before Competition Groups_Adding reflective (White) roof treatment or a green roof
Commercial | Com ¦ Variable Frequency Drive (VFD) | 2028 | Technical | MW | Before Competition Groups | 24.0276 | 0 | 0 | 2812.3903 | 0.0085435 | 25 | Commercial_2028_Technical_MW_Before Competition Groups_25 | Variable Frequency Drive (VFD) | 0.8543% | 0 | 24.0276 | Commercial_2028_Technical_MW_Before Competition Groups_Variable Frequency Drive (VFD)
Commercial | Com ¦ ECM MOTORS FOR EVAPORATOR FANS for refrigeration (WALK-IN) | 2028 | Achievable | MW | Before Competition Groups | 5.4159 | 0 | 0 | 636.7774 | 0.0085051 | 23 | Commercial_2028_Achievable_MW_Before Competition Groups_23 | ECM MOTORS FOR EVAPORATOR FANS for refrigeration (WALK-IN) | 0.8505% | 0 | 5.4159 | Commercial_2028_Achievable_MW_Before Competition Groups_ECM MOTORS FOR EVAPORATOR FANS for refrigeration (WALK-IN)
Commercial | Com ¦ LED or Equivalent Sign Lighting | 2028 | Technical | MW | Before Competition Groups | 23.5604 | 0 | 0 | 2812.3903 | 0.0083774 | 26 | Commercial_2028_Technical_MW_Before Competition Groups_26 | LED or Equivalent Sign Lighting | 0.8377% | 0 | 23.5604 | Commercial_2028_Technical_MW_Before Competition Groups_LED or Equivalent Sign Lighting
Commercial | Com ¦ VFD on Pumps | 2028 | Technical | MW | Before Competition Groups | 22.5893 | 0 | 0 | 2812.3903 | 0.0080321 | 27 | Commercial_2028_Technical_MW_Before Competition Groups_27 | VFD on Pumps | 0.8032% | 0 | 22.5893 | Commercial_2028_Technical_MW_Before Competition Groups_VFD on Pumps
Commercial | Com ¦ Chilled Water Optimization | 2028 | Economic | MW | Before Competition Groups | 14.463 | 0 | 0 | 1821.083 | 0.007942 | 23 | Commercial_2028_Economic_MW_Before Competition Groups_23 | Chilled Water Optimization | 0.7942% | 0 | 14.463 | Commercial_2028_Economic_MW_Before Competition Groups_Chilled Water Optimization
Commercial | Com ¦ Centrally controlled desktop PC/NETWORK PC POWER MANAGEMENT SOFTWARE | 2028 | Technical | MW | Before Competition Groups | 21.6005 | 0 | 0 | 2812.3903 | 0.0076805 | 28 | Commercial_2028_Technical_MW_Before Competition Groups_28 | Centrally controlled desktop PC/NETWORK PC POWER MANAGEMENT SOFTWARE | 0.768% | 0 | 21.6005 | Commercial_2028_Technical_MW_Before Competition Groups_Centrally controlled desktop PC/NETWORK PC POWER MANAGEMENT SOFTWARE
Commercial | Com ¦ Door Gasket Freezer/Refrigerator | 2028 | Technical | MW | Before Competition Groups | 20.453 | 0 | 0 | 2812.3903 | 0.0072725 | 29 | Commercial_2028_Technical_MW_Before Competition Groups_29 | Door Gasket Freezer/Refrigerator | 0.7272% | 0 | 20.453 | Commercial_2028_Technical_MW_Before Competition Groups_Door Gasket Freezer/Refrigerator
Commercial | Com ¦ Evaporator Fan Controls | 2028 | Achievable | MW | Before Competition Groups | 4.5634 | 0 | 0 | 636.7774 | 0.0071665 | 24 | Commercial_2028_Achievable_MW_Before Competition Groups_24 | Evaporator Fan Controls | 0.7166% | 0 | 4.5634 | Commercial_2028_Achievable_MW_Before Competition Groups_Evaporator Fan Controls
Commercial | Com ¦ ECM MOTORS FOR EVAPORATOR FANS for refrigeration (WALK-IN) | 2028 | Economic | MW | Before Competition Groups | 12.4033 | 0 | 0 | 1821.083 | 0.0068109 | 24 | Commercial_2028_Economic_MW_Before Competition Groups_24 | ECM MOTORS FOR EVAPORATOR FANS for refrigeration (WALK-IN) | 0.6811% | 0 | 12.4033 | Commercial_2028_Economic_MW_Before Competition Groups_ECM MOTORS FOR EVAPORATOR FANS for refrigeration (WALK-IN)
Commercial | Com ¦ HOTEL OCCUPANCY CONTROLS (HVAC + LIGHTING) | 2028 | Technical | MW | Before Competition Groups | 19.1046 | 0 | 0 | 2812.3903 | 0.006793 | 30 | Commercial_2028_Technical_MW_Before Competition Groups_30 | HOTEL OCCUPANCY CONTROLS (HVAC + LIGHTING) | 0.6793% | 0 | 19.1046 | Commercial_2028_Technical_MW_Before Competition Groups_HOTEL OCCUPANCY CONTROLS (HVAC + LIGHTING)
Commercial | Com ¦ Air Handler with Dedicated Outdoor Air Systems | 2028 | Technical | MW | Before Competition Groups | 18.7519 | 0 | 0 | 2812.3903 | 0.0066676 | 31 | Commercial_2028_Technical_MW_Before Competition Groups_31 | Air Handler with Dedicated Outdoor Air Systems | 0.6668% | 0 | 18.7519 | Commercial_2028_Technical_MW_Before Competition Groups_Air Handler with Dedicated Outdoor Air Systems
Commercial | Com ¦ Reach-in Shaded Pole to ECM/PSC Evaporator Fan Motor | 2028 | Technical | MW | Before Competition Groups | 17.7219 | 0 | 0 | 2812.3903 | 0.0063014 | 32 | Commercial_2028_Technical_MW_Before Competition Groups_32 | Reach-in Shaded Pole to ECM/PSC Evaporator Fan Motor | 0.6301% | 0 | 17.7219 | Commercial_2028_Technical_MW_Before Competition Groups_Reach-in Shaded Pole to ECM/PSC Evaporator Fan Motor
Commercial | Com ¦ Unitary Air-Conditioning Unit | 2028 | Economic | MW | Before Competition Groups | 10.9541 | 0 | 0 | 1821.083 | 0.0060152 | 25 | Commercial_2028_Economic_MW_Before Competition Groups_25 | Unitary Air-Conditioning Unit | 0.6015% | 0 | 10.9541 | Commercial_2028_Economic_MW_Before Competition Groups_Unitary Air-Conditioning Unit
Commercial | Com ¦ LED EXTERIOR AREA LIGHTS - LED fixture (200W) | 2028 | Achievable | MW | Before Competition Groups | 3.8035 | 0 | 0 | 636.7774 | 0.0059731 | 25 | Commercial_2028_Achievable_MW_Before Competition Groups_25 | LED EXTERIOR AREA LIGHTS - LED fixture (200W) | 0.5973% | 0 | 3.8035 | Commercial_2028_Achievable_MW_Before Competition Groups_LED EXTERIOR AREA LIGHTS - LED fixture (200W)
Commercial | Com ¦ Freezer Case Light Sensor | 2028 | Economic | MW | Before Competition Groups | 10.7597 | 0 | 0 | 1821.083 | 0.0059084 | 26 | Commercial_2028_Economic_MW_Before Competition Groups_26 | Freezer Case Light Sensor | 0.5908% | 0 | 10.7597 | Commercial_2028_Economic_MW_Before Competition Groups_Freezer Case Light Sensor
Commercial | Com ¦ LED parking lot fixture | 2028 | Achievable | MW | Before Competition Groups | 3.7246 | 0 | 0 | 636.7774 | 0.0058491 | 26 | Commercial_2028_Achievable_MW_Before Competition Groups_26 | LED parking lot fixture | 0.5849% | 0 | 3.7246 | Commercial_2028_Achievable_MW_Before Competition Groups_LED parking lot fixture
Commercial | Com ¦ Freezer Case Light Sensor | 2028 | Achievable | MW | Before Competition Groups | 3.7147 | 0 | 0 | 636.7774 | 0.0058335 | 27 | Commercial_2028_Achievable_MW_Before Competition Groups_27 | Freezer Case Light Sensor | 0.5834% | 0 | 3.7147 | Commercial_2028_Achievable_MW_Before Competition Groups_Freezer Case Light Sensor
Commercial | Com ¦ Unitary Air-Conditioning Unit | 2028 | Achievable | MW | Before Competition Groups | 3.697 | 0 | 0 | 636.7774 | 0.0058058 | 28 | Commercial_2028_Achievable_MW_Before Competition Groups_28 | Unitary Air-Conditioning Unit | 0.5806% | 0 | 3.697 | Commercial_2028_Achievable_MW_Before Competition Groups_Unitary Air-Conditioning Unit
Commercial | Com ¦ Refrigeration Optimization | 2028 | Technical | MW | Before Competition Groups | 16.2788 | 0 | 0 | 2812.3903 | 0.0057883 | 33 | Commercial_2028_Technical_MW_Before Competition Groups_33 | Refrigeration Optimization | 0.5788% | 0 | 16.2788 | Commercial_2028_Technical_MW_Before Competition Groups_Refrigeration Optimization
Commercial | Com ¦ Evaporator Fan Controls | 2028 | Economic | MW | Before Competition Groups | 10.4808 | 0 | 0 | 1821.083 | 0.0057552 | 27 | Commercial_2028_Economic_MW_Before Competition Groups_27 | Evaporator Fan Controls | 0.5755% | 0 | 10.4808 | Commercial_2028_Economic_MW_Before Competition Groups_Evaporator Fan Controls
Commercial | Com ¦ ENERGY STAR LED LAMPS (General Service Lamps) | 2028 | Economic | MW | Before Competition Groups | 10.3862 | 0 | 0 | 1821.083 | 0.0057033 | 28 | Commercial_2028_Economic_MW_Before Competition Groups_28 | ENERGY STAR LED LAMPS (General Service Lamps) | 0.5703% | 0 | 10.3862 | Commercial_2028_Economic_MW_Before Competition Groups_ENERGY STAR LED LAMPS (General Service Lamps)
Commercial | Com ¦ Occupancy Sensors | 2028 | Economic | MW | Before Competition Groups | 9.7337 | 0 | 0 | 1821.083 | 0.005345 | 29 | Commercial_2028_Economic_MW_Before Competition Groups_29 | Occupancy Sensors | 0.5345% | 0 | 9.7337 | Commercial_2028_Economic_MW_Before Competition Groups_Occupancy Sensors
Commercial | Com ¦ Chilled Water Optimization | 2028 | Technical | MW | Before Competition Groups | 14.463 | 0 | 0 | 2812.3903 | 0.0051426 | 34 | Commercial_2028_Technical_MW_Before Competition Groups_34 | Chilled Water Optimization | 0.5143% | 0 | 14.463 | Commercial_2028_Technical_MW_Before Competition Groups_Chilled Water Optimization
Commercial | Com ¦ Indoor Daylight Sensors/Photocell Dimming Control | 2028 | Technical | MW | Before Competition Groups | 13.9345 | 0 | 0 | 2812.3903 | 0.0049547 | 35 | Commercial_2028_Technical_MW_Before Competition Groups_35 | Indoor Daylight Sensors/Photocell Dimming Control | 0.4955% | 0 | 13.9345 | Commercial_2028_Technical_MW_Before Competition Groups_Indoor Daylight Sensors/Photocell Dimming Control
Commercial | Com ¦ Demand Control Kitchen Ventilation | 2028 | Achievable | MW | Before Competition Groups | 3.138 | 0 | 0 | 636.7774 | 0.0049279 | 29 | Commercial_2028_Achievable_MW_Before Competition Groups_29 | Demand Control Kitchen Ventilation | 0.4928% | 0 | 3.138 | Commercial_2028_Achievable_MW_Before Competition Groups_Demand Control Kitchen Ventilation
Commercial | Com ¦ Demand Control Kitchen Ventilation | 2028 | Economic | MW | Before Competition Groups | 8.9649 | 0 | 0 | 1821.083 | 0.0049228 | 30 | Commercial_2028_Economic_MW_Before Competition Groups_30 | Demand Control Kitchen Ventilation | 0.4923% | 0 | 8.9649 | Commercial_2028_Economic_MW_Before Competition Groups_Demand Control Kitchen Ventilation
Commercial | Com ¦ ENERGY STAR FREEZER | 2028 | Technical | MW | Before Competition Groups | 12.5701 | 0 | 0 | 2812.3903 | 0.0044695 | 36 | Commercial_2028_Technical_MW_Before Competition Groups_36 | ENERGY STAR FREEZER | 0.447% | 0 | 12.5701 | Commercial_2028_Technical_MW_Before Competition Groups_ENERGY STAR FREEZER
Commercial | Com ¦ ECM MOTORS FOR EVAPORATOR FANS for refrigeration (WALK-IN) | 2028 | Technical | MW | Before Competition Groups | 12.4033 | 0 | 0 | 2812.3903 | 0.0044102 | 37 | Commercial_2028_Technical_MW_Before Competition Groups_37 | ECM MOTORS FOR EVAPORATOR FANS for refrigeration (WALK-IN) | 0.441% | 0 | 12.4033 | Commercial_2028_Technical_MW_Before Competition Groups_ECM MOTORS FOR EVAPORATOR FANS for refrigeration (WALK-IN)
Commercial | Com ¦ Duct Insulation, R8 | 2028 | Achievable | MW | Before Competition Groups | 2.7693 | 0 | 0 | 636.7774 | 0.0043489 | 30 | Commercial_2028_Achievable_MW_Before Competition Groups_30 | Duct Insulation, R8 | 0.4349% | 0 | 2.7693 | Commercial_2028_Achievable_MW_Before Competition Groups_Duct Insulation, R8
Commercial | Com ¦ ENERGY STAR LED LAMPS (General Service Lamps) | 2028 | Technical | MW | Before Competition Groups | 12.0973 | 0 | 0 | 2812.3903 | 0.0043014 | 38 | Commercial_2028_Technical_MW_Before Competition Groups_38 | ENERGY STAR LED LAMPS (General Service Lamps) | 0.4301% | 0 | 12.0973 | Commercial_2028_Technical_MW_Before Competition Groups_ENERGY STAR LED LAMPS (General Service Lamps)
Commercial | Com ¦ High R-Value Glass Doors/no-heat glass door | 2028 | Technical | MW | Before Competition Groups | 11.7991 | 0 | 0 | 2812.3903 | 0.0041954 | 39 | Commercial_2028_Technical_MW_Before Competition Groups_39 | High R-Value Glass Doors/no-heat glass door | 0.4195% | 0 | 11.7991 | Commercial_2028_Technical_MW_Before Competition Groups_High R-Value Glass Doors/no-heat glass door
Commercial | Com ¦ Freezer Case Light Sensor | 2028 | Technical | MW | Before Competition Groups | 10.7597 | 0 | 0 | 2812.3903 | 0.0038258 | 40 | Commercial_2028_Technical_MW_Before Competition Groups_40 | Freezer Case Light Sensor | 0.3826% | 0 | 10.7597 | Commercial_2028_Technical_MW_Before Competition Groups_Freezer Case Light Sensor
Commercial | Com ¦ Evaporator Fan Controls | 2028 | Technical | MW | Before Competition Groups | 10.4808 | 0 | 0 | 2812.3903 | 0.0037266 | 41 | Commercial_2028_Technical_MW_Before Competition Groups_41 | Evaporator Fan Controls | 0.3727% | 0 | 10.4808 | Commercial_2028_Technical_MW_Before Competition Groups_Evaporator Fan Controls
Commercial | Com ¦ Demand Control Kitchen Ventilation | 2028 | Technical | MW | Before Competition Groups | 10.0468 | 0 | 0 | 2812.3903 | 0.0035723 | 42 | Commercial_2028_Technical_MW_Before Competition Groups_42 | Demand Control Kitchen Ventilation | 0.3572% | 0 | 10.0468 | Commercial_2028_Technical_MW_Before Competition Groups_Demand Control Kitchen Ventilation
Commercial | Com ¦ LED street light fixture | 2028 | Achievable | MW | Before Competition Groups | 2.2716 | 0 | 0 | 636.7774 | 0.0035673 | 31 | Commercial_2028_Achievable_MW_Before Competition Groups_31 | LED street light fixture | 0.3567% | 0 | 2.2716 | Commercial_2028_Achievable_MW_Before Competition Groups_LED street light fixture
Commercial | Com ¦ Occupancy Sensors | 2028 | Technical | MW | Before Competition Groups | 9.7337 | 0 | 0 | 2812.3903 | 0.003461 | 43 | Commercial_2028_Technical_MW_Before Competition Groups_43 | Occupancy Sensors | 0.3461% | 0 | 9.7337 | Commercial_2028_Technical_MW_Before Competition Groups_Occupancy Sensors
Commercial | Com ¦ Duct Insulation, R8 | 2028 | Economic | MW | Before Competition Groups | 6.2548 | 0 | 0 | 1821.083 | 0.0034347 | 31 | Commercial_2028_Economic_MW_Before Competition Groups_31 | Duct Insulation, R8 | 0.3435% | 0 | 6.2548 | Commercial_2028_Economic_MW_Before Competition Groups_Duct Insulation, R8
Commercial | Com ¦ LED EXTERIOR AREA LIGHTS - LED fixture (200W) | 2028 | Economic | MW | Before Competition Groups | 6.1191 | 0 | 0 | 1821.083 | 0.0033601 | 32 | Commercial_2028_Economic_MW_Before Competition Groups_32 | LED EXTERIOR AREA LIGHTS - LED fixture (200W) | 0.336% | 0 | 6.1191 | Commercial_2028_Economic_MW_Before Competition Groups_LED EXTERIOR AREA LIGHTS - LED fixture (200W)
Commercial | Com ¦ Ground Source Heat Pump | 2028 | Technical | MW | Before Competition Groups | 9.2211 | 0 | 0 | 2812.3903 | 0.0032787 | 44 | Commercial_2028_Technical_MW_Before Competition Groups_44 | Ground Source Heat Pump | 0.3279% | 0 | 9.2211 | Commercial_2028_Technical_MW_Before Competition Groups_Ground Source Heat Pump
Commercial | Com ¦ LED parking lot fixture | 2028 | Economic | MW | Before Competition Groups | 5.9274 | 0 | 0 | 1821.083 | 0.0032549 | 33 | Commercial_2028_Economic_MW_Before Competition Groups_33 | LED parking lot fixture | 0.3255% | 0 | 5.9274 | Commercial_2028_Economic_MW_Before Competition Groups_LED parking lot fixture
Commercial | Com ¦ Refrigerated Display Case LED | 2028 | Achievable | MW | Before Competition Groups | 2.0297 | 0 | 0 | 636.7774 | 0.0031875 | 32 | Commercial_2028_Achievable_MW_Before Competition Groups_32 | Refrigerated Display Case LED | 0.3187% | 0 | 2.0297 | Commercial_2028_Achievable_MW_Before Competition Groups_Refrigerated Display Case LED
Commercial | Com ¦ ENERGY STAR Griddle (74% eff) | 2028 | Achievable | MW | Before Competition Groups | 2.0252 | 0 | 0 | 636.7774 | 0.0031805 | 33 | Commercial_2028_Achievable_MW_Before Competition Groups_33 | ENERGY STAR Griddle (74% eff) | 0.318% | 0 | 2.0252 | Commercial_2028_Achievable_MW_Before Competition Groups_ENERGY STAR Griddle (74% eff)
Commercial | Com ¦ ENERGY STAR ICE MACHINES - Ice Making Head | 2028 | Technical | MW | Before Competition Groups | 8.5466 | 0 | 0 | 2812.3903 | 0.0030389 | 45 | Commercial_2028_Technical_MW_Before Competition Groups_45 | ENERGY STAR ICE MACHINES - Ice Making Head | 0.3039% | 0 | 8.5466 | Commercial_2028_Technical_MW_Before Competition Groups_ENERGY STAR ICE MACHINES - Ice Making Head
Commercial | Com ¦ Temperature Adjustment in Commercial Freezers | 2028 | Achievable | MW | Before Competition Groups | 1.6669 | 0 | 0 | 636.7774 | 0.0026177 | 34 | Commercial_2028_Achievable_MW_Before Competition Groups_34 | Temperature Adjustment in Commercial Freezers | 0.2618% | 0 | 1.6669 | Commercial_2028_Achievable_MW_Before Competition Groups_Temperature Adjustment in Commercial Freezers
Commercial | Com ¦ Refrigeration Commissioning | 2028 | Technical | MW | Before Competition Groups | 7.3154 | 0 | 0 | 2812.3903 | 0.0026011 | 46 | Commercial_2028_Technical_MW_Before Competition Groups_46 | Refrigeration Commissioning | 0.2601% | 0 | 7.3154 | Commercial_2028_Technical_MW_Before Competition Groups_Refrigeration Commissioning
Commercial | Com ¦ BEVERAGE VENDING MACHINE CONTROLS | 2028 | Economic | MW | Before Competition Groups | 4.3235 | 0 | 0 | 1821.083 | 0.0023741 | 34 | Commercial_2028_Economic_MW_Before Competition Groups_34 | BEVERAGE VENDING MACHINE CONTROLS | 0.2374% | 0 | 4.3235 | Commercial_2028_Economic_MW_Before Competition Groups_BEVERAGE VENDING MACHINE CONTROLS
Commercial | Com ¦ Elec Storage WH 2.30 Et | 2028 | Economic | MW | Before Competition Groups | 4.3213 | 0 | 0 | 1821.083 | 0.0023729 | 35 | Commercial_2028_Economic_MW_Before Competition Groups_35 | Elec Storage WH 2.30 Et | 0.2373% | 0 | 4.3213 | Commercial_2028_Economic_MW_Before Competition Groups_Elec Storage WH 2.30 Et
Commercial | Com ¦ Duct Insulation, R8 | 2028 | Technical | MW | Before Competition Groups | 6.2548 | 0 | 0 | 2812.3903 | 0.002224 | 47 | Commercial_2028_Technical_MW_Before Competition Groups_47 | Duct Insulation, R8 | 0.2224% | 0 | 6.2548 | Commercial_2028_Technical_MW_Before Competition Groups_Duct Insulation, R8
Commercial | Com ¦ Networked/Connected - Low Impact Application | 2028 | Economic | MW | Before Competition Groups | 4.0124 | 0 | 0 | 1821.083 | 0.0022033 | 36 | Commercial_2028_Economic_MW_Before Competition Groups_36 | Networked/Connected - Low Impact Application | 0.2203% | 0 | 4.0124 | Commercial_2028_Economic_MW_Before Competition Groups_Networked/Connected - Low Impact Application
Commercial | Com ¦ BEVERAGE VENDING MACHINE CONTROLS | 2028 | Achievable | MW | Before Competition Groups | 1.3986 | 0 | 0 | 636.7774 | 0.0021963 | 35 | Commercial_2028_Achievable_MW_Before Competition Groups_35 | BEVERAGE VENDING MACHINE CONTROLS | 0.2196% | 0 | 1.3986 | Commercial_2028_Achievable_MW_Before Competition Groups_BEVERAGE VENDING MACHINE CONTROLS
Commercial | Com ¦ Elec Storage WH 2.30 Et | 2028 | Achievable | MW | Before Competition Groups | 1.3934 | 0 | 0 | 636.7774 | 0.0021882 | 36 | Commercial_2028_Achievable_MW_Before Competition Groups_36 | Elec Storage WH 2.30 Et | 0.2188% | 0 | 1.3934 | Commercial_2028_Achievable_MW_Before Competition Groups_Elec Storage WH 2.30 Et
Commercial | Com ¦ LED EXTERIOR AREA LIGHTS - LED fixture (200W) | 2028 | Technical | MW | Before Competition Groups | 6.1191 | 0 | 0 | 2812.3903 | 0.0021758 | 48 | Commercial_2028_Technical_MW_Before Competition Groups_48 | LED EXTERIOR AREA LIGHTS - LED fixture (200W) | 0.2176% | 0 | 6.1191 | Commercial_2028_Technical_MW_Before Competition Groups_LED EXTERIOR AREA LIGHTS - LED fixture (200W)
Commercial | Com ¦ Vertical Night Covers | 2028 | Achievable | MW | Before Competition Groups | 1.3833 | 0 | 0 | 636.7774 | 0.0021723 | 37 | Commercial_2028_Achievable_MW_Before Competition Groups_37 | Vertical Night Covers | 0.2172% | 0 | 1.3833 | Commercial_2028_Achievable_MW_Before Competition Groups_Vertical Night Covers
Commercial | Com ¦ ENERGY STAR Refrigerator | 2028 | Technical | MW | Before Competition Groups | 6.0333 | 0 | 0 | 2812.3903 | 0.0021452 | 49 | Commercial_2028_Technical_MW_Before Competition Groups_49 | ENERGY STAR Refrigerator | 0.2145% | 0 | 6.0333 | Commercial_2028_Technical_MW_Before Competition Groups_ENERGY STAR Refrigerator
Commercial | Com ¦ Energy Efficient Laboratory Fume Hood | 2028 | Achievable | MW | Before Competition Groups | 1.3613 | 0 | 0 | 636.7774 | 0.0021378 | 38 | Commercial_2028_Achievable_MW_Before Competition Groups_38 | Energy Efficient Laboratory Fume Hood | 0.2138% | 0 | 1.3613 | Commercial_2028_Achievable_MW_Before Competition Groups_Energy Efficient Laboratory Fume Hood
Commercial | Com ¦ LED parking lot fixture | 2028 | Technical | MW | Before Competition Groups | 5.9274 | 0 | 0 | 2812.3903 | 0.0021076 | 50 | Commercial_2028_Technical_MW_Before Competition Groups_50 | LED parking lot fixture | 0.2108% | 0 | 5.9274 | Commercial_2028_Technical_MW_Before Competition Groups_LED parking lot fixture
Commercial | Com ¦ Temperature Adjustment in Commercial Freezers | 2028 | Economic | MW | Before Competition Groups | 3.8247 | 0 | 0 | 1821.083 | 0.0021002 | 37 | Commercial_2028_Economic_MW_Before Competition Groups_37 | Temperature Adjustment in Commercial Freezers | 0.21% | 0 | 3.8247 | Commercial_2028_Economic_MW_Before Competition Groups_Temperature Adjustment in Commercial Freezers
Commercial | Com ¦ ENERGY STAR Griddle (74% eff) | 2028 | Economic | MW | Before Competition Groups | 3.7448 | 0 | 0 | 1821.083 | 0.0020564 | 38 | Commercial_2028_Economic_MW_Before Competition Groups_38 | ENERGY STAR Griddle (74% eff) | 0.2056% | 0 | 3.7448 | Commercial_2028_Economic_MW_Before Competition Groups_ENERGY STAR Griddle (74% eff)
Commercial | Com ¦ LED street light fixture | 2028 | Economic | MW | Before Competition Groups | 3.7041 | 0 | 0 | 1821.083 | 0.002034 | 39 | Commercial_2028_Economic_MW_Before Competition Groups_39 | LED street light fixture | 0.2034% | 0 | 3.7041 | Commercial_2028_Economic_MW_Before Competition Groups_LED street light fixture
Commercial | Com ¦ CO Sensors for parking garage exhaust fans | 2028 | Achievable | MW | Before Competition Groups | 1.2796 | 0 | 0 | 636.7774 | 0.0020094 | 39 | Commercial_2028_Achievable_MW_Before Competition Groups_39 | CO Sensors for parking garage exhaust fans | 0.2009% | 0 | 1.2796 | Commercial_2028_Achievable_MW_Before Competition Groups_CO Sensors for parking garage exhaust fans
Commercial | Com ¦ Occupancy Sensors | 2028 | Achievable | MW | Before Competition Groups | 1.2636 | 0 | 0 | 636.7774 | 0.0019844 | 40 | Commercial_2028_Achievable_MW_Before Competition Groups_40 | Occupancy Sensors | 0.1984% | 0 | 1.2636 | Commercial_2028_Achievable_MW_Before Competition Groups_Occupancy Sensors
Commercial | Com ¦ Water Source Heat Pump (4 ton) | 2028 | Economic | MW | Before Competition Groups | 3.5273 | 0 | 0 | 1821.083 | 0.0019369 | 40 | Commercial_2028_Economic_MW_Before Competition Groups_40 | Water Source Heat Pump (4 ton) | 0.1937% | 0 | 3.5273 | Commercial_2028_Economic_MW_Before Competition Groups_Water Source Heat Pump (4 ton)
Commercial | Com ¦ Networked/Connected - High Impact Application | 2028 | Economic | MW | Before Competition Groups | 3.3525 | 0 | 0 | 1821.083 | 0.0018409 | 41 | Commercial_2028_Economic_MW_Before Competition Groups_41 | Networked/Connected - High Impact Application | 0.1841% | 0 | 3.3525 | Commercial_2028_Economic_MW_Before Competition Groups_Networked/Connected - High Impact Application
Commercial | Com ¦ Water Source Heat Pump (4 ton) | 2028 | Achievable | MW | Before Competition Groups | 1.1505 | 0 | 0 | 636.7774 | 0.0018068 | 41 | Commercial_2028_Achievable_MW_Before Competition Groups_41 | Water Source Heat Pump (4 ton) | 0.1807% | 0 | 1.1505 | Commercial_2028_Achievable_MW_Before Competition Groups_Water Source Heat Pump (4 ton)
Commercial | Com ¦ Water Source Heat Pump (4 ton) | 2028 | Technical | MW | Before Competition Groups | 4.9286 | 0 | 0 | 2812.3903 | 0.0017525 | 51 | Commercial_2028_Technical_MW_Before Competition Groups_51 | Water Source Heat Pump (4 ton) | 0.1752% | 0 | 4.9286 | Commercial_2028_Technical_MW_Before Competition Groups_Water Source Heat Pump (4 ton)
Commercial | Com ¦ Vertical Night Covers | 2028 | Economic | MW | Before Competition Groups | 3.177 | 0 | 0 | 1821.083 | 0.0017446 | 42 | Commercial_2028_Economic_MW_Before Competition Groups_42 | Vertical Night Covers | 0.1745% | 0 | 3.177 | Commercial_2028_Economic_MW_Before Competition Groups_Vertical Night Covers
Commercial | Com ¦ CO Sensors for parking garage exhaust fans | 2028 | Economic | MW | Before Competition Groups | 3.1213 | 0 | 0 | 1821.083 | 0.001714 | 43 | Commercial_2028_Economic_MW_Before Competition Groups_43 | CO Sensors for parking garage exhaust fans | 0.1714% | 0 | 3.1213 | Commercial_2028_Economic_MW_Before Competition Groups_CO Sensors for parking garage exhaust fans
Commercial | Com ¦ Energy Efficient Laboratory Fume Hood | 2028 | Economic | MW | Before Competition Groups | 3.076 | 0 | 0 | 1821.083 | 0.0016891 | 44 | Commercial_2028_Economic_MW_Before Competition Groups_44 | Energy Efficient Laboratory Fume Hood | 0.1689% | 0 | 3.076 | Commercial_2028_Economic_MW_Before Competition Groups_Energy Efficient Laboratory Fume Hood
Commercial | Com ¦ Water Heating (DHW) Pipe Insulation (Add 3/4\ Foam)" | 2028 | Achievable | MW | Before Competition Groups | 1.0498 | 0 | 0 | 636.7774 | 0.0016486 | 42 | Commercial_2028_Achievable_MW_Before Competition Groups_42 | Water Heating (DHW) Pipe Insulation (Add 3/4\ Foam)" | 0.1649% | 0 | 1.0498 | Commercial_2028_Achievable_MW_Before Competition Groups_Water Heating (DHW) Pipe Insulation (Add 3/4\ Foam)"
Commercial | Com ¦ Condensing Make Up Air Unit | 2028 | Achievable | MW | Before Competition Groups | 0.99113 | 0 | 0 | 636.7774 | 0.0015565 | 43 | Commercial_2028_Achievable_MW_Before Competition Groups_43 | Condensing Make Up Air Unit | 0.1556% | 0 | 0.99113 | Commercial_2028_Achievable_MW_Before Competition Groups_Condensing Make Up Air Unit
Commercial | Com ¦ BEVERAGE VENDING MACHINE CONTROLS | 2028 | Technical | MW | Before Competition Groups | 4.3235 | 0 | 0 | 2812.3903 | 0.0015373 | 52 | Commercial_2028_Technical_MW_Before Competition Groups_52 | BEVERAGE VENDING MACHINE CONTROLS | 0.1537% | 0 | 4.3235 | Commercial_2028_Technical_MW_Before Competition Groups_BEVERAGE VENDING MACHINE CONTROLS
Commercial | Com ¦ Elec Storage WH 2.30 Et | 2028 | Technical | MW | Before Competition Groups | 4.3213 | 0 | 0 | 2812.3903 | 0.0015365 | 53 | Commercial_2028_Technical_MW_Before Competition Groups_53 | Elec Storage WH 2.30 Et | 0.1537% | 0 | 4.3213 | Commercial_2028_Technical_MW_Before Competition Groups_Elec Storage WH 2.30 Et
Commercial | Com ¦ Condensing Make Up Air Unit | 2028 | Economic | MW | Before Competition Groups | 2.5614 | 0 | 0 | 1821.083 | 0.0014065 | 45 | Commercial_2028_Economic_MW_Before Competition Groups_45 | Condensing Make Up Air Unit | 0.1407% | 0 | 2.5614 | Commercial_2028_Economic_MW_Before Competition Groups_Condensing Make Up Air Unit
Commercial | Com ¦ Refrigerated Display Case LED | 2028 | Economic | MW | Before Competition Groups | 2.5229 | 0 | 0 | 1821.083 | 0.0013854 | 46 | Commercial_2028_Economic_MW_Before Competition Groups_46 | Refrigerated Display Case LED | 0.1385% | 0 | 2.5229 | Commercial_2028_Economic_MW_Before Competition Groups_Refrigerated Display Case LED
Commercial | Com ¦ Temperature Adjustment in Commercial Freezers | 2028 | Technical | MW | Before Competition Groups | 3.8247 | 0 | 0 | 2812.3903 | 0.0013599 | 54 | Commercial_2028_Technical_MW_Before Competition Groups_54 | Temperature Adjustment in Commercial Freezers | 0.136% | 0 | 3.8247 | Commercial_2028_Technical_MW_Before Competition Groups_Temperature Adjustment in Commercial Freezers
Commercial | Com ¦ Roof Insulation/Ceiling Insulation (R25 Code to R35) | 2028 | Technical | MW | Before Competition Groups | 3.8114 | 0 | 0 | 2812.3903 | 0.0013552 | 55 | Commercial_2028_Technical_MW_Before Competition Groups_55 | Roof Insulation/Ceiling Insulation (R25 Code to R35) | 0.1355% | 0 | 3.8114 | Commercial_2028_Technical_MW_Before Competition Groups_Roof Insulation/Ceiling Insulation (R25 Code to R35)
Commercial | Com ¦ Outside Air Economizer | 2028 | Achievable | MW | Before Competition Groups | 0.85727 | 0 | 0 | 636.7774 | 0.0013463 | 44 | Commercial_2028_Achievable_MW_Before Competition Groups_44 | Outside Air Economizer | 0.1346% | 0 | 0.85727 | Commercial_2028_Achievable_MW_Before Competition Groups_Outside Air Economizer
Commercial | Com ¦ ENERGY STAR Griddle (74% eff) | 2028 | Technical | MW | Before Competition Groups | 3.7448 | 0 | 0 | 2812.3903 | 0.0013315 | 56 | Commercial_2028_Technical_MW_Before Competition Groups_56 | ENERGY STAR Griddle (74% eff) | 0.1332% | 0 | 3.7448 | Commercial_2028_Technical_MW_Before Competition Groups_ENERGY STAR Griddle (74% eff)
Commercial | Com ¦ LED street light fixture | 2028 | Technical | MW | Before Competition Groups | 3.7041 | 0 | 0 | 2812.3903 | 0.0013171 | 57 | Commercial_2028_Technical_MW_Before Competition Groups_57 | LED street light fixture | 0.1317% | 0 | 3.7041 | Commercial_2028_Technical_MW_Before Competition Groups_LED street light fixture
Commercial | Com ¦ Water Heating (DHW) Pipe Insulation (Add 3/4\ Foam)" | 2028 | Economic | MW | Before Competition Groups | 2.3976 | 0 | 0 | 1821.083 | 0.0013166 | 47 | Commercial_2028_Economic_MW_Before Competition Groups_47 | Water Heating (DHW) Pipe Insulation (Add 3/4\ Foam)" | 0.1317% | 0 | 2.3976 | Commercial_2028_Economic_MW_Before Competition Groups_Water Heating (DHW) Pipe Insulation (Add 3/4\ Foam)"
Commercial | Com ¦ Condensing Make Up Air Unit | 2028 | Technical | MW | Before Competition Groups | 3.44 | 0 | 0 | 2812.3903 | 0.0012232 | 58 | Commercial_2028_Technical_MW_Before Competition Groups_58 | Condensing Make Up Air Unit | 0.1223% | 0 | 3.44 | Commercial_2028_Technical_MW_Before Competition Groups_Condensing Make Up Air Unit
Commercial | Com ¦ Super-High Efficiency Furnaces (Emerging Tech) | 2028 | Technical | MW | Before Competition Groups | 3.3169 | 0 | 0 | 2812.3903 | 0.0011794 | 59 | Commercial_2028_Technical_MW_Before Competition Groups_59 | Super-High Efficiency Furnaces (Emerging Tech) | 0.1179% | 0 | 3.3169 | Commercial_2028_Technical_MW_Before Competition Groups_Super-High Efficiency Furnaces (Emerging Tech)
Commercial | Com ¦ Anti-sweat heat (ASH) controls - Cooler/Freezer | 2028 | Technical | MW | Before Competition Groups | 3.2189 | 0 | 0 | 2812.3903 | 0.0011445 | 60 | Commercial_2028_Technical_MW_Before Competition Groups_60 | Anti-sweat heat (ASH) controls - Cooler/Freezer | 0.1145% | 0 | 3.2189 | Commercial_2028_Technical_MW_Before Competition Groups_Anti-sweat heat (ASH) controls - Cooler/Freezer
Commercial | Com ¦ Vertical Night Covers | 2028 | Technical | MW | Before Competition Groups | 3.177 | 0 | 0 | 2812.3903 | 0.0011297 | 61 | Commercial_2028_Technical_MW_Before Competition Groups_61 | Vertical Night Covers | 0.113% | 0 | 3.177 | Commercial_2028_Technical_MW_Before Competition Groups_Vertical Night Covers
Commercial | Com ¦ Suction Pipe Insulation Freezer/Refrigerator | 2028 | Achievable | MW | Before Competition Groups | 0.71763 | 0 | 0 | 636.7774 | 0.001127 | 45 | Commercial_2028_Achievable_MW_Before Competition Groups_45 | Suction Pipe Insulation Freezer/Refrigerator | 0.1127% | 0 | 0.71763 | Commercial_2028_Achievable_MW_Before Competition Groups_Suction Pipe Insulation Freezer/Refrigerator
Commercial | Com ¦ CO Sensors for parking garage exhaust fans | 2028 | Technical | MW | Before Competition Groups | 3.1213 | 0 | 0 | 2812.3903 | 0.0011098 | 62 | Commercial_2028_Technical_MW_Before Competition Groups_62 | CO Sensors for parking garage exhaust fans | 0.111% | 0 | 3.1213 | Commercial_2028_Technical_MW_Before Competition Groups_CO Sensors for parking garage exhaust fans
Commercial | Com ¦ Energy Efficient Laboratory Fume Hood | 2028 | Technical | MW | Before Competition Groups | 3.076 | 0 | 0 | 2812.3903 | 0.0010937 | 63 | Commercial_2028_Technical_MW_Before Competition Groups_63 | Energy Efficient Laboratory Fume Hood | 0.1094% | 0 | 3.076 | Commercial_2028_Technical_MW_Before Competition Groups_Energy Efficient Laboratory Fume Hood
Commercial | Com ¦ Outside Air Economizer | 2028 | Economic | MW | Before Competition Groups | 1.8161 | 0 | 0 | 1821.083 | 0.00099724 | 48 | Commercial_2028_Economic_MW_Before Competition Groups_48 | Outside Air Economizer | 0.09972% | 0 | 1.8161 | Commercial_2028_Economic_MW_Before Competition Groups_Outside Air Economizer
Commercial | Com ¦ ENERGY STAR Fryer (84% eff) | 2028 | Achievable | MW | Before Competition Groups | 0.60104 | 0 | 0 | 636.7774 | 0.00094387 | 46 | Commercial_2028_Achievable_MW_Before Competition Groups_46 | ENERGY STAR Fryer (84% eff) | 0.09439% | 0 | 0.60104 | Commercial_2028_Achievable_MW_Before Competition Groups_ENERGY STAR Fryer (84% eff)
Commercial | Com ¦ Suction Pipe Insulation Freezer/Refrigerator | 2028 | Economic | MW | Before Competition Groups | 1.6457 | 0 | 0 | 1821.083 | 0.00090371 | 49 | Commercial_2028_Economic_MW_Before Competition Groups_49 | Suction Pipe Insulation Freezer/Refrigerator | 0.09037% | 0 | 1.6457 | Commercial_2028_Economic_MW_Before Competition Groups_Suction Pipe Insulation Freezer/Refrigerator
Commercial | Com ¦ Water Heating (DHW) Pipe Insulation (Add 3/4\ Foam)" | 2028 | Technical | MW | Before Competition Groups | 2.3976 | 0 | 0 | 2812.3903 | 0.00085252 | 64 | Commercial_2028_Technical_MW_Before Competition Groups_64 | Water Heating (DHW) Pipe Insulation (Add 3/4\ Foam)" | 0.08525% | 0 | 2.3976 | Commercial_2028_Technical_MW_Before Competition Groups_Water Heating (DHW) Pipe Insulation (Add 3/4\ Foam)"
Commercial | Com ¦ Thermostat Setback | 2028 | Achievable | MW | Before Competition Groups | 0.48 | 0 | 0 | 636.7774 | 0.0007538 | 47 | Commercial_2028_Achievable_MW_Before Competition Groups_47 | Thermostat Setback | 0.07538% | 0 | 0.48 | Commercial_2028_Achievable_MW_Before Competition Groups_Thermostat Setback
Commercial | Com ¦ ENERGY STAR Dishwasher | 2028 | Economic | MW | Before Competition Groups | 1.2049 | 0 | 0 | 1821.083 | 0.00066164 | 50 | Commercial_2028_Economic_MW_Before Competition Groups_50 | ENERGY STAR Dishwasher | 0.06616% | 0 | 1.2049 | Commercial_2028_Economic_MW_Before Competition Groups_ENERGY STAR Dishwasher
Commercial | Com ¦ Outside Air Economizer | 2028 | Technical | MW | Before Competition Groups | 1.8161 | 0 | 0 | 2812.3903 | 0.00064573 | 65 | Commercial_2028_Technical_MW_Before Competition Groups_65 | Outside Air Economizer | 0.06457% | 0 | 1.8161 | Commercial_2028_Technical_MW_Before Competition Groups_Outside Air Economizer
Commercial | Com ¦ ENERGY STAR Fryer (84% eff) | 2028 | Economic | MW | Before Competition Groups | 1.089 | 0 | 0 | 1821.083 | 0.00059802 | 51 | Commercial_2028_Economic_MW_Before Competition Groups_51 | ENERGY STAR Fryer (84% eff) | 0.0598% | 0 | 1.089 | Commercial_2028_Economic_MW_Before Competition Groups_ENERGY STAR Fryer (84% eff)
Commercial | Com ¦ ENERGY STAR Steam Cookers | 2028 | Achievable | MW | Before Competition Groups | 0.37814 | 0 | 0 | 636.7774 | 0.00059383 | 48 | Commercial_2028_Achievable_MW_Before Competition Groups_48 | ENERGY STAR Steam Cookers | 0.05938% | 0 | 0.37814 | Commercial_2028_Achievable_MW_Before Competition Groups_ENERGY STAR Steam Cookers
Commercial | Com ¦ Suction Pipe Insulation Freezer/Refrigerator | 2028 | Technical | MW | Before Competition Groups | 1.6457 | 0 | 0 | 2812.3903 | 0.00058517 | 66 | Commercial_2028_Technical_MW_Before Competition Groups_66 | Suction Pipe Insulation Freezer/Refrigerator | 0.05852% | 0 | 1.6457 | Commercial_2028_Technical_MW_Before Competition Groups_Suction Pipe Insulation Freezer/Refrigerator
Commercial | Com ¦ Evaporator Coil Defrost (Cooler) | 2028 | Technical | MW | Before Competition Groups | 1.4012 | 0 | 0 | 2812.3903 | 0.00049824 | 67 | Commercial_2028_Technical_MW_Before Competition Groups_67 | Evaporator Coil Defrost (Cooler) | 0.04982% | 0 | 1.4012 | Commercial_2028_Technical_MW_Before Competition Groups_Evaporator Coil Defrost (Cooler)
Commercial | Com ¦ Ozone Laundry Treatment | 2028 | Achievable | MW | Before Competition Groups | 0.31574 | 0 | 0 | 636.7774 | 0.00049585 | 49 | Commercial_2028_Achievable_MW_Before Competition Groups_49 | Ozone Laundry Treatment | 0.04958% | 0 | 0.31574 | Commercial_2028_Achievable_MW_Before Competition Groups_Ozone Laundry Treatment
Commercial | Com ¦ ENERGY STAR Dishwasher | 2028 | Achievable | MW | Before Competition Groups | 0.28621 | 0 | 0 | 636.7774 | 0.00044946 | 50 | Commercial_2028_Achievable_MW_Before Competition Groups_50 | ENERGY STAR Dishwasher | 0.04495% | 0 | 0.28621 | Commercial_2028_Achievable_MW_Before Competition Groups_ENERGY STAR Dishwasher
Commercial | Com ¦ High Efficiency Small Instantaneous Water Heater | 2028 | Technical | MW | Before Competition Groups | 1.2299 | 0 | 0 | 2812.3903 | 0.00043731 | 68 | Commercial_2028_Technical_MW_Before Competition Groups_68 | High Efficiency Small Instantaneous Water Heater | 0.04373% | 0 | 1.2299 | Commercial_2028_Technical_MW_Before Competition Groups_High Efficiency Small Instantaneous Water Heater
Commercial | Com ¦ LED RECESSED DOWNLIGHTS | 2028 | Technical | MW | Before Competition Groups | 1.2214 | 0 | 0 | 2812.3903 | 0.00043428 | 69 | Commercial_2028_Technical_MW_Before Competition Groups_69 | LED RECESSED DOWNLIGHTS | 0.04343% | 0 | 1.2214 | Commercial_2028_Technical_MW_Before Competition Groups_LED RECESSED DOWNLIGHTS
Commercial | Com ¦ ENERGY STAR Dishwasher | 2028 | Technical | MW | Before Competition Groups | 1.2049 | 0 | 0 | 2812.3903 | 0.00042843 | 70 | Commercial_2028_Technical_MW_Before Competition Groups_70 | ENERGY STAR Dishwasher | 0.04284% | 0 | 1.2049 | Commercial_2028_Technical_MW_Before Competition Groups_ENERGY STAR Dishwasher
Commercial | Com ¦ Ozone Laundry Treatment | 2028 | Economic | MW | Before Competition Groups | 0.75689 | 0 | 0 | 1821.083 | 0.00041563 | 52 | Commercial_2028_Economic_MW_Before Competition Groups_52 | Ozone Laundry Treatment | 0.04156% | 0 | 0.75689 | Commercial_2028_Economic_MW_Before Competition Groups_Ozone Laundry Treatment
Commercial | Com ¦ ENERGY STAR Fryer (84% eff) | 2028 | Technical | MW | Before Competition Groups | 1.089 | 0 | 0 | 2812.3903 | 0.00038723 | 71 | Commercial_2028_Technical_MW_Before Competition Groups_71 | ENERGY STAR Fryer (84% eff) | 0.03872% | 0 | 1.089 | Commercial_2028_Technical_MW_Before Competition Groups_ENERGY STAR Fryer (84% eff)
Commercial | Com ¦ ENERGY STAR Steam Cookers | 2028 | Economic | MW | Before Competition Groups | 0.70166 | 0 | 0 | 1821.083 | 0.0003853 | 53 | Commercial_2028_Economic_MW_Before Competition Groups_53 | ENERGY STAR Steam Cookers | 0.03853% | 0 | 0.70166 | Commercial_2028_Economic_MW_Before Competition Groups_ENERGY STAR Steam Cookers
Commercial | Com ¦ Room AC (w/ louvered sides) 14 SEER from 12 SEER code | 2028 | Technical | MW | Before Competition Groups | 0.96669 | 0 | 0 | 2812.3903 | 0.00034372 | 72 | Commercial_2028_Technical_MW_Before Competition Groups_72 | Room AC (w/ louvered sides) 14 SEER from 12 SEER code | 0.03437% | 0 | 0.96669 | Commercial_2028_Technical_MW_Before Competition Groups_Room AC (w/ louvered sides) 14 SEER from 12 SEER code
Commercial | Com ¦ Thermostat Setback | 2028 | Economic | MW | Before Competition Groups | 0.55726 | 0 | 0 | 1821.083 | 0.000306 | 54 | Commercial_2028_Economic_MW_Before Competition Groups_54 | Thermostat Setback | 0.0306% | 0 | 0.55726 | Commercial_2028_Economic_MW_Before Competition Groups_Thermostat Setback
Commercial | Com ¦ Ozone Laundry Treatment | 2028 | Technical | MW | Before Competition Groups | 0.75689 | 0 | 0 | 2812.3903 | 0.00026913 | 73 | Commercial_2028_Technical_MW_Before Competition Groups_73 | Ozone Laundry Treatment | 0.02691% | 0 | 0.75689 | Commercial_2028_Technical_MW_Before Competition Groups_Ozone Laundry Treatment
Commercial | Com ¦ Wall Insulation | 2028 | Technical | MW | Before Competition Groups | 0.7503 | 0 | 0 | 2812.3903 | 0.00026678 | 74 | Commercial_2028_Technical_MW_Before Competition Groups_74 | Wall Insulation | 0.02668% | 0 | 0.7503 | Commercial_2028_Technical_MW_Before Competition Groups_Wall Insulation
Commercial | Com ¦ High Efficiency Small Instantaneous Water Heater | 2028 | Economic | MW | Before Competition Groups | 0.48151 | 0 | 0 | 1821.083 | 0.00026441 | 55 | Commercial_2028_Economic_MW_Before Competition Groups_55 | High Efficiency Small Instantaneous Water Heater | 0.02644% | 0 | 0.48151 | Commercial_2028_Economic_MW_Before Competition Groups_High Efficiency Small Instantaneous Water Heater
Commercial | Com ¦ Solar Preheat Make up Air | 2028 | Technical | MW | Before Competition Groups | 0.74233 | 0 | 0 | 2812.3903 | 0.00026395 | 75 | Commercial_2028_Technical_MW_Before Competition Groups_75 | Solar Preheat Make up Air | 0.0264% | 0 | 0.74233 | Commercial_2028_Technical_MW_Before Competition Groups_Solar Preheat Make up Air
Commercial | Com ¦ ENERGY STAR Steam Cookers | 2028 | Technical | MW | Before Competition Groups | 0.70166 | 0 | 0 | 2812.3903 | 0.00024949 | 76 | Commercial_2028_Technical_MW_Before Competition Groups_76 | ENERGY STAR Steam Cookers | 0.02495% | 0 | 0.70166 | Commercial_2028_Technical_MW_Before Competition Groups_ENERGY STAR Steam Cookers
Commercial | Com ¦ SYNCHRONOUS BELT | 2028 | Technical | MW | Before Competition Groups | 0.61626 | 0 | 0 | 2812.3903 | 0.00021912 | 77 | Commercial_2028_Technical_MW_Before Competition Groups_77 | SYNCHRONOUS BELT | 0.02191% | 0 | 0.61626 | Commercial_2028_Technical_MW_Before Competition Groups_SYNCHRONOUS BELT
Commercial | Com ¦ PTAC (12 EER/10,000 BTU) | 2028 | Economic | MW | Before Competition Groups | 0.37381 | 0 | 0 | 1821.083 | 0.00020527 | 56 | Commercial_2028_Economic_MW_Before Competition Groups_56 | PTAC (12 EER/10,000 BTU) | 0.02053% | 0 | 0.37381 | Commercial_2028_Economic_MW_Before Competition Groups_PTAC (12 EER/10,000 BTU)
Commercial | Com ¦ ECM MOTORS FOR HVAC APPLICATION (FAN-POWERED VAV BOX) | 2028 | Achievable | MW | Before Competition Groups | 0.13057 | 0 | 0 | 636.7774 | 0.00020505 | 51 | Commercial_2028_Achievable_MW_Before Competition Groups_51 | ECM MOTORS FOR HVAC APPLICATION (FAN-POWERED VAV BOX) | 0.0205% | 0 | 0.13057 | Commercial_2028_Achievable_MW_Before Competition Groups_ECM MOTORS FOR HVAC APPLICATION (FAN-POWERED VAV BOX)
Commercial | Com ¦ Efficient compressor motor | 2028 | Technical | MW | Before Competition Groups | 0.56629 | 0 | 0 | 2812.3903 | 0.00020136 | 78 | Commercial_2028_Technical_MW_Before Competition Groups_78 | Efficient compressor motor | 0.02014% | 0 | 0.56629 | Commercial_2028_Technical_MW_Before Competition Groups_Efficient compressor motor
Commercial | Com ¦ Thermostat Setback | 2028 | Technical | MW | Before Competition Groups | 0.55726 | 0 | 0 | 2812.3903 | 0.00019814 | 79 | Commercial_2028_Technical_MW_Before Competition Groups_79 | Thermostat Setback | 0.01981% | 0 | 0.55726 | Commercial_2028_Technical_MW_Before Competition Groups_Thermostat Setback
Commercial | Com ¦ ECM MOTORS FOR HVAC APPLICATION (FAN-POWERED VAV BOX) | 2028 | Economic | MW | Before Competition Groups | 0.29931 | 0 | 0 | 1821.083 | 0.00016436 | 57 | Commercial_2028_Economic_MW_Before Competition Groups_57 | ECM MOTORS FOR HVAC APPLICATION (FAN-POWERED VAV BOX) | 0.01644% | 0 | 0.29931 | Commercial_2028_Economic_MW_Before Competition Groups_ECM MOTORS FOR HVAC APPLICATION (FAN-POWERED VAV BOX)
Commercial | Com ¦ PTAC (12 EER/10,000 BTU) | 2028 | Technical | MW | Before Competition Groups | 0.42637 | 0 | 0 | 2812.3903 | 0.00015161 | 80 | Commercial_2028_Technical_MW_Before Competition Groups_80 | PTAC (12 EER/10,000 BTU) | 0.01516% | 0 | 0.42637 | Commercial_2028_Technical_MW_Before Competition Groups_PTAC (12 EER/10,000 BTU)
Commercial | Com ¦ Solar Water Preheat (Pools/DHW) | 2028 | Economic | MW | Before Competition Groups | 0.21069 | 0 | 0 | 1821.083 | 0.0001157 | 58 | Commercial_2028_Economic_MW_Before Competition Groups_58 | Solar Water Preheat (Pools/DHW) | 0.01157% | 0 | 0.21069 | Commercial_2028_Economic_MW_Before Competition Groups_Solar Water Preheat (Pools/DHW)
Commercial | Com ¦ Demand controlled Circulating Systems | 2028 | Achievable | MW | Before Competition Groups | 0.07315 | 0 | 0 | 636.7774 | 0.00011487 | 52 | Commercial_2028_Achievable_MW_Before Competition Groups_52 | Demand controlled Circulating Systems | 0.01149% | 0 | 0.07315 | Commercial_2028_Achievable_MW_Before Competition Groups_Demand controlled Circulating Systems
Commercial | Com ¦ Auto Off Time Switch or Time Clock control | 2028 | Achievable | MW | Before Competition Groups | 0.071913 | 0 | 0 | 636.7774 | 0.00011293 | 53 | Commercial_2028_Achievable_MW_Before Competition Groups_53 | Auto Off Time Switch or Time Clock control | 0.01129% | 0 | 0.071913 | Commercial_2028_Achievable_MW_Before Competition Groups_Auto Off Time Switch or Time Clock control
Commercial | COM ¦ Ductless Mini-Split Heat Pumps | 2028 | Economic | MW | Before Competition Groups | 0.20232 | 0 | 0 | 1821.083 | 0.0001111 | 59 | Commercial_2028_Economic_MW_Before Competition Groups_59 | Ductless Mini-Split Heat Pumps | 0.01111% | 0 | 0.20232 | Commercial_2028_Economic_MW_Before Competition Groups_Ductless Mini-Split Heat Pumps
Commercial | Com ¦ Notched V belts for HVAC Systems | 2028 | Technical | MW | Before Competition Groups | 0.30813 | 0 | 0 | 2812.3903 | 0.00010956 | 81 | Commercial_2028_Technical_MW_Before Competition Groups_81 | Notched V belts for HVAC Systems | 0.01096% | 0 | 0.30813 | Commercial_2028_Technical_MW_Before Competition Groups_Notched V belts for HVAC Systems
Commercial | COM ¦ Ductless Mini-Split Heat Pumps | 2028 | Achievable | MW | Before Competition Groups | 0.069048 | 0 | 0 | 636.7774 | 0.00010843 | 54 | Commercial_2028_Achievable_MW_Before Competition Groups_54 | Ductless Mini-Split Heat Pumps | 0.01084% | 0 | 0.069048 | Commercial_2028_Achievable_MW_Before Competition Groups_Ductless Mini-Split Heat Pumps
Commercial | Com ¦ ECM MOTORS FOR HVAC APPLICATION (FAN-POWERED VAV BOX) | 2028 | Technical | MW | Before Competition Groups | 0.30039 | 0 | 0 | 2812.3903 | 0.00010681 | 82 | Commercial_2028_Technical_MW_Before Competition Groups_82 | ECM MOTORS FOR HVAC APPLICATION (FAN-POWERED VAV BOX) | 0.01068% | 0 | 0.30039 | Commercial_2028_Technical_MW_Before Competition Groups_ECM MOTORS FOR HVAC APPLICATION (FAN-POWERED VAV BOX)
Commercial | Com ¦ PTAC (12 EER/10,000 BTU) | 2028 | Achievable | MW | Before Competition Groups | 0.067676 | 0 | 0 | 636.7774 | 0.00010628 | 55 | Commercial_2028_Achievable_MW_Before Competition Groups_55 | PTAC (12 EER/10,000 BTU) | 0.01063% | 0 | 0.067676 | Commercial_2028_Achievable_MW_Before Competition Groups_PTAC (12 EER/10,000 BTU)
Commercial | Com ¦ Auto Off Time Switch or Time Clock control | 2028 | Economic | MW | Before Competition Groups | 0.18288 | 0 | 0 | 1821.083 | 0.00010042 | 60 | Commercial_2028_Economic_MW_Before Competition Groups_60 | Auto Off Time Switch or Time Clock control | 0.01004% | 0 | 0.18288 | Commercial_2028_Economic_MW_Before Competition Groups_Auto Off Time Switch or Time Clock control
Commercial | Com ¦ HVAC Optimization | 2028 | Achievable | MW | Before Competition Groups | 0.062499 | 0 | 0 | 636.7774 | 9.8149e-05 | 56 | Commercial_2028_Achievable_MW_Before Competition Groups_56 | HVAC Optimization | 0.009815% | 0 | 0.062499 | Commercial_2028_Achievable_MW_Before Competition Groups_HVAC Optimization
Commercial | Com ¦ CEE Tier 2/Energy Star Clothes Washers | 2028 | Achievable | MW | Before Competition Groups | 0.061908 | 0 | 0 | 636.7774 | 9.7221e-05 | 57 | Commercial_2028_Achievable_MW_Before Competition Groups_57 | CEE Tier 2/Energy Star Clothes Washers | 0.009722% | 0 | 0.061908 | Commercial_2028_Achievable_MW_Before Competition Groups_CEE Tier 2/Energy Star Clothes Washers
Commercial | Com ¦ Demand controlled Circulating Systems | 2028 | Economic | MW | Before Competition Groups | 0.15866 | 0 | 0 | 1821.083 | 8.7123e-05 | 61 | Commercial_2028_Economic_MW_Before Competition Groups_61 | Demand controlled Circulating Systems | 0.008712% | 0 | 0.15866 | Commercial_2028_Economic_MW_Before Competition Groups_Demand controlled Circulating Systems
Commercial | Com ¦ HVAC Optimization | 2028 | Technical | MW | Before Competition Groups | 0.2124 | 0 | 0 | 2812.3903 | 7.5524e-05 | 83 | Commercial_2028_Technical_MW_Before Competition Groups_83 | HVAC Optimization | 0.007552% | 0 | 0.2124 | Commercial_2028_Technical_MW_Before Competition Groups_HVAC Optimization
Commercial | Com ¦ Solar Water Preheat (Pools/DHW) | 2028 | Technical | MW | Before Competition Groups | 0.21069 | 0 | 0 | 2812.3903 | 7.4916e-05 | 84 | Commercial_2028_Technical_MW_Before Competition Groups_84 | Solar Water Preheat (Pools/DHW) | 0.007492% | 0 | 0.21069 | Commercial_2028_Technical_MW_Before Competition Groups_Solar Water Preheat (Pools/DHW)
Commercial | COM ¦ Ductless Mini-Split Heat Pumps | 2028 | Technical | MW | Before Competition Groups | 0.20232 | 0 | 0 | 2812.3903 | 7.194e-05 | 85 | Commercial_2028_Technical_MW_Before Competition Groups_85 | Ductless Mini-Split Heat Pumps | 0.007194% | 0 | 0.20232 | Commercial_2028_Technical_MW_Before Competition Groups_Ductless Mini-Split Heat Pumps
Commercial | Com ¦ Heat Pump Water Heater (50 Gallons) | 2028 | Technical | MW | Before Competition Groups | 0.201 | 0 | 0 | 2812.3903 | 7.1471e-05 | 86 | Commercial_2028_Technical_MW_Before Competition Groups_86 | Heat Pump Water Heater (50 Gallons) | 0.007147% | 0 | 0.201 | Commercial_2028_Technical_MW_Before Competition Groups_Heat Pump Water Heater (50 Gallons)
Commercial | Com ¦ HVAC Optimization | 2028 | Economic | MW | Before Competition Groups | 0.12886 | 0 | 0 | 1821.083 | 7.0762e-05 | 62 | Commercial_2028_Economic_MW_Before Competition Groups_62 | HVAC Optimization | 0.007076% | 0 | 0.12886 | Commercial_2028_Economic_MW_Before Competition Groups_HVAC Optimization
Commercial | Com ¦ High Efficiency Chiller (avg of water and air cooled) | 2028 | Technical | MW | Before Competition Groups | 0.19279 | 0 | 0 | 2812.3903 | 6.855e-05 | 87 | Commercial_2028_Technical_MW_Before Competition Groups_87 | High Efficiency Chiller (avg of water and air cooled) | 0.006855% | 0 | 0.19279 | Commercial_2028_Technical_MW_Before Competition Groups_High Efficiency Chiller (avg of water and air cooled)
Commercial | Com ¦ Auto Off Time Switch or Time Clock control | 2028 | Technical | MW | Before Competition Groups | 0.18288 | 0 | 0 | 2812.3903 | 6.5027e-05 | 88 | Commercial_2028_Technical_MW_Before Competition Groups_88 | Auto Off Time Switch or Time Clock control | 0.006503% | 0 | 0.18288 | Commercial_2028_Technical_MW_Before Competition Groups_Auto Off Time Switch or Time Clock control
Commercial | Com ¦ Low Flow Pre-Rinse Spray Nozzle | 2028 | Achievable | MW | Before Competition Groups | 0.040068 | 0 | 0 | 636.7774 | 6.2924e-05 | 58 | Commercial_2028_Achievable_MW_Before Competition Groups_58 | Low Flow Pre-Rinse Spray Nozzle | 0.006292% | 0 | 0.040068 | Commercial_2028_Achievable_MW_Before Competition Groups_Low Flow Pre-Rinse Spray Nozzle
Commercial | Com ¦ CEE Tier 2/Energy Star Clothes Washers | 2028 | Economic | MW | Before Competition Groups | 0.11226 | 0 | 0 | 1821.083 | 6.1643e-05 | 63 | Commercial_2028_Economic_MW_Before Competition Groups_63 | CEE Tier 2/Energy Star Clothes Washers | 0.006164% | 0 | 0.11226 | Commercial_2028_Economic_MW_Before Competition Groups_CEE Tier 2/Energy Star Clothes Washers
Commercial | Com ¦ Commercial Hot Food Holding Cabinets | 2028 | Technical | MW | Before Competition Groups | 0.16328 | 0 | 0 | 2812.3903 | 5.8058e-05 | 89 | Commercial_2028_Technical_MW_Before Competition Groups_89 | Commercial Hot Food Holding Cabinets | 0.005806% | 0 | 0.16328 | Commercial_2028_Technical_MW_Before Competition Groups_Commercial Hot Food Holding Cabinets
Commercial | Com ¦ Demand controlled Circulating Systems | 2028 | Technical | MW | Before Competition Groups | 0.15866 | 0 | 0 | 2812.3903 | 5.6414e-05 | 90 | Commercial_2028_Technical_MW_Before Competition Groups_90 | Demand controlled Circulating Systems | 0.005641% | 0 | 0.15866 | Commercial_2028_Technical_MW_Before Competition Groups_Demand controlled Circulating Systems
Commercial | Com ¦ Solar Water Preheat (Pools/DHW) | 2028 | Achievable | MW | Before Competition Groups | 0.032714 | 0 | 0 | 636.7774 | 5.1375e-05 | 59 | Commercial_2028_Achievable_MW_Before Competition Groups_59 | Solar Water Preheat (Pools/DHW) | 0.005137% | 0 | 0.032714 | Commercial_2028_Achievable_MW_Before Competition Groups_Solar Water Preheat (Pools/DHW)
Commercial | Com ¦ Low Flow Pre-Rinse Spray Nozzle | 2028 | Economic | MW | Before Competition Groups | 0.087042 | 0 | 0 | 1821.083 | 4.7797e-05 | 64 | Commercial_2028_Economic_MW_Before Competition Groups_64 | Low Flow Pre-Rinse Spray Nozzle | 0.00478% | 0 | 0.087042 | Commercial_2028_Economic_MW_Before Competition Groups_Low Flow Pre-Rinse Spray Nozzle
Commercial | Com ¦ CEE Tier 2/Energy Star Clothes Washers | 2028 | Technical | MW | Before Competition Groups | 0.11226 | 0 | 0 | 2812.3903 | 3.9915e-05 | 91 | Commercial_2028_Technical_MW_Before Competition Groups_91 | CEE Tier 2/Energy Star Clothes Washers | 0.003992% | 0 | 0.11226 | Commercial_2028_Technical_MW_Before Competition Groups_CEE Tier 2/Energy Star Clothes Washers
Commercial | Com ¦ Wall Insulation | 2028 | Achievable | MW | Before Competition Groups | 0.025128 | 0 | 0 | 636.7774 | 3.9462e-05 | 60 | Commercial_2028_Achievable_MW_Before Competition Groups_60 | Wall Insulation | 0.003946% | 0 | 0.025128 | Commercial_2028_Achievable_MW_Before Competition Groups_Wall Insulation
Commercial | Com ¦ Condensing Unit Heaters or other Efficient Unit Heating System | 2028 | Achievable | MW | Before Competition Groups | 0.02388 | 0 | 0 | 636.7774 | 3.7501e-05 | 61 | Commercial_2028_Achievable_MW_Before Competition Groups_61 | Condensing Unit Heaters or other Efficient Unit Heating System | 0.00375% | 0 | 0.02388 | Commercial_2028_Achievable_MW_Before Competition Groups_Condensing Unit Heaters or other Efficient Unit Heating System
Commercial | Com ¦ Commercial Hot Food Holding Cabinets | 2028 | Economic | MW | Before Competition Groups | 0.061914 | 0 | 0 | 1821.083 | 3.3999e-05 | 65 | Commercial_2028_Economic_MW_Before Competition Groups_65 | Commercial Hot Food Holding Cabinets | 0.0034% | 0 | 0.061914 | Commercial_2028_Economic_MW_Before Competition Groups_Commercial Hot Food Holding Cabinets
Commercial | Com ¦ Commercial Hot Food Holding Cabinets | 2028 | Achievable | MW | Before Competition Groups | 0.019804 | 0 | 0 | 636.7774 | 3.11e-05 | 62 | Commercial_2028_Achievable_MW_Before Competition Groups_62 | Commercial Hot Food Holding Cabinets | 0.00311% | 0 | 0.019804 | Commercial_2028_Achievable_MW_Before Competition Groups_Commercial Hot Food Holding Cabinets
Commercial | Com ¦ Wall Insulation | 2028 | Economic | MW | Before Competition Groups | 0.056564 | 0 | 0 | 1821.083 | 3.1061e-05 | 66 | Commercial_2028_Economic_MW_Before Competition Groups_66 | Wall Insulation | 0.003106% | 0 | 0.056564 | Commercial_2028_Economic_MW_Before Competition Groups_Wall Insulation
Commercial | Com ¦ Low Flow Pre-Rinse Spray Nozzle | 2028 | Technical | MW | Before Competition Groups | 0.087042 | 0 | 0 | 2812.3903 | 3.0949e-05 | 92 | Commercial_2028_Technical_MW_Before Competition Groups_92 | Low Flow Pre-Rinse Spray Nozzle | 0.003095% | 0 | 0.087042 | Commercial_2028_Technical_MW_Before Competition Groups_Low Flow Pre-Rinse Spray Nozzle
Commercial | Com ¦ Condensing Unit Heaters or other Efficient Unit Heating System | 2028 | Economic | MW | Before Competition Groups | 0.054203 | 0 | 0 | 1821.083 | 2.9764e-05 | 67 | Commercial_2028_Economic_MW_Before Competition Groups_67 | Condensing Unit Heaters or other Efficient Unit Heating System | 0.002976% | 0 | 0.054203 | Commercial_2028_Economic_MW_Before Competition Groups_Condensing Unit Heaters or other Efficient Unit Heating System
Commercial | Com ¦ Solar Electric Water Heater (50 Gallon) | 2028 | Technical | MW | Before Competition Groups | 0.082555 | 0 | 0 | 2812.3903 | 2.9354e-05 | 93 | Commercial_2028_Technical_MW_Before Competition Groups_93 | Solar Electric Water Heater (50 Gallon) | 0.002935% | 0 | 0.082555 | Commercial_2028_Technical_MW_Before Competition Groups_Solar Electric Water Heater (50 Gallon)
Commercial | Com ¦ Condensing Unit Heaters or other Efficient Unit Heating System | 2028 | Technical | MW | Before Competition Groups | 0.054203 | 0 | 0 | 2812.3903 | 1.9273e-05 | 94 | Commercial_2028_Technical_MW_Before Competition Groups_94 | Condensing Unit Heaters or other Efficient Unit Heating System | 0.001927% | 0 | 0.054203 | Commercial_2028_Technical_MW_Before Competition Groups_Condensing Unit Heaters or other Efficient Unit Heating System
Commercial | Com ¦ VSD Air Compressor | 2028 | Achievable | MW | Before Competition Groups | 0.0084744 | 0 | 0 | 636.7774 | 1.3308e-05 | 63 | Commercial_2028_Achievable_MW_Before Competition Groups_63 | VSD Air Compressor | 0.001331% | 0 | 0.0084744 | Commercial_2028_Achievable_MW_Before Competition Groups_VSD Air Compressor
Commercial | Com ¦ EC Plug Fan for Data Center (under cabinet) | 2028 | Technical | MW | Before Competition Groups | 0.027322 | 0 | 0 | 2812.3903 | 9.7149e-06 | 95 | Commercial_2028_Technical_MW_Before Competition Groups_95 | EC Plug Fan for Data Center (under cabinet) | 0.0009715% | 0 | 0.027322 | Commercial_2028_Technical_MW_Before Competition Groups_EC Plug Fan for Data Center (under cabinet)
Commercial | Com ¦ VSD Air Compressor | 2028 | Economic | MW | Before Competition Groups | 0.017245 | 0 | 0 | 1821.083 | 9.4696e-06 | 68 | Commercial_2028_Economic_MW_Before Competition Groups_68 | VSD Air Compressor | 0.000947% | 0 | 0.017245 | Commercial_2028_Economic_MW_Before Competition Groups_VSD Air Compressor
Commercial | Com ¦ High Efficiency Small Instantaneous Water Heater | 2028 | Achievable | MW | Before Competition Groups | 0.0044302 | 0 | 0 | 636.7774 | 6.9572e-06 | 64 | Commercial_2028_Achievable_MW_Before Competition Groups_64 | High Efficiency Small Instantaneous Water Heater | 0.0006957% | 0 | 0.0044302 | Commercial_2028_Achievable_MW_Before Competition Groups_High Efficiency Small Instantaneous Water Heater
Commercial | Com ¦ High Efficiency Chiller (avg of water and air cooled) | 2028 | Achievable | MW | Before Competition Groups | 0.004189 | 0 | 0 | 636.7774 | 6.5785e-06 | 65 | Commercial_2028_Achievable_MW_Before Competition Groups_65 | High Efficiency Chiller (avg of water and air cooled) | 0.0006578% | 0 | 0.004189 | Commercial_2028_Achievable_MW_Before Competition Groups_High Efficiency Chiller (avg of water and air cooled)
Commercial | Com ¦ Exterior Photocell | 2028 | Technical | MW | Before Competition Groups | 0.017592 | 0 | 0 | 2812.3903 | 6.255e-06 | 96 | Commercial_2028_Technical_MW_Before Competition Groups_96 | Exterior Photocell | 0.0006255% | 0 | 0.017592 | Commercial_2028_Technical_MW_Before Competition Groups_Exterior Photocell
Commercial | Com ¦ VSD Air Compressor | 2028 | Technical | MW | Before Competition Groups | 0.017245 | 0 | 0 | 2812.3903 | 6.1318e-06 | 97 | Commercial_2028_Technical_MW_Before Competition Groups_97 | VSD Air Compressor | 0.0006132% | 0 | 0.017245 | Commercial_2028_Technical_MW_Before Competition Groups_VSD Air Compressor
Commercial | Com ¦ Room AC (w/ louvered sides) 14 SEER from 12 SEER code | 2028 | Achievable | MW | Before Competition Groups | 0.0035955 | 0 | 0 | 636.7774 | 5.6463e-06 | 66 | Commercial_2028_Achievable_MW_Before Competition Groups_66 | Room AC (w/ louvered sides) 14 SEER from 12 SEER code | 0.0005646% | 0 | 0.0035955 | Commercial_2028_Achievable_MW_Before Competition Groups_Room AC (w/ louvered sides) 14 SEER from 12 SEER code
Commercial | Com ¦ Energy Recovery Ventilation and Ventilation (Enhanced) | 2028 | Achievable | MW | Before Competition Groups | 0.0033888 | 0 | 0 | 636.7774 | 5.3217e-06 | 67 | Commercial_2028_Achievable_MW_Before Competition Groups_67 | Energy Recovery Ventilation and Ventilation (Enhanced) | 0.0005322% | 0 | 0.0033888 | Commercial_2028_Achievable_MW_Before Competition Groups_Energy Recovery Ventilation and Ventilation (Enhanced)
Commercial | Com ¦ eCube | 2028 | Technical | MW | Before Competition Groups | 0.014209 | 0 | 0 | 2812.3903 | 5.0522e-06 | 98 | Commercial_2028_Technical_MW_Before Competition Groups_98 | eCube | 0.0005052% | 0 | 0.014209 | Commercial_2028_Technical_MW_Before Competition Groups_eCube
Commercial | Com ¦ Room AC (w/ louvered sides) 14 SEER from 12 SEER code | 2028 | Economic | MW | Before Competition Groups | 0.0090326 | 0 | 0 | 1821.083 | 4.96e-06 | 69 | Commercial_2028_Economic_MW_Before Competition Groups_69 | Room AC (w/ louvered sides) 14 SEER from 12 SEER code | 0.000496% | 0 | 0.0090326 | Commercial_2028_Economic_MW_Before Competition Groups_Room AC (w/ louvered sides) 14 SEER from 12 SEER code
Commercial | Com ¦ Air Curtains | 2028 | Achievable | MW | Before Competition Groups | 0.0027798 | 0 | 0 | 636.7774 | 4.3655e-06 | 68 | Commercial_2028_Achievable_MW_Before Competition Groups_68 | Air Curtains | 0.0004365% | 0 | 0.0027798 | Commercial_2028_Achievable_MW_Before Competition Groups_Air Curtains
Commercial | Com ¦ High Efficiency Chiller (avg of water and air cooled) | 2028 | Economic | MW | Before Competition Groups | 0.0072242 | 0 | 0 | 1821.083 | 3.967e-06 | 70 | Commercial_2028_Economic_MW_Before Competition Groups_70 | High Efficiency Chiller (avg of water and air cooled) | 0.0003967% | 0 | 0.0072242 | Commercial_2028_Economic_MW_Before Competition Groups_High Efficiency Chiller (avg of water and air cooled)
Commercial | Com ¦ Air Curtains | 2028 | Economic | MW | Before Competition Groups | 0.0065239 | 0 | 0 | 1821.083 | 3.5825e-06 | 71 | Commercial_2028_Economic_MW_Before Competition Groups_71 | Air Curtains | 0.0003582% | 0 | 0.0065239 | Commercial_2028_Economic_MW_Before Competition Groups_Air Curtains
Commercial | Com ¦ Air Curtains | 2028 | Technical | MW | Before Competition Groups | 0.0065239 | 0 | 0 | 2812.3903 | 2.3197e-06 | 99 | Commercial_2028_Technical_MW_Before Competition Groups_99 | Air Curtains | 0.000232% | 0 | 0.0065239 | Commercial_2028_Technical_MW_Before Competition Groups_Air Curtains
Commercial | Com ¦ EC Plug Fan for Data Center (under cabinet) | 2028 | Economic | MW | Before Competition Groups | 0.0039254 | 0 | 0 | 1821.083 | 2.1555e-06 | 72 | Commercial_2028_Economic_MW_Before Competition Groups_72 | EC Plug Fan for Data Center (under cabinet) | 0.0002156% | 0 | 0.0039254 | Commercial_2028_Economic_MW_Before Competition Groups_EC Plug Fan for Data Center (under cabinet)
Commercial | Com ¦ EC Plug Fan for Data Center (under cabinet) | 2028 | Achievable | MW | Before Competition Groups | 0.00087689 | 0 | 0 | 636.7774 | 1.3771e-06 | 69 | Commercial_2028_Achievable_MW_Before Competition Groups_69 | EC Plug Fan for Data Center (under cabinet) | 0.0001377% | 0 | 0.00087689 | Commercial_2028_Achievable_MW_Before Competition Groups_EC Plug Fan for Data Center (under cabinet)
Commercial | Com ¦ Energy Recovery Ventilation and Ventilation (Enhanced) | 2028 | Economic | MW | Before Competition Groups | 0.0017909 | 0 | 0 | 1821.083 | 9.8342e-07 | 73 | Commercial_2028_Economic_MW_Before Competition Groups_73 | Energy Recovery Ventilation and Ventilation (Enhanced) | 9.834e-05% | 0 | 0.0017909 | Commercial_2028_Economic_MW_Before Competition Groups_Energy Recovery Ventilation and Ventilation (Enhanced)
Commercial | Com ¦ High Efficiency Induction Cooking | 2028 | Technical | MW | Before Competition Groups | 0.0011299 | 0 | 0 | 2812.3903 | 4.0176e-07 | 100 | Commercial_2028_Technical_MW_Before Competition Groups_100 | High Efficiency Induction Cooking | 4.018e-05% | 0 | 0.0011299 | Commercial_2028_Technical_MW_Before Competition Groups_High Efficiency Induction Cooking
Commercial | Com ¦ Electric Convection Combination Ovens | 2028 | Achievable | MW | Before Competition Groups | 0.00015138 | 0 | 0 | 636.7774 | 2.3773e-07 | 70 | Commercial_2028_Achievable_MW_Before Competition Groups_70 | Electric Convection Combination Ovens | 2.377e-05% | 0 | 0.00015138 | Commercial_2028_Achievable_MW_Before Competition Groups_Electric Convection Combination Ovens
Commercial | Com ¦ Electric Convection Combination Ovens | 2028 | Economic | MW | Before Competition Groups | 0.00022473 | 0 | 0 | 1821.083 | 1.2341e-07 | 74 | Commercial_2028_Economic_MW_Before Competition Groups_74 | Electric Convection Combination Ovens | 1.234e-05% | 0 | 0.00022473 | Commercial_2028_Economic_MW_Before Competition Groups_Electric Convection Combination Ovens
Commercial | Com ¦ Electric Convection Combination Ovens | 2028 | Technical | MW | Before Competition Groups | 0.00022473 | 0 | 0 | 2812.3903 | 7.9908e-08 | 101 | Commercial_2028_Technical_MW_Before Competition Groups_101 | Electric Convection Combination Ovens | 7.991e-06% | 0 | 0.00022473 | Commercial_2028_Technical_MW_Before Competition Groups_Electric Convection Combination Ovens
Commercial | Com ¦ LLLC - Low Impact Application | 2028 | Achievable | MW | Before Competition Groups | 5.7622e-20 | 0 | 0 | 636.7774 | 9.049e-23 | 71 | Commercial_2028_Achievable_MW_Before Competition Groups_71 | LLLC - Low Impact Application | 9.049e-21% | 0 | 5.7622e-20 | Commercial_2028_Achievable_MW_Before Competition Groups_LLLC - Low Impact Application
Commercial | Com ¦ LLLC - High Impact Application | 2028 | Achievable | MW | Before Competition Groups | 2.393e-20 | 0 | 0 | 636.7774 | 3.7579e-23 | 72 | Commercial_2028_Achievable_MW_Before Competition Groups_72 | LLLC - High Impact Application | 3.758e-21% | 0 | 2.393e-20 | Commercial_2028_Achievable_MW_Before Competition Groups_LLLC - High Impact Application
Commercial | Com ¦ Networked/Connected - High Impact Application | 2028 | Achievable | MW | Before Competition Groups | 1.8954e-22 | 0 | 0 | 636.7774 | 2.9766e-25 | 73 | Commercial_2028_Achievable_MW_Before Competition Groups_73 | Networked/Connected - High Impact Application | 2.977e-23% | 0 | 1.8954e-22 | Commercial_2028_Achievable_MW_Before Competition Groups_Networked/Connected - High Impact Application
Commercial | Com ¦ Networked/Connected - Low Impact Application | 2028 | Achievable | MW | Before Competition Groups | 9.7065e-23 | 0 | 0 | 636.7774 | 1.5243e-25 | 74 | Commercial_2028_Achievable_MW_Before Competition Groups_74 | Networked/Connected - Low Impact Application | 1.524e-23% | 0 | 9.7065e-23 | Commercial_2028_Achievable_MW_Before Competition Groups_Networked/Connected - Low Impact Application
Commercial | Com ¦ Door Gasket Freezer/Refrigerator | 2028 | Achievable | MW | Before Competition Groups | 0 | 0 | 0 | 636.7774 | 0 | 75 | Commercial_2028_Achievable_MW_Before Competition Groups_75 | Door Gasket Freezer/Refrigerator | 0% | 0 | 0 | Commercial_2028_Achievable_MW_Before Competition Groups_Door Gasket Freezer/Refrigerator
Commercial | Com ¦ Door Gasket Freezer/Refrigerator | 2028 | Economic | MW | Before Competition Groups | 0 | 0 | 0 | 1821.083 | 0 | 75 | Commercial_2028_Economic_MW_Before Competition Groups_75 | Door Gasket Freezer/Refrigerator | 0% | 0 | 0 | Commercial_2028_Economic_MW_Before Competition Groups_Door Gasket Freezer/Refrigerator
Commercial | Com ¦ Efficient compressor motor | 2028 | Achievable | MW | Before Competition Groups | 0 | 0 | 0 | 636.7774 | 0 | 76 | Commercial_2028_Achievable_MW_Before Competition Groups_76 | Efficient compressor motor | 0% | 0 | 0 | Commercial_2028_Achievable_MW_Before Competition Groups_Efficient compressor motor
Commercial | Com ¦ Efficient compressor motor | 2028 | Economic | MW | Before Competition Groups | 0 | 0 | 0 | 1821.083 | 0 | 76 | Commercial_2028_Economic_MW_Before Competition Groups_76 | Efficient compressor motor | 0% | 0 | 0 | Commercial_2028_Economic_MW_Before Competition Groups_Efficient compressor motor
Commercial | Com ¦ ENERGY STAR FREEZER | 2028 | Achievable | MW | Before Competition Groups | 0 | 0 | 0 | 636.7774 | 0 | 77 | Commercial_2028_Achievable_MW_Before Competition Groups_77 | ENERGY STAR FREEZER | 0% | 0 | 0 | Commercial_2028_Achievable_MW_Before Competition Groups_ENERGY STAR FREEZER
Commercial | Com ¦ ENERGY STAR FREEZER | 2028 | Economic | MW | Before Competition Groups | 0 | 0 | 0 | 1821.083 | 0 | 77 | Commercial_2028_Economic_MW_Before Competition Groups_77 | ENERGY STAR FREEZER | 0% | 0 | 0 | Commercial_2028_Economic_MW_Before Competition Groups_ENERGY STAR FREEZER
Commercial | Com ¦ Ground Source Heat Pump | 2028 | Achievable | MW | Before Competition Groups | 0 | 0 | 0 | 636.7774 | 0 | 78 | Commercial_2028_Achievable_MW_Before Competition Groups_78 | Ground Source Heat Pump | 0% | 0 | 0 | Commercial_2028_Achievable_MW_Before Competition Groups_Ground Source Heat Pump
Commercial | Com ¦ Ground Source Heat Pump | 2028 | Economic | MW | Before Competition Groups | 0 | 0 | 0 | 1821.083 | 0 | 78 | Commercial_2028_Economic_MW_Before Competition Groups_78 | Ground Source Heat Pump | 0% | 0 | 0 | Commercial_2028_Economic_MW_Before Competition Groups_Ground Source Heat Pump
Commercial | Com ¦ High R-Value Glass Doors/no-heat glass door | 2028 | Achievable | MW | Before Competition Groups | 0 | 0 | 0 | 636.7774 | 0 | 79 | Commercial_2028_Achievable_MW_Before Competition Groups_79 | High R-Value Glass Doors/no-heat glass door | 0% | 0 | 0 | Commercial_2028_Achievable_MW_Before Competition Groups_High R-Value Glass Doors/no-heat glass door
Commercial | Com ¦ High R-Value Glass Doors/no-heat glass door | 2028 | Economic | MW | Before Competition Groups | 0 | 0 | 0 | 1821.083 | 0 | 79 | Commercial_2028_Economic_MW_Before Competition Groups_79 | High R-Value Glass Doors/no-heat glass door | 0% | 0 | 0 | Commercial_2028_Economic_MW_Before Competition Groups_High R-Value Glass Doors/no-heat glass door
Commercial | Com ¦ HOTEL OCCUPANCY CONTROLS (HVAC + LIGHTING) | 2028 | Achievable | MW | Before Competition Groups | 0 | 0 | 0 | 636.7774 | 0 | 80 | Commercial_2028_Achievable_MW_Before Competition Groups_80 | HOTEL OCCUPANCY CONTROLS (HVAC + LIGHTING) | 0% | 0 | 0 | Commercial_2028_Achievable_MW_Before Competition Groups_HOTEL OCCUPANCY CONTROLS (HVAC + LIGHTING)
Commercial | Com ¦ HOTEL OCCUPANCY CONTROLS (HVAC + LIGHTING) | 2028 | Economic | MW | Before Competition Groups | 0 | 0 | 0 | 1821.083 | 0 | 80 | Commercial_2028_Economic_MW_Before Competition Groups_80 | HOTEL OCCUPANCY CONTROLS (HVAC + LIGHTING) | 0% | 0 | 0 | Commercial_2028_Economic_MW_Before Competition Groups_HOTEL OCCUPANCY CONTROLS (HVAC + LIGHTING)
Commercial | Com ¦ Indoor Daylight Sensors/Photocell Dimming Control | 2028 | Achievable | MW | Before Competition Groups | 0 | 0 | 0 | 636.7774 | 0 | 81 | Commercial_2028_Achievable_MW_Before Competition Groups_81 | Indoor Daylight Sensors/Photocell Dimming Control | 0% | 0 | 0 | Commercial_2028_Achievable_MW_Before Competition Groups_Indoor Daylight Sensors/Photocell Dimming Control
Commercial | Com ¦ Indoor Daylight Sensors/Photocell Dimming Control | 2028 | Economic | MW | Before Competition Groups | 0 | 0 | 0 | 1821.083 | 0 | 81 | Commercial_2028_Economic_MW_Before Competition Groups_81 | Indoor Daylight Sensors/Photocell Dimming Control | 0% | 0 | 0 | Commercial_2028_Economic_MW_Before Competition Groups_Indoor Daylight Sensors/Photocell Dimming Control
Commercial | Com ¦ LED RECESSED DOWNLIGHTS | 2028 | Achievable | MW | Before Competition Groups | 0 | 0 | 0 | 636.7774 | 0 | 82 | Commercial_2028_Achievable_MW_Before Competition Groups_82 | LED RECESSED DOWNLIGHTS | 0% | 0 | 0 | Commercial_2028_Achievable_MW_Before Competition Groups_LED RECESSED DOWNLIGHTS
Commercial | Com ¦ LED RECESSED DOWNLIGHTS | 2028 | Economic | MW | Before Competition Groups | 0 | 0 | 0 | 1821.083 | 0 | 82 | Commercial_2028_Economic_MW_Before Competition Groups_82 | LED RECESSED DOWNLIGHTS | 0% | 0 | 0 | Commercial_2028_Economic_MW_Before Competition Groups_LED RECESSED DOWNLIGHTS
Commercial | Com ¦ Notched V belts for HVAC Systems | 2028 | Achievable | MW | Before Competition Groups | 0 | 0 | 0 | 636.7774 | 0 | 83 | Commercial_2028_Achievable_MW_Before Competition Groups_83 | Notched V belts for HVAC Systems | 0% | 0 | 0 | Commercial_2028_Achievable_MW_Before Competition Groups_Notched V belts for HVAC Systems
Commercial | Com ¦ Notched V belts for HVAC Systems | 2028 | Economic | MW | Before Competition Groups | 0 | 0 | 0 | 1821.083 | 0 | 83 | Commercial_2028_Economic_MW_Before Competition Groups_83 | Notched V belts for HVAC Systems | 0% | 0 | 0 | Commercial_2028_Economic_MW_Before Competition Groups_Notched V belts for HVAC Systems
Commercial | Com ¦ Refrigeration Commissioning | 2028 | Achievable | MW | Before Competition Groups | 0 | 0 | 0 | 636.7774 | 0 | 84 | Commercial_2028_Achievable_MW_Before Competition Groups_84 | Refrigeration Commissioning | 0% | 0 | 0 | Commercial_2028_Achievable_MW_Before Competition Groups_Refrigeration Commissioning
Commercial | Com ¦ Refrigeration Commissioning | 2028 | Economic | MW | Before Competition Groups | 0 | 0 | 0 | 1821.083 | 0 | 84 | Commercial_2028_Economic_MW_Before Competition Groups_84 | Refrigeration Commissioning | 0% | 0 | 0 | Commercial_2028_Economic_MW_Before Competition Groups_Refrigeration Commissioning
Commercial | Com ¦ Roof Insulation/Ceiling Insulation (R25 Code to R35) | 2028 | Achievable | MW | Before Competition Groups | 0 | 0 | 0 | 636.7774 | 0 | 85 | Commercial_2028_Achievable_MW_Before Competition Groups_85 | Roof Insulation/Ceiling Insulation (R25 Code to R35) | 0% | 0 | 0 | Commercial_2028_Achievable_MW_Before Competition Groups_Roof Insulation/Ceiling Insulation (R25 Code to R35)
Commercial | Com ¦ Roof Insulation/Ceiling Insulation (R25 Code to R35) | 2028 | Economic | MW | Before Competition Groups | 0 | 0 | 0 | 1821.083 | 0 | 85 | Commercial_2028_Economic_MW_Before Competition Groups_85 | Roof Insulation/Ceiling Insulation (R25 Code to R35) | 0% | 0 | 0 | Commercial_2028_Economic_MW_Before Competition Groups_Roof Insulation/Ceiling Insulation (R25 Code to R35)
Commercial | Com ¦ Super-High Efficiency Furnaces (Emerging Tech) | 2028 | Achievable | MW | Before Competition Groups | 0 | 0 | 0 | 636.7774 | 0 | 86 | Commercial_2028_Achievable_MW_Before Competition Groups_86 | Super-High Efficiency Furnaces (Emerging Tech) | 0% | 0 | 0 | Commercial_2028_Achievable_MW_Before Competition Groups_Super-High Efficiency Furnaces (Emerging Tech)
Commercial | Com ¦ Super-High Efficiency Furnaces (Emerging Tech) | 2028 | Economic | MW | Before Competition Groups | 0 | 0 | 0 | 1821.083 | 0 | 86 | Commercial_2028_Economic_MW_Before Competition Groups_86 | Super-High Efficiency Furnaces (Emerging Tech) | 0% | 0 | 0 | Commercial_2028_Economic_MW_Before Competition Groups_Super-High Efficiency Furnaces (Emerging Tech)
Commercial | Com ¦ SYNCHRONOUS BELT | 2028 | Achievable | MW | Before Competition Groups | 0 | 0 | 0 | 636.7774 | 0 | 87 | Commercial_2028_Achievable_MW_Before Competition Groups_87 | SYNCHRONOUS BELT | 0% | 0 | 0 | Commercial_2028_Achievable_MW_Before Competition Groups_SYNCHRONOUS BELT
Commercial | Com ¦ SYNCHRONOUS BELT | 2028 | Economic | MW | Before Competition Groups | 0 | 0 | 0 | 1821.083 | 0 | 87 | Commercial_2028_Economic_MW_Before Competition Groups_87 | SYNCHRONOUS BELT | 0% | 0 | 0 | Commercial_2028_Economic_MW_Before Competition Groups_SYNCHRONOUS BELT
Commercial | Com ¦ Variable Refrigerant Flow Heat Pump | 2028 | Achievable | MW | Before Competition Groups | 0 | 0 | 0 | 636.7774 | 0 | 88 | Commercial_2028_Achievable_MW_Before Competition Groups_88 | Variable Refrigerant Flow Heat Pump | 0% | 0 | 0 | Commercial_2028_Achievable_MW_Before Competition Groups_Variable Refrigerant Flow Heat Pump
Commercial | Com ¦ Variable Refrigerant Flow Heat Pump | 2028 | Economic | MW | Before Competition Groups | 0 | 0 | 0 | 1821.083 | 0 | 88 | Commercial_2028_Economic_MW_Before Competition Groups_88 | Variable Refrigerant Flow Heat Pump | 0% | 0 | 0 | Commercial_2028_Economic_MW_Before Competition Groups_Variable Refrigerant Flow Heat Pump
Commercial | Com ¦ Building Recommissioning, Operations and Maintenance (O&M) Improvements | 2029 | Economic | MW | Before Competition Groups | 290.8832 | 0 | 0 | 1868.4242 | 0.15568 | 1 | Commercial_2029_Economic_MW_Before Competition Groups_1 | Building Recommissioning, Operations and Maintenance (O&M) Improvements | 15.57% | 0 | 290.8832 | Commercial_2029_Economic_MW_Before Competition Groups_Building Recommissioning, Operations and Maintenance (O&M) Improvements
Commercial | Com ¦ Education and Capacity Building/Energy Behavior | 2029 | Achievable | MW | Before Competition Groups | 115.089 | 0 | 0 | 757.2882 | 0.15198 | 1 | Commercial_2029_Achievable_MW_Before Competition Groups_1 | Education and Capacity Building/Energy Behavior | 15.2% | 0 | 115.089 | Commercial_2029_Achievable_MW_Before Competition Groups_Education and Capacity Building/Energy Behavior
Commercial | Com ¦ Education and Capacity Building/Energy Behavior | 2029 | Economic | MW | Before Competition Groups | 260.0937 | 0 | 0 | 1868.4242 | 0.1392 | 2 | Commercial_2029_Economic_MW_Before Competition Groups_2 | Education and Capacity Building/Energy Behavior | 13.92% | 0 | 260.0937 | Commercial_2029_Economic_MW_Before Competition Groups_Education and Capacity Building/Energy Behavior
Commercial | Com ¦ ENERGY STAR LED LAMPS (REFLECTOR LAMPs/MR16/PAR 16) | 2029 | Achievable | MW | Before Competition Groups | 95.7902 | 0 | 0 | 757.2882 | 0.12649 | 2 | Commercial_2029_Achievable_MW_Before Competition Groups_2 | ENERGY STAR LED LAMPS (REFLECTOR LAMPs/MR16/PAR 16) | 12.65% | 0 | 95.7902 | Commercial_2029_Achievable_MW_Before Competition Groups_ENERGY STAR LED LAMPS (REFLECTOR LAMPs/MR16/PAR 16)
Commercial | Com ¦ LED Low/High Bay | 2029 | Achievable | MW | Before Competition Groups | 85.8911 | 0 | 0 | 757.2882 | 0.11342 | 3 | Commercial_2029_Achievable_MW_Before Competition Groups_3 | LED Low/High Bay | 11.34% | 0 | 85.8911 | Commercial_2029_Achievable_MW_Before Competition Groups_LED Low/High Bay
Commercial | Com ¦ LED Low/High Bay | 2029 | Economic | MW | Before Competition Groups | 206.2233 | 0 | 0 | 1868.4242 | 0.11037 | 3 | Commercial_2029_Economic_MW_Before Competition Groups_3 | LED Low/High Bay | 11.04% | 0 | 206.2233 | Commercial_2029_Economic_MW_Before Competition Groups_LED Low/High Bay
Commercial | Com ¦ LED Troffer/Surface/Suspended | 2029 | Achievable | MW | Before Competition Groups | 77.6314 | 0 | 0 | 757.2882 | 0.10251 | 4 | Commercial_2029_Achievable_MW_Before Competition Groups_4 | LED Troffer/Surface/Suspended | 10.25% | 0 | 77.6314 | Commercial_2029_Achievable_MW_Before Competition Groups_LED Troffer/Surface/Suspended
Commercial | Com ¦ Building Recommissioning, Operations and Maintenance (O&M) Improvements | 2029 | Technical | MW | Before Competition Groups | 290.8832 | 0 | 0 | 2855.9362 | 0.10185 | 1 | Commercial_2029_Technical_MW_Before Competition Groups_1 | Building Recommissioning, Operations and Maintenance (O&M) Improvements | 10.19% | 0 | 290.8832 | Commercial_2029_Technical_MW_Before Competition Groups_Building Recommissioning, Operations and Maintenance (O&M) Improvements
Commercial | Com ¦ Education and Capacity Building/Energy Behavior | 2029 | Technical | MW | Before Competition Groups | 260.0937 | 0 | 0 | 2855.9362 | 0.091071 | 2 | Commercial_2029_Technical_MW_Before Competition Groups_2 | Education and Capacity Building/Energy Behavior | 9.107% | 0 | 260.0937 | Commercial_2029_Technical_MW_Before Competition Groups_Education and Capacity Building/Energy Behavior
Commercial | Com ¦ LED Troffer/Surface/Suspended | 2029 | Economic | MW | Before Competition Groups | 150.9398 | 0 | 0 | 1868.4242 | 0.080785 | 4 | Commercial_2029_Economic_MW_Before Competition Groups_4 | LED Troffer/Surface/Suspended | 8.078% | 0 | 150.9398 | Commercial_2029_Economic_MW_Before Competition Groups_LED Troffer/Surface/Suspended
Commercial | Com ¦ LED Low/High Bay | 2029 | Technical | MW | Before Competition Groups | 206.2233 | 0 | 0 | 2855.9362 | 0.072209 | 3 | Commercial_2029_Technical_MW_Before Competition Groups_3 | LED Low/High Bay | 7.221% | 0 | 206.2233 | Commercial_2029_Technical_MW_Before Competition Groups_LED Low/High Bay
Commercial | Com ¦ ENERGY STAR LED LAMPS (REFLECTOR LAMPs/MR16/PAR 16) | 2029 | Economic | MW | Before Competition Groups | 131.4458 | 0 | 0 | 1868.4242 | 0.070351 | 5 | Commercial_2029_Economic_MW_Before Competition Groups_5 | ENERGY STAR LED LAMPS (REFLECTOR LAMPs/MR16/PAR 16) | 7.035% | 0 | 131.4458 | Commercial_2029_Economic_MW_Before Competition Groups_ENERGY STAR LED LAMPS (REFLECTOR LAMPs/MR16/PAR 16)
Commercial | Com ¦ High Efficiency Air Source Heat Pump | 2029 | Economic | MW | Before Competition Groups | 102.9907 | 0 | 0 | 1868.4242 | 0.055122 | 6 | Commercial_2029_Economic_MW_Before Competition Groups_6 | High Efficiency Air Source Heat Pump | 5.512% | 0 | 102.9907 | Commercial_2029_Economic_MW_Before Competition Groups_High Efficiency Air Source Heat Pump
Commercial | Com ¦ LED Replacement Lamp (Tube) | 2029 | Achievable | MW | Before Competition Groups | 40.371 | 0 | 0 | 757.2882 | 0.05331 | 5 | Commercial_2029_Achievable_MW_Before Competition Groups_5 | LED Replacement Lamp (Tube) | 5.331% | 0 | 40.371 | Commercial_2029_Achievable_MW_Before Competition Groups_LED Replacement Lamp (Tube)
Commercial | Com ¦ LED Troffer/Surface/Suspended | 2029 | Technical | MW | Before Competition Groups | 150.9398 | 0 | 0 | 2855.9362 | 0.052851 | 4 | Commercial_2029_Technical_MW_Before Competition Groups_4 | LED Troffer/Surface/Suspended | 5.285% | 0 | 150.9398 | Commercial_2029_Technical_MW_Before Competition Groups_LED Troffer/Surface/Suspended
Commercial | Com ¦ Advanced BAS/Controllers | 2029 | Economic | MW | Before Competition Groups | 96.5376 | 0 | 0 | 1868.4242 | 0.051668 | 7 | Commercial_2029_Economic_MW_Before Competition Groups_7 | Advanced BAS/Controllers | 5.167% | 0 | 96.5376 | Commercial_2029_Economic_MW_Before Competition Groups_Advanced BAS/Controllers
Commercial | Com ¦ Building Recommissioning, Operations and Maintenance (O&M) Improvements | 2029 | Achievable | MW | Before Competition Groups | 38.0694 | 0 | 0 | 757.2882 | 0.050271 | 6 | Commercial_2029_Achievable_MW_Before Competition Groups_6 | Building Recommissioning, Operations and Maintenance (O&M) Improvements | 5.027% | 0 | 38.0694 | Commercial_2029_Achievable_MW_Before Competition Groups_Building Recommissioning, Operations and Maintenance (O&M) Improvements
Commercial | Com ¦ LLLC - Low Impact Application | 2029 | Technical | MW | Before Competition Groups | 142.3202 | 0 | 0 | 2855.9362 | 0.049833 | 5 | Commercial_2029_Technical_MW_Before Competition Groups_5 | LLLC - Low Impact Application | 4.983% | 0 | 142.3202 | Commercial_2029_Technical_MW_Before Competition Groups_LLLC - Low Impact Application
Commercial | Com ¦ Central Lighting Control System | 2029 | Technical | MW | Before Competition Groups | 139.0651 | 0 | 0 | 2855.9362 | 0.048693 | 6 | Commercial_2029_Technical_MW_Before Competition Groups_6 | Central Lighting Control System | 4.869% | 0 | 139.0651 | Commercial_2029_Technical_MW_Before Competition Groups_Central Lighting Control System
Commercial | Com ¦ ENERGY STAR LED LAMPS (REFLECTOR LAMPs/MR16/PAR 16) | 2029 | Technical | MW | Before Competition Groups | 134.8163 | 0 | 0 | 2855.9362 | 0.047206 | 7 | Commercial_2029_Technical_MW_Before Competition Groups_7 | ENERGY STAR LED LAMPS (REFLECTOR LAMPs/MR16/PAR 16) | 4.721% | 0 | 134.8163 | Commercial_2029_Technical_MW_Before Competition Groups_ENERGY STAR LED LAMPS (REFLECTOR LAMPs/MR16/PAR 16)
Commercial | Com ¦ LLLC - High Impact Application | 2029 | Technical | MW | Before Competition Groups | 129.2752 | 0 | 0 | 2855.9362 | 0.045265 | 8 | Commercial_2029_Technical_MW_Before Competition Groups_8 | LLLC - High Impact Application | 4.527% | 0 | 129.2752 | Commercial_2029_Technical_MW_Before Competition Groups_LLLC - High Impact Application
Commercial | Com ¦ Networked/Connected - Low Impact Application | 2029 | Technical | MW | Before Competition Groups | 120.8946 | 0 | 0 | 2855.9362 | 0.042331 | 9 | Commercial_2029_Technical_MW_Before Competition Groups_9 | Networked/Connected - Low Impact Application | 4.233% | 0 | 120.8946 | Commercial_2029_Technical_MW_Before Competition Groups_Networked/Connected - Low Impact Application
Commercial | Com ¦ Variable Refrigerant Flow Heat Pump | 2029 | Technical | MW | Before Competition Groups | 119.2193 | 0 | 0 | 2855.9362 | 0.041744 | 10 | Commercial_2029_Technical_MW_Before Competition Groups_10 | Variable Refrigerant Flow Heat Pump | 4.174% | 0 | 119.2193 | Commercial_2029_Technical_MW_Before Competition Groups_Variable Refrigerant Flow Heat Pump
Commercial | Com ¦ High Efficiency Air Source Heat Pump | 2029 | Achievable | MW | Before Competition Groups | 29.9582 | 0 | 0 | 757.2882 | 0.03956 | 7 | Commercial_2029_Achievable_MW_Before Competition Groups_7 | High Efficiency Air Source Heat Pump | 3.956% | 0 | 29.9582 | Commercial_2029_Achievable_MW_Before Competition Groups_High Efficiency Air Source Heat Pump
Commercial | Com ¦ Networked/Connected - High Impact Application | 2029 | Technical | MW | Before Competition Groups | 112.4743 | 0 | 0 | 2855.9362 | 0.039383 | 11 | Commercial_2029_Technical_MW_Before Competition Groups_11 | Networked/Connected - High Impact Application | 3.938% | 0 | 112.4743 | Commercial_2029_Technical_MW_Before Competition Groups_Networked/Connected - High Impact Application
Commercial | Com ¦ High Efficiency Air Source Heat Pump | 2029 | Technical | MW | Before Competition Groups | 102.9907 | 0 | 0 | 2855.9362 | 0.036062 | 12 | Commercial_2029_Technical_MW_Before Competition Groups_12 | High Efficiency Air Source Heat Pump | 3.606% | 0 | 102.9907 | Commercial_2029_Technical_MW_Before Competition Groups_High Efficiency Air Source Heat Pump
Commercial | Com ¦ Advanced BAS/Controllers | 2029 | Technical | MW | Before Competition Groups | 96.5376 | 0 | 0 | 2855.9362 | 0.033802 | 13 | Commercial_2029_Technical_MW_Before Competition Groups_13 | Advanced BAS/Controllers | 3.38% | 0 | 96.5376 | Commercial_2029_Technical_MW_Before Competition Groups_Advanced BAS/Controllers
Commercial | Com ¦ Data Center Storage/Server Virtualization | 2029 | Achievable | MW | Before Competition Groups | 20.907 | 0 | 0 | 757.2882 | 0.027608 | 8 | Commercial_2029_Achievable_MW_Before Competition Groups_8 | Data Center Storage/Server Virtualization | 2.761% | 0 | 20.907 | Commercial_2029_Achievable_MW_Before Competition Groups_Data Center Storage/Server Virtualization
Commercial | Com ¦ LED Replacement Lamp (Tube) | 2029 | Economic | MW | Before Competition Groups | 50.9316 | 0 | 0 | 1868.4242 | 0.027259 | 8 | Commercial_2029_Economic_MW_Before Competition Groups_8 | LED Replacement Lamp (Tube) | 2.726% | 0 | 50.9316 | Commercial_2029_Economic_MW_Before Competition Groups_LED Replacement Lamp (Tube)
Commercial | Com ¦ Adaptive Thermostats | 2029 | Achievable | MW | Before Competition Groups | 20.2804 | 0 | 0 | 757.2882 | 0.02678 | 9 | Commercial_2029_Achievable_MW_Before Competition Groups_9 | Adaptive Thermostats | 2.678% | 0 | 20.2804 | Commercial_2029_Achievable_MW_Before Competition Groups_Adaptive Thermostats
Commercial | Com ¦ LLLC - Low Impact Application | 2029 | Economic | MW | Before Competition Groups | 48.9758 | 0 | 0 | 1868.4242 | 0.026212 | 9 | Commercial_2029_Economic_MW_Before Competition Groups_9 | LLLC - Low Impact Application | 2.621% | 0 | 48.9758 | Commercial_2029_Economic_MW_Before Competition Groups_LLLC - Low Impact Application
Commercial | Com ¦ Advanced BAS/Controllers | 2029 | Achievable | MW | Before Competition Groups | 19.7784 | 0 | 0 | 757.2882 | 0.026117 | 10 | Commercial_2029_Achievable_MW_Before Competition Groups_10 | Advanced BAS/Controllers | 2.612% | 0 | 19.7784 | Commercial_2029_Achievable_MW_Before Competition Groups_Advanced BAS/Controllers
Commercial | Com ¦ Unitary Air-Conditioning Unit | 2029 | Technical | MW | Before Competition Groups | 69.7388 | 0 | 0 | 2855.9362 | 0.024419 | 14 | Commercial_2029_Technical_MW_Before Competition Groups_14 | Unitary Air-Conditioning Unit | 2.442% | 0 | 69.7388 | Commercial_2029_Technical_MW_Before Competition Groups_Unitary Air-Conditioning Unit
Commercial | Com ¦ Furnace Tune-Up | 2029 | Achievable | MW | Before Competition Groups | 17.6622 | 0 | 0 | 757.2882 | 0.023323 | 11 | Commercial_2029_Achievable_MW_Before Competition Groups_11 | Furnace Tune-Up | 2.332% | 0 | 17.6622 | Commercial_2029_Achievable_MW_Before Competition Groups_Furnace Tune-Up
Commercial | Com ¦ Strip Curtains | 2029 | Achievable | MW | Before Competition Groups | 17.0706 | 0 | 0 | 757.2882 | 0.022542 | 12 | Commercial_2029_Achievable_MW_Before Competition Groups_12 | Strip Curtains | 2.254% | 0 | 17.0706 | Commercial_2029_Achievable_MW_Before Competition Groups_Strip Curtains
Commercial | Com ¦ Adaptive Thermostats | 2029 | Economic | MW | Before Competition Groups | 40.5651 | 0 | 0 | 1868.4242 | 0.021711 | 10 | Commercial_2029_Economic_MW_Before Competition Groups_10 | Adaptive Thermostats | 2.171% | 0 | 40.5651 | Commercial_2029_Economic_MW_Before Competition Groups_Adaptive Thermostats
Commercial | Com ¦ LED or Equivalent Sign Lighting | 2029 | Achievable | MW | Before Competition Groups | 16.3976 | 0 | 0 | 757.2882 | 0.021653 | 13 | Commercial_2029_Achievable_MW_Before Competition Groups_13 | LED or Equivalent Sign Lighting | 2.165% | 0 | 16.3976 | Commercial_2029_Achievable_MW_Before Competition Groups_LED or Equivalent Sign Lighting
Commercial | Com ¦ LLLC - High Impact Application | 2029 | Economic | MW | Before Competition Groups | 33.8355 | 0 | 0 | 1868.4242 | 0.018109 | 11 | Commercial_2029_Economic_MW_Before Competition Groups_11 | LLLC - High Impact Application | 1.811% | 0 | 33.8355 | Commercial_2029_Economic_MW_Before Competition Groups_LLLC - High Impact Application
Commercial | Com ¦ Data Center Storage/Server Virtualization | 2029 | Economic | MW | Before Competition Groups | 33.5051 | 0 | 0 | 1868.4242 | 0.017932 | 12 | Commercial_2029_Economic_MW_Before Competition Groups_12 | Data Center Storage/Server Virtualization | 1.793% | 0 | 33.5051 | Commercial_2029_Economic_MW_Before Competition Groups_Data Center Storage/Server Virtualization
Commercial | Com ¦ LED Replacement Lamp (Tube) | 2029 | Technical | MW | Before Competition Groups | 50.9316 | 0 | 0 | 2855.9362 | 0.017834 | 15 | Commercial_2029_Technical_MW_Before Competition Groups_15 | LED Replacement Lamp (Tube) | 1.783% | 0 | 50.9316 | Commercial_2029_Technical_MW_Before Competition Groups_LED Replacement Lamp (Tube)
Commercial | Com ¦ Furnace Tune-Up | 2029 | Economic | MW | Before Competition Groups | 33.1258 | 0 | 0 | 1868.4242 | 0.017729 | 13 | Commercial_2029_Economic_MW_Before Competition Groups_13 | Furnace Tune-Up | 1.773% | 0 | 33.1258 | Commercial_2029_Economic_MW_Before Competition Groups_Furnace Tune-Up
Commercial | Com ¦ Reach-in Shaded Pole to ECM/PSC Evaporator Fan Motor | 2029 | Achievable | MW | Before Competition Groups | 13.4188 | 0 | 0 | 757.2882 | 0.01772 | 14 | Commercial_2029_Achievable_MW_Before Competition Groups_14 | Reach-in Shaded Pole to ECM/PSC Evaporator Fan Motor | 1.772% | 0 | 13.4188 | Commercial_2029_Achievable_MW_Before Competition Groups_Reach-in Shaded Pole to ECM/PSC Evaporator Fan Motor
Commercial | Com ¦ Variable Frequency Drive (VFD) | 2029 | Achievable | MW | Before Competition Groups | 12.6829 | 0 | 0 | 757.2882 | 0.016748 | 15 | Commercial_2029_Achievable_MW_Before Competition Groups_15 | Variable Frequency Drive (VFD) | 1.675% | 0 | 12.6829 | Commercial_2029_Achievable_MW_Before Competition Groups_Variable Frequency Drive (VFD)
Commercial | Com ¦ Smart Strip Plug Outlets | 2029 | Technical | MW | Before Competition Groups | 47.6019 | 0 | 0 | 2855.9362 | 0.016668 | 16 | Commercial_2029_Technical_MW_Before Competition Groups_16 | Smart Strip Plug Outlets | 1.667% | 0 | 47.6019 | Commercial_2029_Technical_MW_Before Competition Groups_Smart Strip Plug Outlets
Commercial | Com ¦ Strip Curtains | 2029 | Economic | MW | Before Competition Groups | 31.0405 | 0 | 0 | 1868.4242 | 0.016613 | 14 | Commercial_2029_Economic_MW_Before Competition Groups_14 | Strip Curtains | 1.661% | 0 | 31.0405 | Commercial_2029_Economic_MW_Before Competition Groups_Strip Curtains
Commercial | Com ¦ Refrigerated Display Case Doors | 2029 | Achievable | MW | Before Competition Groups | 12.1893 | 0 | 0 | 757.2882 | 0.016096 | 16 | Commercial_2029_Achievable_MW_Before Competition Groups_16 | Refrigerated Display Case Doors | 1.61% | 0 | 12.1893 | Commercial_2029_Achievable_MW_Before Competition Groups_Refrigerated Display Case Doors
Commercial | Com ¦ Demand Control Ventilation | 2029 | Economic | MW | Before Competition Groups | 29.4638 | 0 | 0 | 1868.4242 | 0.015769 | 15 | Commercial_2029_Economic_MW_Before Competition Groups_15 | Demand Control Ventilation | 1.577% | 0 | 29.4638 | Commercial_2029_Economic_MW_Before Competition Groups_Demand Control Ventilation
Commercial | Com ¦ VFD on Pumps | 2029 | Achievable | MW | Before Competition Groups | 11.9013 | 0 | 0 | 757.2882 | 0.015716 | 17 | Commercial_2029_Achievable_MW_Before Competition Groups_17 | VFD on Pumps | 1.572% | 0 | 11.9013 | Commercial_2029_Achievable_MW_Before Competition Groups_VFD on Pumps
Commercial | Com ¦ Demand Control Ventilation | 2029 | Achievable | MW | Before Competition Groups | 11.411 | 0 | 0 | 757.2882 | 0.015068 | 18 | Commercial_2029_Achievable_MW_Before Competition Groups_18 | Demand Control Ventilation | 1.507% | 0 | 11.411 | Commercial_2029_Achievable_MW_Before Competition Groups_Demand Control Ventilation
Commercial | Com ¦ Adaptive Thermostats | 2029 | Technical | MW | Before Competition Groups | 40.8584 | 0 | 0 | 2855.9362 | 0.014306 | 17 | Commercial_2029_Technical_MW_Before Competition Groups_17 | Adaptive Thermostats | 1.431% | 0 | 40.8584 | Commercial_2029_Technical_MW_Before Competition Groups_Adaptive Thermostats
Commercial | Com ¦ Centrally controlled desktop PC/NETWORK PC POWER MANAGEMENT SOFTWARE | 2029 | Achievable | MW | Before Competition Groups | 10.6775 | 0 | 0 | 757.2882 | 0.0141 | 19 | Commercial_2029_Achievable_MW_Before Competition Groups_19 | Centrally controlled desktop PC/NETWORK PC POWER MANAGEMENT SOFTWARE | 1.41% | 0 | 10.6775 | Commercial_2029_Achievable_MW_Before Competition Groups_Centrally controlled desktop PC/NETWORK PC POWER MANAGEMENT SOFTWARE
Commercial | Com ¦ LED or Equivalent Sign Lighting | 2029 | Economic | MW | Before Competition Groups | 24.3908 | 0 | 0 | 1868.4242 | 0.013054 | 16 | Commercial_2029_Economic_MW_Before Competition Groups_16 | LED or Equivalent Sign Lighting | 1.305% | 0 | 24.3908 | Commercial_2029_Economic_MW_Before Competition Groups_LED or Equivalent Sign Lighting
Commercial | Com ¦ Variable Frequency Drive (VFD) | 2029 | Economic | MW | Before Competition Groups | 23.5447 | 0 | 0 | 1868.4242 | 0.012601 | 17 | Commercial_2029_Economic_MW_Before Competition Groups_17 | Variable Frequency Drive (VFD) | 1.26% | 0 | 23.5447 | Commercial_2029_Economic_MW_Before Competition Groups_Variable Frequency Drive (VFD)
Commercial | Com ¦ Centrally controlled desktop PC/NETWORK PC POWER MANAGEMENT SOFTWARE | 2029 | Economic | MW | Before Competition Groups | 22.3233 | 0 | 0 | 1868.4242 | 0.011948 | 18 | Commercial_2029_Economic_MW_Before Competition Groups_18 | Centrally controlled desktop PC/NETWORK PC POWER MANAGEMENT SOFTWARE | 1.195% | 0 | 22.3233 | Commercial_2029_Economic_MW_Before Competition Groups_Centrally controlled desktop PC/NETWORK PC POWER MANAGEMENT SOFTWARE
Commercial | Com ¦ VFD on Pumps | 2029 | Economic | MW | Before Competition Groups | 22.1353 | 0 | 0 | 1868.4242 | 0.011847 | 19 | Commercial_2029_Economic_MW_Before Competition Groups_19 | VFD on Pumps | 1.185% | 0 | 22.1353 | Commercial_2029_Economic_MW_Before Competition Groups_VFD on Pumps
Commercial | Com ¦ Data Center Storage/Server Virtualization | 2029 | Technical | MW | Before Competition Groups | 33.5051 | 0 | 0 | 2855.9362 | 0.011732 | 18 | Commercial_2029_Technical_MW_Before Competition Groups_18 | Data Center Storage/Server Virtualization | 1.173% | 0 | 33.5051 | Commercial_2029_Technical_MW_Before Competition Groups_Data Center Storage/Server Virtualization
Commercial | Com ¦ Furnace Tune-Up | 2029 | Technical | MW | Before Competition Groups | 33.1258 | 0 | 0 | 2855.9362 | 0.011599 | 19 | Commercial_2029_Technical_MW_Before Competition Groups_19 | Furnace Tune-Up | 1.16% | 0 | 33.1258 | Commercial_2029_Technical_MW_Before Competition Groups_Furnace Tune-Up
Commercial | Com ¦ Refrigerated Display Case Doors | 2029 | Economic | MW | Before Competition Groups | 21.0544 | 0 | 0 | 1868.4242 | 0.011269 | 20 | Commercial_2029_Economic_MW_Before Competition Groups_20 | Refrigerated Display Case Doors | 1.127% | 0 | 21.0544 | Commercial_2029_Economic_MW_Before Competition Groups_Refrigerated Display Case Doors
Commercial | Com ¦ Refrigerated Display Case Doors | 2029 | Technical | MW | Before Competition Groups | 31.7493 | 0 | 0 | 2855.9362 | 0.011117 | 20 | Commercial_2029_Technical_MW_Before Competition Groups_20 | Refrigerated Display Case Doors | 1.112% | 0 | 31.7493 | Commercial_2029_Technical_MW_Before Competition Groups_Refrigerated Display Case Doors
Commercial | Com ¦ Strip Curtains | 2029 | Technical | MW | Before Competition Groups | 31.0405 | 0 | 0 | 2855.9362 | 0.010869 | 21 | Commercial_2029_Technical_MW_Before Competition Groups_21 | Strip Curtains | 1.087% | 0 | 31.0405 | Commercial_2029_Technical_MW_Before Competition Groups_Strip Curtains
Commercial | Com ¦ Reach-in Shaded Pole to ECM/PSC Evaporator Fan Motor | 2029 | Economic | MW | Before Competition Groups | 20.1721 | 0 | 0 | 1868.4242 | 0.010796 | 21 | Commercial_2029_Economic_MW_Before Competition Groups_21 | Reach-in Shaded Pole to ECM/PSC Evaporator Fan Motor | 1.08% | 0 | 20.1721 | Commercial_2029_Economic_MW_Before Competition Groups_Reach-in Shaded Pole to ECM/PSC Evaporator Fan Motor
Commercial | Com ¦ Demand Control Ventilation | 2029 | Technical | MW | Before Competition Groups | 29.9677 | 0 | 0 | 2855.9362 | 0.010493 | 22 | Commercial_2029_Technical_MW_Before Competition Groups_22 | Demand Control Ventilation | 1.049% | 0 | 29.9677 | Commercial_2029_Technical_MW_Before Competition Groups_Demand Control Ventilation
Commercial | Com ¦ Unitary Air-Conditioning Unit | 2029 | Achievable | MW | Before Competition Groups | 7.8866 | 0 | 0 | 757.2882 | 0.010414 | 20 | Commercial_2029_Achievable_MW_Before Competition Groups_20 | Unitary Air-Conditioning Unit | 1.041% | 0 | 7.8866 | Commercial_2029_Achievable_MW_Before Competition Groups_Unitary Air-Conditioning Unit
Commercial | Com ¦ Chilled Water Optimization | 2029 | Achievable | MW | Before Competition Groups | 7.7058 | 0 | 0 | 757.2882 | 0.010175 | 21 | Commercial_2029_Achievable_MW_Before Competition Groups_21 | Chilled Water Optimization | 1.018% | 0 | 7.7058 | Commercial_2029_Achievable_MW_Before Competition Groups_Chilled Water Optimization
Commercial | Com ¦ Air Handler with Dedicated Outdoor Air Systems | 2029 | Economic | MW | Before Competition Groups | 18.375 | 0 | 0 | 1868.4242 | 0.0098345 | 22 | Commercial_2029_Economic_MW_Before Competition Groups_22 | Air Handler with Dedicated Outdoor Air Systems | 0.9835% | 0 | 18.375 | Commercial_2029_Economic_MW_Before Competition Groups_Air Handler with Dedicated Outdoor Air Systems
Commercial | Com ¦ ENERGY STAR LED LAMPS (General Service Lamps) | 2029 | Achievable | MW | Before Competition Groups | 7.2219 | 0 | 0 | 757.2882 | 0.0095365 | 22 | Commercial_2029_Achievable_MW_Before Competition Groups_22 | ENERGY STAR LED LAMPS (General Service Lamps) | 0.9536% | 0 | 7.2219 | Commercial_2029_Achievable_MW_Before Competition Groups_ENERGY STAR LED LAMPS (General Service Lamps)
Commercial | Com ¦ Unitary Air-Conditioning Unit | 2029 | Economic | MW | Before Competition Groups | 17.6946 | 0 | 0 | 1868.4242 | 0.0094704 | 23 | Commercial_2029_Economic_MW_Before Competition Groups_23 | Unitary Air-Conditioning Unit | 0.947% | 0 | 17.6946 | Commercial_2029_Economic_MW_Before Competition Groups_Unitary Air-Conditioning Unit
Commercial | Com ¦ Air Handler with Dedicated Outdoor Air Systems | 2029 | Achievable | MW | Before Competition Groups | 6.7199 | 0 | 0 | 757.2882 | 0.0088736 | 23 | Commercial_2029_Achievable_MW_Before Competition Groups_23 | Air Handler with Dedicated Outdoor Air Systems | 0.8874% | 0 | 6.7199 | Commercial_2029_Achievable_MW_Before Competition Groups_Air Handler with Dedicated Outdoor Air Systems
Commercial | Com ¦ Chilled Water Optimization | 2029 | Economic | MW | Before Competition Groups | 16.508 | 0 | 0 | 1868.4242 | 0.0088353 | 24 | Commercial_2029_Economic_MW_Before Competition Groups_24 | Chilled Water Optimization | 0.8835% | 0 | 16.508 | Commercial_2029_Economic_MW_Before Competition Groups_Chilled Water Optimization
Commercial | Com ¦ LED or Equivalent Sign Lighting | 2029 | Technical | MW | Before Competition Groups | 24.3908 | 0 | 0 | 2855.9362 | 0.0085404 | 23 | Commercial_2029_Technical_MW_Before Competition Groups_23 | LED or Equivalent Sign Lighting | 0.854% | 0 | 24.3908 | Commercial_2029_Technical_MW_Before Competition Groups_LED or Equivalent Sign Lighting
Commercial | Com ¦ ECM MOTORS FOR EVAPORATOR FANS for refrigeration (WALK-IN) | 2029 | Achievable | MW | Before Competition Groups | 6.4581 | 0 | 0 | 757.2882 | 0.0085279 | 24 | Commercial_2029_Achievable_MW_Before Competition Groups_24 | ECM MOTORS FOR EVAPORATOR FANS for refrigeration (WALK-IN) | 0.8528% | 0 | 6.4581 | Commercial_2029_Achievable_MW_Before Competition Groups_ECM MOTORS FOR EVAPORATOR FANS for refrigeration (WALK-IN)
Commercial | Com ¦ Refrigerated Display Case LED | 2029 | Technical | MW | Before Competition Groups | 24.3161 | 0 | 0 | 2855.9362 | 0.0085142 | 24 | Commercial_2029_Technical_MW_Before Competition Groups_24 | Refrigerated Display Case LED | 0.8514% | 0 | 24.3161 | Commercial_2029_Technical_MW_Before Competition Groups_Refrigerated Display Case LED
Commercial | Com ¦ Adding reflective (White) roof treatment or a green roof | 2029 | Technical | MW | Before Competition Groups | 24.2426 | 0 | 0 | 2855.9362 | 0.0084885 | 25 | Commercial_2029_Technical_MW_Before Competition Groups_25 | Adding reflective (White) roof treatment or a green roof | 0.8489% | 0 | 24.2426 | Commercial_2029_Technical_MW_Before Competition Groups_Adding reflective (White) roof treatment or a green roof
Commercial | Com ¦ Variable Frequency Drive (VFD) | 2029 | Technical | MW | Before Competition Groups | 23.5447 | 0 | 0 | 2855.9362 | 0.0082441 | 26 | Commercial_2029_Technical_MW_Before Competition Groups_26 | Variable Frequency Drive (VFD) | 0.8244% | 0 | 23.5447 | Commercial_2029_Technical_MW_Before Competition Groups_Variable Frequency Drive (VFD)
Commercial | Com ¦ Centrally controlled desktop PC/NETWORK PC POWER MANAGEMENT SOFTWARE | 2029 | Technical | MW | Before Competition Groups | 22.3233 | 0 | 0 | 2855.9362 | 0.0078165 | 27 | Commercial_2029_Technical_MW_Before Competition Groups_27 | Centrally controlled desktop PC/NETWORK PC POWER MANAGEMENT SOFTWARE | 0.7816% | 0 | 22.3233 | Commercial_2029_Technical_MW_Before Competition Groups_Centrally controlled desktop PC/NETWORK PC POWER MANAGEMENT SOFTWARE
Commercial | Com ¦ VFD on Pumps | 2029 | Technical | MW | Before Competition Groups | 22.1353 | 0 | 0 | 2855.9362 | 0.0077506 | 28 | Commercial_2029_Technical_MW_Before Competition Groups_28 | VFD on Pumps | 0.7751% | 0 | 22.1353 | Commercial_2029_Technical_MW_Before Competition Groups_VFD on Pumps
Commercial | Com ¦ Door Gasket Freezer/Refrigerator | 2029 | Technical | MW | Before Competition Groups | 21.5601 | 0 | 0 | 2855.9362 | 0.0075492 | 29 | Commercial_2029_Technical_MW_Before Competition Groups_29 | Door Gasket Freezer/Refrigerator | 0.7549% | 0 | 21.5601 | Commercial_2029_Technical_MW_Before Competition Groups_Door Gasket Freezer/Refrigerator
Commercial | Com ¦ Evaporator Fan Controls | 2029 | Achievable | MW | Before Competition Groups | 5.4423 | 0 | 0 | 757.2882 | 0.0071866 | 25 | Commercial_2029_Achievable_MW_Before Competition Groups_25 | Evaporator Fan Controls | 0.7187% | 0 | 5.4423 | Commercial_2029_Achievable_MW_Before Competition Groups_Evaporator Fan Controls
Commercial | Com ¦ Reach-in Shaded Pole to ECM/PSC Evaporator Fan Motor | 2029 | Technical | MW | Before Competition Groups | 20.1721 | 0 | 0 | 2855.9362 | 0.0070632 | 30 | Commercial_2029_Technical_MW_Before Competition Groups_30 | Reach-in Shaded Pole to ECM/PSC Evaporator Fan Motor | 0.7063% | 0 | 20.1721 | Commercial_2029_Technical_MW_Before Competition Groups_Reach-in Shaded Pole to ECM/PSC Evaporator Fan Motor
Commercial | Com ¦ HOTEL OCCUPANCY CONTROLS (HVAC + LIGHTING) | 2029 | Technical | MW | Before Competition Groups | 19.1829 | 0 | 0 | 2855.9362 | 0.0067168 | 31 | Commercial_2029_Technical_MW_Before Competition Groups_31 | HOTEL OCCUPANCY CONTROLS (HVAC + LIGHTING) | 0.6717% | 0 | 19.1829 | Commercial_2029_Technical_MW_Before Competition Groups_HOTEL OCCUPANCY CONTROLS (HVAC + LIGHTING)
Commercial | Com ¦ ECM MOTORS FOR EVAPORATOR FANS for refrigeration (WALK-IN) | 2029 | Economic | MW | Before Competition Groups | 12.154 | 0 | 0 | 1868.4242 | 0.0065049 | 25 | Commercial_2029_Economic_MW_Before Competition Groups_25 | ECM MOTORS FOR EVAPORATOR FANS for refrigeration (WALK-IN) | 0.6505% | 0 | 12.154 | Commercial_2029_Economic_MW_Before Competition Groups_ECM MOTORS FOR EVAPORATOR FANS for refrigeration (WALK-IN)
Commercial | Com ¦ Air Handler with Dedicated Outdoor Air Systems | 2029 | Technical | MW | Before Competition Groups | 18.375 | 0 | 0 | 2855.9362 | 0.006434 | 32 | Commercial_2029_Technical_MW_Before Competition Groups_32 | Air Handler with Dedicated Outdoor Air Systems | 0.6434% | 0 | 18.375 | Commercial_2029_Technical_MW_Before Competition Groups_Air Handler with Dedicated Outdoor Air Systems
Commercial | Com ¦ Freezer Case Light Sensor | 2029 | Achievable | MW | Before Competition Groups | 4.6162 | 0 | 0 | 757.2882 | 0.0060956 | 26 | Commercial_2029_Achievable_MW_Before Competition Groups_26 | Freezer Case Light Sensor | 0.6096% | 0 | 4.6162 | Commercial_2029_Achievable_MW_Before Competition Groups_Freezer Case Light Sensor
Commercial | Com ¦ Refrigeration Optimization | 2029 | Technical | MW | Before Competition Groups | 17.1162 | 0 | 0 | 2855.9362 | 0.0059932 | 33 | Commercial_2029_Technical_MW_Before Competition Groups_33 | Refrigeration Optimization | 0.5993% | 0 | 17.1162 | Commercial_2029_Technical_MW_Before Competition Groups_Refrigeration Optimization
Commercial | Com ¦ Chilled Water Optimization | 2029 | Technical | MW | Before Competition Groups | 16.508 | 0 | 0 | 2855.9362 | 0.0057803 | 34 | Commercial_2029_Technical_MW_Before Competition Groups_34 | Chilled Water Optimization | 0.578% | 0 | 16.508 | Commercial_2029_Technical_MW_Before Competition Groups_Chilled Water Optimization
Commercial | Com ¦ LED EXTERIOR AREA LIGHTS - LED fixture (200W) | 2029 | Achievable | MW | Before Competition Groups | 4.302 | 0 | 0 | 757.2882 | 0.0056808 | 27 | Commercial_2029_Achievable_MW_Before Competition Groups_27 | LED EXTERIOR AREA LIGHTS - LED fixture (200W) | 0.5681% | 0 | 4.302 | Commercial_2029_Achievable_MW_Before Competition Groups_LED EXTERIOR AREA LIGHTS - LED fixture (200W)
Commercial | Com ¦ ENERGY STAR LED LAMPS (General Service Lamps) | 2029 | Economic | MW | Before Competition Groups | 10.5451 | 0 | 0 | 1868.4242 | 0.0056438 | 26 | Commercial_2029_Economic_MW_Before Competition Groups_26 | ENERGY STAR LED LAMPS (General Service Lamps) | 0.5644% | 0 | 10.5451 | Commercial_2029_Economic_MW_Before Competition Groups_ENERGY STAR LED LAMPS (General Service Lamps)
Commercial | Com ¦ Freezer Case Light Sensor | 2029 | Economic | MW | Before Competition Groups | 10.5434 | 0 | 0 | 1868.4242 | 0.0056429 | 27 | Commercial_2029_Economic_MW_Before Competition Groups_27 | Freezer Case Light Sensor | 0.5643% | 0 | 10.5434 | Commercial_2029_Economic_MW_Before Competition Groups_Freezer Case Light Sensor
Commercial | Com ¦ LED parking lot fixture | 2029 | Achievable | MW | Before Competition Groups | 4.1862 | 0 | 0 | 757.2882 | 0.0055279 | 28 | Commercial_2029_Achievable_MW_Before Competition Groups_28 | LED parking lot fixture | 0.5528% | 0 | 4.1862 | Commercial_2029_Achievable_MW_Before Competition Groups_LED parking lot fixture
Commercial | Com ¦ Evaporator Fan Controls | 2029 | Economic | MW | Before Competition Groups | 10.2701 | 0 | 0 | 1868.4242 | 0.0054967 | 28 | Commercial_2029_Economic_MW_Before Competition Groups_28 | Evaporator Fan Controls | 0.5497% | 0 | 10.2701 | Commercial_2029_Economic_MW_Before Competition Groups_Evaporator Fan Controls
Commercial | Com ¦ Occupancy Sensors | 2029 | Economic | MW | Before Competition Groups | 9.8013 | 0 | 0 | 1868.4242 | 0.0052458 | 29 | Commercial_2029_Economic_MW_Before Competition Groups_29 | Occupancy Sensors | 0.5246% | 0 | 9.8013 | Commercial_2029_Economic_MW_Before Competition Groups_Occupancy Sensors
Commercial | Com ¦ Demand Control Kitchen Ventilation | 2029 | Achievable | MW | Before Competition Groups | 3.8791 | 0 | 0 | 757.2882 | 0.0051223 | 29 | Commercial_2029_Achievable_MW_Before Competition Groups_29 | Demand Control Kitchen Ventilation | 0.5122% | 0 | 3.8791 | Commercial_2029_Achievable_MW_Before Competition Groups_Demand Control Kitchen Ventilation
Commercial | Com ¦ Demand Control Kitchen Ventilation | 2029 | Economic | MW | Before Competition Groups | 9.3687 | 0 | 0 | 1868.4242 | 0.0050142 | 30 | Commercial_2029_Economic_MW_Before Competition Groups_30 | Demand Control Kitchen Ventilation | 0.5014% | 0 | 9.3687 | Commercial_2029_Economic_MW_Before Competition Groups_Demand Control Kitchen Ventilation
Commercial | Com ¦ Indoor Daylight Sensors/Photocell Dimming Control | 2029 | Technical | MW | Before Competition Groups | 14.0308 | 0 | 0 | 2855.9362 | 0.0049129 | 35 | Commercial_2029_Technical_MW_Before Competition Groups_35 | Indoor Daylight Sensors/Photocell Dimming Control | 0.4913% | 0 | 14.0308 | Commercial_2029_Technical_MW_Before Competition Groups_Indoor Daylight Sensors/Photocell Dimming Control
Commercial | Com ¦ ENERGY STAR FREEZER | 2029 | Technical | MW | Before Competition Groups | 13.0587 | 0 | 0 | 2855.9362 | 0.0045725 | 36 | Commercial_2029_Technical_MW_Before Competition Groups_36 | ENERGY STAR FREEZER | 0.4572% | 0 | 13.0587 | Commercial_2029_Technical_MW_Before Competition Groups_ENERGY STAR FREEZER
Commercial | Com ¦ Duct Insulation, R8 | 2029 | Achievable | MW | Before Competition Groups | 3.3003 | 0 | 0 | 757.2882 | 0.0043581 | 30 | Commercial_2029_Achievable_MW_Before Competition Groups_30 | Duct Insulation, R8 | 0.4358% | 0 | 3.3003 | Commercial_2029_Achievable_MW_Before Competition Groups_Duct Insulation, R8
Commercial | Com ¦ ENERGY STAR LED LAMPS (General Service Lamps) | 2029 | Technical | MW | Before Competition Groups | 12.2665 | 0 | 0 | 2855.9362 | 0.0042951 | 37 | Commercial_2029_Technical_MW_Before Competition Groups_37 | ENERGY STAR LED LAMPS (General Service Lamps) | 0.4295% | 0 | 12.2665 | Commercial_2029_Technical_MW_Before Competition Groups_ENERGY STAR LED LAMPS (General Service Lamps)
Commercial | Com ¦ ECM MOTORS FOR EVAPORATOR FANS for refrigeration (WALK-IN) | 2029 | Technical | MW | Before Competition Groups | 12.154 | 0 | 0 | 2855.9362 | 0.0042557 | 38 | Commercial_2029_Technical_MW_Before Competition Groups_38 | ECM MOTORS FOR EVAPORATOR FANS for refrigeration (WALK-IN) | 0.4256% | 0 | 12.154 | Commercial_2029_Technical_MW_Before Competition Groups_ECM MOTORS FOR EVAPORATOR FANS for refrigeration (WALK-IN)
Commercial | Com ¦ High R-Value Glass Doors/no-heat glass door | 2029 | Technical | MW | Before Competition Groups | 11.5619 | 0 | 0 | 2855.9362 | 0.0040484 | 39 | Commercial_2029_Technical_MW_Before Competition Groups_39 | High R-Value Glass Doors/no-heat glass door | 0.4048% | 0 | 11.5619 | Commercial_2029_Technical_MW_Before Competition Groups_High R-Value Glass Doors/no-heat glass door
Commercial | Com ¦ Freezer Case Light Sensor | 2029 | Technical | MW | Before Competition Groups | 10.5434 | 0 | 0 | 2855.9362 | 0.0036917 | 40 | Commercial_2029_Technical_MW_Before Competition Groups_40 | Freezer Case Light Sensor | 0.3692% | 0 | 10.5434 | Commercial_2029_Technical_MW_Before Competition Groups_Freezer Case Light Sensor
Commercial | Com ¦ Ground Source Heat Pump | 2029 | Technical | MW | Before Competition Groups | 10.4971 | 0 | 0 | 2855.9362 | 0.0036755 | 41 | Commercial_2029_Technical_MW_Before Competition Groups_41 | Ground Source Heat Pump | 0.3676% | 0 | 10.4971 | Commercial_2029_Technical_MW_Before Competition Groups_Ground Source Heat Pump
Commercial | Com ¦ Demand Control Kitchen Ventilation | 2029 | Technical | MW | Before Competition Groups | 10.4289 | 0 | 0 | 2855.9362 | 0.0036517 | 42 | Commercial_2029_Technical_MW_Before Competition Groups_42 | Demand Control Kitchen Ventilation | 0.3652% | 0 | 10.4289 | Commercial_2029_Technical_MW_Before Competition Groups_Demand Control Kitchen Ventilation
Commercial | Com ¦ Evaporator Fan Controls | 2029 | Technical | MW | Before Competition Groups | 10.2701 | 0 | 0 | 2855.9362 | 0.003596 | 43 | Commercial_2029_Technical_MW_Before Competition Groups_43 | Evaporator Fan Controls | 0.3596% | 0 | 10.2701 | Commercial_2029_Technical_MW_Before Competition Groups_Evaporator Fan Controls
Commercial | Com ¦ Occupancy Sensors | 2029 | Technical | MW | Before Competition Groups | 9.8013 | 0 | 0 | 2855.9362 | 0.0034319 | 44 | Commercial_2029_Technical_MW_Before Competition Groups_44 | Occupancy Sensors | 0.3432% | 0 | 9.8013 | Commercial_2029_Technical_MW_Before Competition Groups_Occupancy Sensors
Commercial | Com ¦ LED street light fixture | 2029 | Achievable | MW | Before Competition Groups | 2.5851 | 0 | 0 | 757.2882 | 0.0034136 | 31 | Commercial_2029_Achievable_MW_Before Competition Groups_31 | LED street light fixture | 0.3414% | 0 | 2.5851 | Commercial_2029_Achievable_MW_Before Competition Groups_LED street light fixture
Commercial | Com ¦ LED EXTERIOR AREA LIGHTS - LED fixture (200W) | 2029 | Economic | MW | Before Competition Groups | 6.3081 | 0 | 0 | 1868.4242 | 0.0033762 | 31 | Commercial_2029_Economic_MW_Before Competition Groups_31 | LED EXTERIOR AREA LIGHTS - LED fixture (200W) | 0.3376% | 0 | 6.3081 | Commercial_2029_Economic_MW_Before Competition Groups_LED EXTERIOR AREA LIGHTS - LED fixture (200W)
Commercial | Com ¦ ENERGY STAR ICE MACHINES - Ice Making Head | 2029 | Technical | MW | Before Competition Groups | 9.516 | 0 | 0 | 2855.9362 | 0.003332 | 45 | Commercial_2029_Technical_MW_Before Competition Groups_45 | ENERGY STAR ICE MACHINES - Ice Making Head | 0.3332% | 0 | 9.516 | Commercial_2029_Technical_MW_Before Competition Groups_ENERGY STAR ICE MACHINES - Ice Making Head
Commercial | Com ¦ Duct Insulation, R8 | 2029 | Economic | MW | Before Competition Groups | 6.1291 | 0 | 0 | 1868.4242 | 0.0032804 | 32 | Commercial_2029_Economic_MW_Before Competition Groups_32 | Duct Insulation, R8 | 0.328% | 0 | 6.1291 | Commercial_2029_Economic_MW_Before Competition Groups_Duct Insulation, R8
Commercial | Com ¦ LED parking lot fixture | 2029 | Economic | MW | Before Competition Groups | 6.0884 | 0 | 0 | 1868.4242 | 0.0032586 | 33 | Commercial_2029_Economic_MW_Before Competition Groups_33 | LED parking lot fixture | 0.3259% | 0 | 6.0884 | Commercial_2029_Economic_MW_Before Competition Groups_LED parking lot fixture
Commercial | Com ¦ Refrigerated Display Case LED | 2029 | Achievable | MW | Before Competition Groups | 2.3708 | 0 | 0 | 757.2882 | 0.0031307 | 32 | Commercial_2029_Achievable_MW_Before Competition Groups_32 | Refrigerated Display Case LED | 0.3131% | 0 | 2.3708 | Commercial_2029_Achievable_MW_Before Competition Groups_Refrigerated Display Case LED
Commercial | Com ¦ ENERGY STAR Griddle (74% eff) | 2029 | Achievable | MW | Before Competition Groups | 2.3553 | 0 | 0 | 757.2882 | 0.0031101 | 33 | Commercial_2029_Achievable_MW_Before Competition Groups_33 | ENERGY STAR Griddle (74% eff) | 0.311% | 0 | 2.3553 | Commercial_2029_Achievable_MW_Before Competition Groups_ENERGY STAR Griddle (74% eff)
Commercial | Com ¦ Temperature Adjustment in Commercial Freezers | 2029 | Achievable | MW | Before Competition Groups | 1.9879 | 0 | 0 | 757.2882 | 0.002625 | 34 | Commercial_2029_Achievable_MW_Before Competition Groups_34 | Temperature Adjustment in Commercial Freezers | 0.2625% | 0 | 1.9879 | Commercial_2029_Achievable_MW_Before Competition Groups_Temperature Adjustment in Commercial Freezers
Commercial | Com ¦ Refrigeration Commissioning | 2029 | Technical | MW | Before Competition Groups | 7.1683 | 0 | 0 | 2855.9362 | 0.00251 | 46 | Commercial_2029_Technical_MW_Before Competition Groups_46 | Refrigeration Commissioning | 0.251% | 0 | 7.1683 | Commercial_2029_Technical_MW_Before Competition Groups_Refrigeration Commissioning
Commercial | Com ¦ Elec Storage WH 2.30 Et | 2029 | Economic | MW | Before Competition Groups | 4.4894 | 0 | 0 | 1868.4242 | 0.0024028 | 34 | Commercial_2029_Economic_MW_Before Competition Groups_34 | Elec Storage WH 2.30 Et | 0.2403% | 0 | 4.4894 | Commercial_2029_Economic_MW_Before Competition Groups_Elec Storage WH 2.30 Et
Commercial | Com ¦ BEVERAGE VENDING MACHINE CONTROLS | 2029 | Economic | MW | Before Competition Groups | 4.466 | 0 | 0 | 1868.4242 | 0.0023902 | 35 | Commercial_2029_Economic_MW_Before Competition Groups_35 | BEVERAGE VENDING MACHINE CONTROLS | 0.239% | 0 | 4.466 | Commercial_2029_Economic_MW_Before Competition Groups_BEVERAGE VENDING MACHINE CONTROLS
Commercial | Com ¦ BEVERAGE VENDING MACHINE CONTROLS | 2029 | Achievable | MW | Before Competition Groups | 1.7507 | 0 | 0 | 757.2882 | 0.0023118 | 35 | Commercial_2029_Achievable_MW_Before Competition Groups_35 | BEVERAGE VENDING MACHINE CONTROLS | 0.2312% | 0 | 1.7507 | Commercial_2029_Achievable_MW_Before Competition Groups_BEVERAGE VENDING MACHINE CONTROLS
Commercial | Com ¦ ENERGY STAR Griddle (74% eff) | 2029 | Economic | MW | Before Competition Groups | 4.2282 | 0 | 0 | 1868.4242 | 0.002263 | 36 | Commercial_2029_Economic_MW_Before Competition Groups_36 | ENERGY STAR Griddle (74% eff) | 0.2263% | 0 | 4.2282 | Commercial_2029_Economic_MW_Before Competition Groups_ENERGY STAR Griddle (74% eff)
Commercial | Com ¦ Water Source Heat Pump (4 ton) | 2029 | Economic | MW | Before Competition Groups | 4.1977 | 0 | 0 | 1868.4242 | 0.0022467 | 37 | Commercial_2029_Economic_MW_Before Competition Groups_37 | Water Source Heat Pump (4 ton) | 0.2247% | 0 | 4.1977 | Commercial_2029_Economic_MW_Before Competition Groups_Water Source Heat Pump (4 ton)
Commercial | Com ¦ Elec Storage WH 2.30 Et | 2029 | Achievable | MW | Before Competition Groups | 1.6925 | 0 | 0 | 757.2882 | 0.002235 | 36 | Commercial_2029_Achievable_MW_Before Competition Groups_36 | Elec Storage WH 2.30 Et | 0.2235% | 0 | 1.6925 | Commercial_2029_Achievable_MW_Before Competition Groups_Elec Storage WH 2.30 Et
Commercial | Com ¦ LED EXTERIOR AREA LIGHTS - LED fixture (200W) | 2029 | Technical | MW | Before Competition Groups | 6.3081 | 0 | 0 | 2855.9362 | 0.0022088 | 47 | Commercial_2029_Technical_MW_Before Competition Groups_47 | LED EXTERIOR AREA LIGHTS - LED fixture (200W) | 0.2209% | 0 | 6.3081 | Commercial_2029_Technical_MW_Before Competition Groups_LED EXTERIOR AREA LIGHTS - LED fixture (200W)
Commercial | Com ¦ ENERGY STAR Refrigerator | 2029 | Technical | MW | Before Competition Groups | 6.2686 | 0 | 0 | 2855.9362 | 0.0021949 | 48 | Commercial_2029_Technical_MW_Before Competition Groups_48 | ENERGY STAR Refrigerator | 0.2195% | 0 | 6.2686 | Commercial_2029_Technical_MW_Before Competition Groups_ENERGY STAR Refrigerator
Commercial | Com ¦ Vertical Night Covers | 2029 | Achievable | MW | Before Competition Groups | 1.6497 | 0 | 0 | 757.2882 | 0.0021784 | 37 | Commercial_2029_Achievable_MW_Before Competition Groups_37 | Vertical Night Covers | 0.2178% | 0 | 1.6497 | Commercial_2029_Achievable_MW_Before Competition Groups_Vertical Night Covers
Commercial | Com ¦ Duct Insulation, R8 | 2029 | Technical | MW | Before Competition Groups | 6.1291 | 0 | 0 | 2855.9362 | 0.0021461 | 49 | Commercial_2029_Technical_MW_Before Competition Groups_49 | Duct Insulation, R8 | 0.2146% | 0 | 6.1291 | Commercial_2029_Technical_MW_Before Competition Groups_Duct Insulation, R8
Commercial | Com ¦ Energy Efficient Laboratory Fume Hood | 2029 | Achievable | MW | Before Competition Groups | 1.6223 | 0 | 0 | 757.2882 | 0.0021423 | 38 | Commercial_2029_Achievable_MW_Before Competition Groups_38 | Energy Efficient Laboratory Fume Hood | 0.2142% | 0 | 1.6223 | Commercial_2029_Achievable_MW_Before Competition Groups_Energy Efficient Laboratory Fume Hood
Commercial | Com ¦ LED parking lot fixture | 2029 | Technical | MW | Before Competition Groups | 6.0884 | 0 | 0 | 2855.9362 | 0.0021318 | 50 | Commercial_2029_Technical_MW_Before Competition Groups_50 | LED parking lot fixture | 0.2132% | 0 | 6.0884 | Commercial_2029_Technical_MW_Before Competition Groups_LED parking lot fixture
Commercial | Com ¦ Water Source Heat Pump (4 ton) | 2029 | Achievable | MW | Before Competition Groups | 1.5988 | 0 | 0 | 757.2882 | 0.0021112 | 39 | Commercial_2029_Achievable_MW_Before Competition Groups_39 | Water Source Heat Pump (4 ton) | 0.2111% | 0 | 1.5988 | Commercial_2029_Achievable_MW_Before Competition Groups_Water Source Heat Pump (4 ton)
Commercial | Com ¦ Networked/Connected - Low Impact Application | 2029 | Economic | MW | Before Competition Groups | 3.9318 | 0 | 0 | 1868.4242 | 0.0021043 | 38 | Commercial_2029_Economic_MW_Before Competition Groups_38 | Networked/Connected - Low Impact Application | 0.2104% | 0 | 3.9318 | Commercial_2029_Economic_MW_Before Competition Groups_Networked/Connected - Low Impact Application
Commercial | Com ¦ LED street light fixture | 2029 | Economic | MW | Before Competition Groups | 3.8328 | 0 | 0 | 1868.4242 | 0.0020514 | 39 | Commercial_2029_Economic_MW_Before Competition Groups_39 | LED street light fixture | 0.2051% | 0 | 3.8328 | Commercial_2029_Economic_MW_Before Competition Groups_LED street light fixture
Commercial | Com ¦ CO Sensors for parking garage exhaust fans | 2029 | Achievable | MW | Before Competition Groups | 1.5431 | 0 | 0 | 757.2882 | 0.0020376 | 40 | Commercial_2029_Achievable_MW_Before Competition Groups_40 | CO Sensors for parking garage exhaust fans | 0.2038% | 0 | 1.5431 | Commercial_2029_Achievable_MW_Before Competition Groups_CO Sensors for parking garage exhaust fans
Commercial | Com ¦ Temperature Adjustment in Commercial Freezers | 2029 | Economic | MW | Before Competition Groups | 3.7478 | 0 | 0 | 1868.4242 | 0.0020059 | 40 | Commercial_2029_Economic_MW_Before Competition Groups_40 | Temperature Adjustment in Commercial Freezers | 0.2006% | 0 | 3.7478 | Commercial_2029_Economic_MW_Before Competition Groups_Temperature Adjustment in Commercial Freezers
Commercial | Com ¦ Occupancy Sensors | 2029 | Achievable | MW | Before Competition Groups | 1.5174 | 0 | 0 | 757.2882 | 0.0020037 | 41 | Commercial_2029_Achievable_MW_Before Competition Groups_41 | Occupancy Sensors | 0.2004% | 0 | 1.5174 | Commercial_2029_Achievable_MW_Before Competition Groups_Occupancy Sensors
Commercial | Com ¦ Water Source Heat Pump (4 ton) | 2029 | Technical | MW | Before Competition Groups | 5.5991 | 0 | 0 | 2855.9362 | 0.0019605 | 51 | Commercial_2029_Technical_MW_Before Competition Groups_51 | Water Source Heat Pump (4 ton) | 0.1961% | 0 | 5.5991 | Commercial_2029_Technical_MW_Before Competition Groups_Water Source Heat Pump (4 ton)
Commercial | Com ¦ Condensing Make Up Air Unit | 2029 | Achievable | MW | Before Competition Groups | 1.3345 | 0 | 0 | 757.2882 | 0.0017622 | 42 | Commercial_2029_Achievable_MW_Before Competition Groups_42 | Condensing Make Up Air Unit | 0.1762% | 0 | 1.3345 | Commercial_2029_Achievable_MW_Before Competition Groups_Condensing Make Up Air Unit
Commercial | Com ¦ Networked/Connected - High Impact Application | 2029 | Economic | MW | Before Competition Groups | 3.2851 | 0 | 0 | 1868.4242 | 0.0017582 | 41 | Commercial_2029_Economic_MW_Before Competition Groups_41 | Networked/Connected - High Impact Application | 0.1758% | 0 | 3.2851 | Commercial_2029_Economic_MW_Before Competition Groups_Networked/Connected - High Impact Application
Commercial | Com ¦ CO Sensors for parking garage exhaust fans | 2029 | Economic | MW | Before Competition Groups | 3.1457 | 0 | 0 | 1868.4242 | 0.0016836 | 42 | Commercial_2029_Economic_MW_Before Competition Groups_42 | CO Sensors for parking garage exhaust fans | 0.1684% | 0 | 3.1457 | Commercial_2029_Economic_MW_Before Competition Groups_CO Sensors for parking garage exhaust fans
Commercial | Com ¦ Vertical Night Covers | 2029 | Economic | MW | Before Competition Groups | 3.1132 | 0 | 0 | 1868.4242 | 0.0016662 | 43 | Commercial_2029_Economic_MW_Before Competition Groups_43 | Vertical Night Covers | 0.1666% | 0 | 3.1132 | Commercial_2029_Economic_MW_Before Competition Groups_Vertical Night Covers
Commercial | Com ¦ Water Heating (DHW) Pipe Insulation (Add 3/4\ Foam)" | 2029 | Achievable | MW | Before Competition Groups | 1.2517 | 0 | 0 | 757.2882 | 0.0016529 | 43 | Commercial_2029_Achievable_MW_Before Competition Groups_43 | Water Heating (DHW) Pipe Insulation (Add 3/4\ Foam)" | 0.1653% | 0 | 1.2517 | Commercial_2029_Achievable_MW_Before Competition Groups_Water Heating (DHW) Pipe Insulation (Add 3/4\ Foam)"
Commercial | Com ¦ Condensing Make Up Air Unit | 2029 | Economic | MW | Before Competition Groups | 3.0583 | 0 | 0 | 1868.4242 | 0.0016368 | 44 | Commercial_2029_Economic_MW_Before Competition Groups_44 | Condensing Make Up Air Unit | 0.1637% | 0 | 3.0583 | Commercial_2029_Economic_MW_Before Competition Groups_Condensing Make Up Air Unit
Commercial | Com ¦ Energy Efficient Laboratory Fume Hood | 2029 | Economic | MW | Before Competition Groups | 3.0141 | 0 | 0 | 1868.4242 | 0.0016132 | 45 | Commercial_2029_Economic_MW_Before Competition Groups_45 | Energy Efficient Laboratory Fume Hood | 0.1613% | 0 | 3.0141 | Commercial_2029_Economic_MW_Before Competition Groups_Energy Efficient Laboratory Fume Hood
Commercial | Com ¦ Elec Storage WH 2.30 Et | 2029 | Technical | MW | Before Competition Groups | 4.4894 | 0 | 0 | 2855.9362 | 0.001572 | 52 | Commercial_2029_Technical_MW_Before Competition Groups_52 | Elec Storage WH 2.30 Et | 0.1572% | 0 | 4.4894 | Commercial_2029_Technical_MW_Before Competition Groups_Elec Storage WH 2.30 Et
Commercial | Com ¦ BEVERAGE VENDING MACHINE CONTROLS | 2029 | Technical | MW | Before Competition Groups | 4.466 | 0 | 0 | 2855.9362 | 0.0015637 | 53 | Commercial_2029_Technical_MW_Before Competition Groups_53 | BEVERAGE VENDING MACHINE CONTROLS | 0.1564% | 0 | 4.466 | Commercial_2029_Technical_MW_Before Competition Groups_BEVERAGE VENDING MACHINE CONTROLS
Commercial | Com ¦ Refrigerated Display Case LED | 2029 | Economic | MW | Before Competition Groups | 2.8616 | 0 | 0 | 1868.4242 | 0.0015316 | 46 | Commercial_2029_Economic_MW_Before Competition Groups_46 | Refrigerated Display Case LED | 0.1532% | 0 | 2.8616 | Commercial_2029_Economic_MW_Before Competition Groups_Refrigerated Display Case LED
Commercial | Com ¦ ENERGY STAR Griddle (74% eff) | 2029 | Technical | MW | Before Competition Groups | 4.2282 | 0 | 0 | 2855.9362 | 0.0014805 | 54 | Commercial_2029_Technical_MW_Before Competition Groups_54 | ENERGY STAR Griddle (74% eff) | 0.148% | 0 | 4.2282 | Commercial_2029_Technical_MW_Before Competition Groups_ENERGY STAR Griddle (74% eff)
Commercial | Com ¦ Condensing Make Up Air Unit | 2029 | Technical | MW | Before Competition Groups | 3.9368 | 0 | 0 | 2855.9362 | 0.0013785 | 55 | Commercial_2029_Technical_MW_Before Competition Groups_55 | Condensing Make Up Air Unit | 0.1378% | 0 | 3.9368 | Commercial_2029_Technical_MW_Before Competition Groups_Condensing Make Up Air Unit
Commercial | Com ¦ Outside Air Economizer | 2029 | Achievable | MW | Before Competition Groups | 1.0203 | 0 | 0 | 757.2882 | 0.0013473 | 44 | Commercial_2029_Achievable_MW_Before Competition Groups_44 | Outside Air Economizer | 0.1347% | 0 | 1.0203 | Commercial_2029_Achievable_MW_Before Competition Groups_Outside Air Economizer
Commercial | Com ¦ Roof Insulation/Ceiling Insulation (R25 Code to R35) | 2029 | Technical | MW | Before Competition Groups | 3.8414 | 0 | 0 | 2855.9362 | 0.001345 | 56 | Commercial_2029_Technical_MW_Before Competition Groups_56 | Roof Insulation/Ceiling Insulation (R25 Code to R35) | 0.1345% | 0 | 3.8414 | Commercial_2029_Technical_MW_Before Competition Groups_Roof Insulation/Ceiling Insulation (R25 Code to R35)
Commercial | Com ¦ LED street light fixture | 2029 | Technical | MW | Before Competition Groups | 3.8328 | 0 | 0 | 2855.9362 | 0.0013421 | 57 | Commercial_2029_Technical_MW_Before Competition Groups_57 | LED street light fixture | 0.1342% | 0 | 3.8328 | Commercial_2029_Technical_MW_Before Competition Groups_LED street light fixture
Commercial | Com ¦ Super-High Efficiency Furnaces (Emerging Tech) | 2029 | Technical | MW | Before Competition Groups | 3.7859 | 0 | 0 | 2855.9362 | 0.0013256 | 58 | Commercial_2029_Technical_MW_Before Competition Groups_58 | Super-High Efficiency Furnaces (Emerging Tech) | 0.1326% | 0 | 3.7859 | Commercial_2029_Technical_MW_Before Competition Groups_Super-High Efficiency Furnaces (Emerging Tech)
Commercial | Com ¦ Temperature Adjustment in Commercial Freezers | 2029 | Technical | MW | Before Competition Groups | 3.7478 | 0 | 0 | 2855.9362 | 0.0013123 | 59 | Commercial_2029_Technical_MW_Before Competition Groups_59 | Temperature Adjustment in Commercial Freezers | 0.1312% | 0 | 3.7478 | Commercial_2029_Technical_MW_Before Competition Groups_Temperature Adjustment in Commercial Freezers
Commercial | Com ¦ Water Heating (DHW) Pipe Insulation (Add 3/4\ Foam)" | 2029 | Economic | MW | Before Competition Groups | 2.3494 | 0 | 0 | 1868.4242 | 0.0012574 | 47 | Commercial_2029_Economic_MW_Before Competition Groups_47 | Water Heating (DHW) Pipe Insulation (Add 3/4\ Foam)" | 0.1257% | 0 | 2.3494 | Commercial_2029_Economic_MW_Before Competition Groups_Water Heating (DHW) Pipe Insulation (Add 3/4\ Foam)"
Commercial | Com ¦ Anti-sweat heat (ASH) controls - Cooler/Freezer | 2029 | Technical | MW | Before Competition Groups | 3.2419 | 0 | 0 | 2855.9362 | 0.0011352 | 60 | Commercial_2029_Technical_MW_Before Competition Groups_60 | Anti-sweat heat (ASH) controls - Cooler/Freezer | 0.1135% | 0 | 3.2419 | Commercial_2029_Technical_MW_Before Competition Groups_Anti-sweat heat (ASH) controls - Cooler/Freezer
Commercial | Com ¦ Suction Pipe Insulation Freezer/Refrigerator | 2029 | Achievable | MW | Before Competition Groups | 0.85578 | 0 | 0 | 757.2882 | 0.0011301 | 45 | Commercial_2029_Achievable_MW_Before Competition Groups_45 | Suction Pipe Insulation Freezer/Refrigerator | 0.113% | 0 | 0.85578 | Commercial_2029_Achievable_MW_Before Competition Groups_Suction Pipe Insulation Freezer/Refrigerator
Commercial | Com ¦ CO Sensors for parking garage exhaust fans | 2029 | Technical | MW | Before Competition Groups | 3.1457 | 0 | 0 | 2855.9362 | 0.0011015 | 61 | Commercial_2029_Technical_MW_Before Competition Groups_61 | CO Sensors for parking garage exhaust fans | 0.1101% | 0 | 3.1457 | Commercial_2029_Technical_MW_Before Competition Groups_CO Sensors for parking garage exhaust fans
Commercial | Com ¦ Vertical Night Covers | 2029 | Technical | MW | Before Competition Groups | 3.1132 | 0 | 0 | 2855.9362 | 0.0010901 | 62 | Commercial_2029_Technical_MW_Before Competition Groups_62 | Vertical Night Covers | 0.109% | 0 | 3.1132 | Commercial_2029_Technical_MW_Before Competition Groups_Vertical Night Covers
Commercial | Com ¦ Energy Efficient Laboratory Fume Hood | 2029 | Technical | MW | Before Competition Groups | 3.0141 | 0 | 0 | 2855.9362 | 0.0010554 | 63 | Commercial_2029_Technical_MW_Before Competition Groups_63 | Energy Efficient Laboratory Fume Hood | 0.1055% | 0 | 3.0141 | Commercial_2029_Technical_MW_Before Competition Groups_Energy Efficient Laboratory Fume Hood
Commercial | Com ¦ Outside Air Economizer | 2029 | Economic | MW | Before Competition Groups | 1.8293 | 0 | 0 | 1868.4242 | 0.00097906 | 48 | Commercial_2029_Economic_MW_Before Competition Groups_48 | Outside Air Economizer | 0.09791% | 0 | 1.8293 | Commercial_2029_Economic_MW_Before Competition Groups_Outside Air Economizer
Commercial | Com ¦ ENERGY STAR Fryer (84% eff) | 2029 | Achievable | MW | Before Competition Groups | 0.70085 | 0 | 0 | 757.2882 | 0.00092547 | 46 | Commercial_2029_Achievable_MW_Before Competition Groups_46 | ENERGY STAR Fryer (84% eff) | 0.09255% | 0 | 0.70085 | Commercial_2029_Achievable_MW_Before Competition Groups_ENERGY STAR Fryer (84% eff)
Commercial | Com ¦ Suction Pipe Insulation Freezer/Refrigerator | 2029 | Economic | MW | Before Competition Groups | 1.6127 | 0 | 0 | 1868.4242 | 0.00086311 | 49 | Commercial_2029_Economic_MW_Before Competition Groups_49 | Suction Pipe Insulation Freezer/Refrigerator | 0.08631% | 0 | 1.6127 | Commercial_2029_Economic_MW_Before Competition Groups_Suction Pipe Insulation Freezer/Refrigerator
Commercial | Com ¦ Water Heating (DHW) Pipe Insulation (Add 3/4\ Foam)" | 2029 | Technical | MW | Before Competition Groups | 2.3494 | 0 | 0 | 2855.9362 | 0.00082265 | 64 | Commercial_2029_Technical_MW_Before Competition Groups_64 | Water Heating (DHW) Pipe Insulation (Add 3/4\ Foam)" | 0.08227% | 0 | 2.3494 | Commercial_2029_Technical_MW_Before Competition Groups_Water Heating (DHW) Pipe Insulation (Add 3/4\ Foam)"
Commercial | Com ¦ Thermostat Setback | 2029 | Achievable | MW | Before Competition Groups | 0.51724 | 0 | 0 | 757.2882 | 0.00068301 | 47 | Commercial_2029_Achievable_MW_Before Competition Groups_47 | Thermostat Setback | 0.0683% | 0 | 0.51724 | Commercial_2029_Achievable_MW_Before Competition Groups_Thermostat Setback
Commercial | Com ¦ ENERGY STAR Dishwasher | 2029 | Economic | MW | Before Competition Groups | 1.2488 | 0 | 0 | 1868.4242 | 0.00066838 | 50 | Commercial_2029_Economic_MW_Before Competition Groups_50 | ENERGY STAR Dishwasher | 0.06684% | 0 | 1.2488 | Commercial_2029_Economic_MW_Before Competition Groups_ENERGY STAR Dishwasher
Commercial | Com ¦ ENERGY STAR Fryer (84% eff) | 2029 | Economic | MW | Before Competition Groups | 1.2325 | 0 | 0 | 1868.4242 | 0.00065966 | 51 | Commercial_2029_Economic_MW_Before Competition Groups_51 | ENERGY STAR Fryer (84% eff) | 0.06597% | 0 | 1.2325 | Commercial_2029_Economic_MW_Before Competition Groups_ENERGY STAR Fryer (84% eff)
Commercial | Com ¦ Outside Air Economizer | 2029 | Technical | MW | Before Competition Groups | 1.8293 | 0 | 0 | 2855.9362 | 0.00064052 | 65 | Commercial_2029_Technical_MW_Before Competition Groups_65 | Outside Air Economizer | 0.06405% | 0 | 1.8293 | Commercial_2029_Technical_MW_Before Competition Groups_Outside Air Economizer
Commercial | Com ¦ ENERGY STAR Steam Cookers | 2029 | Achievable | MW | Before Competition Groups | 0.44034 | 0 | 0 | 757.2882 | 0.00058147 | 48 | Commercial_2029_Achievable_MW_Before Competition Groups_48 | ENERGY STAR Steam Cookers | 0.05815% | 0 | 0.44034 | Commercial_2029_Achievable_MW_Before Competition Groups_ENERGY STAR Steam Cookers
Commercial | Com ¦ Suction Pipe Insulation Freezer/Refrigerator | 2029 | Technical | MW | Before Competition Groups | 1.6127 | 0 | 0 | 2855.9362 | 0.00056467 | 66 | Commercial_2029_Technical_MW_Before Competition Groups_66 | Suction Pipe Insulation Freezer/Refrigerator | 0.05647% | 0 | 1.6127 | Commercial_2029_Technical_MW_Before Competition Groups_Suction Pipe Insulation Freezer/Refrigerator
Commercial | Com ¦ Ozone Laundry Treatment | 2029 | Achievable | MW | Before Competition Groups | 0.3803 | 0 | 0 | 757.2882 | 0.00050218 | 49 | Commercial_2029_Achievable_MW_Before Competition Groups_49 | Ozone Laundry Treatment | 0.05022% | 0 | 0.3803 | Commercial_2029_Achievable_MW_Before Competition Groups_Ozone Laundry Treatment
Commercial | Com ¦ Evaporator Coil Defrost (Cooler) | 2029 | Technical | MW | Before Competition Groups | 1.3731 | 0 | 0 | 2855.9362 | 0.00048078 | 67 | Commercial_2029_Technical_MW_Before Competition Groups_67 | Evaporator Coil Defrost (Cooler) | 0.04808% | 0 | 1.3731 | Commercial_2029_Technical_MW_Before Competition Groups_Evaporator Coil Defrost (Cooler)
Commercial | Com ¦ High Efficiency Small Instantaneous Water Heater | 2029 | Technical | MW | Before Competition Groups | 1.2779 | 0 | 0 | 2855.9362 | 0.00044745 | 68 | Commercial_2029_Technical_MW_Before Competition Groups_68 | High Efficiency Small Instantaneous Water Heater | 0.04474% | 0 | 1.2779 | Commercial_2029_Technical_MW_Before Competition Groups_High Efficiency Small Instantaneous Water Heater
Commercial | Com ¦ ENERGY STAR Dishwasher | 2029 | Achievable | MW | Before Competition Groups | 0.33802 | 0 | 0 | 757.2882 | 0.00044635 | 50 | Commercial_2029_Achievable_MW_Before Competition Groups_50 | ENERGY STAR Dishwasher | 0.04464% | 0 | 0.33802 | Commercial_2029_Achievable_MW_Before Competition Groups_ENERGY STAR Dishwasher
Commercial | Com ¦ LED RECESSED DOWNLIGHTS | 2029 | Technical | MW | Before Competition Groups | 1.2606 | 0 | 0 | 2855.9362 | 0.0004414 | 69 | Commercial_2029_Technical_MW_Before Competition Groups_69 | LED RECESSED DOWNLIGHTS | 0.04414% | 0 | 1.2606 | Commercial_2029_Technical_MW_Before Competition Groups_LED RECESSED DOWNLIGHTS
Commercial | Com ¦ ENERGY STAR Dishwasher | 2029 | Technical | MW | Before Competition Groups | 1.2488 | 0 | 0 | 2855.9362 | 0.00043727 | 70 | Commercial_2029_Technical_MW_Before Competition Groups_70 | ENERGY STAR Dishwasher | 0.04373% | 0 | 1.2488 | Commercial_2029_Technical_MW_Before Competition Groups_ENERGY STAR Dishwasher
Commercial | Com ¦ ENERGY STAR Fryer (84% eff) | 2029 | Technical | MW | Before Competition Groups | 1.2325 | 0 | 0 | 2855.9362 | 0.00043157 | 71 | Commercial_2029_Technical_MW_Before Competition Groups_71 | ENERGY STAR Fryer (84% eff) | 0.04316% | 0 | 1.2325 | Commercial_2029_Technical_MW_Before Competition Groups_ENERGY STAR Fryer (84% eff)
Commercial | Com ¦ ENERGY STAR Steam Cookers | 2029 | Economic | MW | Before Competition Groups | 0.79304 | 0 | 0 | 1868.4242 | 0.00042444 | 52 | Commercial_2029_Economic_MW_Before Competition Groups_52 | ENERGY STAR Steam Cookers | 0.04244% | 0 | 0.79304 | Commercial_2029_Economic_MW_Before Competition Groups_ENERGY STAR Steam Cookers
Commercial | Com ¦ Ozone Laundry Treatment | 2029 | Economic | MW | Before Competition Groups | 0.7615 | 0 | 0 | 1868.4242 | 0.00040756 | 53 | Commercial_2029_Economic_MW_Before Competition Groups_53 | Ozone Laundry Treatment | 0.04076% | 0 | 0.7615 | Commercial_2029_Economic_MW_Before Competition Groups_Ozone Laundry Treatment
Commercial | Com ¦ Room AC (w/ louvered sides) 14 SEER from 12 SEER code | 2029 | Technical | MW | Before Competition Groups | 1.0809 | 0 | 0 | 2855.9362 | 0.00037847 | 72 | Commercial_2029_Technical_MW_Before Competition Groups_72 | Room AC (w/ louvered sides) 14 SEER from 12 SEER code | 0.03785% | 0 | 1.0809 | Commercial_2029_Technical_MW_Before Competition Groups_Room AC (w/ louvered sides) 14 SEER from 12 SEER code
Commercial | Com ¦ Thermostat Setback | 2029 | Economic | MW | Before Competition Groups | 0.59704 | 0 | 0 | 1868.4242 | 0.00031954 | 54 | Commercial_2029_Economic_MW_Before Competition Groups_54 | Thermostat Setback | 0.03195% | 0 | 0.59704 | Commercial_2029_Economic_MW_Before Competition Groups_Thermostat Setback
Commercial | Com ¦ High Efficiency Small Instantaneous Water Heater | 2029 | Economic | MW | Before Competition Groups | 0.54456 | 0 | 0 | 1868.4242 | 0.00029145 | 55 | Commercial_2029_Economic_MW_Before Competition Groups_55 | High Efficiency Small Instantaneous Water Heater | 0.02915% | 0 | 0.54456 | Commercial_2029_Economic_MW_Before Competition Groups_High Efficiency Small Instantaneous Water Heater
Commercial | Com ¦ ENERGY STAR Steam Cookers | 2029 | Technical | MW | Before Competition Groups | 0.79304 | 0 | 0 | 2855.9362 | 0.00027768 | 73 | Commercial_2029_Technical_MW_Before Competition Groups_73 | ENERGY STAR Steam Cookers | 0.02777% | 0 | 0.79304 | Commercial_2029_Technical_MW_Before Competition Groups_ENERGY STAR Steam Cookers
Commercial | Com ¦ Ozone Laundry Treatment | 2029 | Technical | MW | Before Competition Groups | 0.7615 | 0 | 0 | 2855.9362 | 0.00026664 | 74 | Commercial_2029_Technical_MW_Before Competition Groups_74 | Ozone Laundry Treatment | 0.02666% | 0 | 0.7615 | Commercial_2029_Technical_MW_Before Competition Groups_Ozone Laundry Treatment
Commercial | Com ¦ Wall Insulation | 2029 | Technical | MW | Before Competition Groups | 0.73522 | 0 | 0 | 2855.9362 | 0.00025744 | 75 | Commercial_2029_Technical_MW_Before Competition Groups_75 | Wall Insulation | 0.02574% | 0 | 0.73522 | Commercial_2029_Technical_MW_Before Competition Groups_Wall Insulation
Commercial | Com ¦ Solar Preheat Make up Air | 2029 | Technical | MW | Before Competition Groups | 0.72741 | 0 | 0 | 2855.9362 | 0.0002547 | 76 | Commercial_2029_Technical_MW_Before Competition Groups_76 | Solar Preheat Make up Air | 0.02547% | 0 | 0.72741 | Commercial_2029_Technical_MW_Before Competition Groups_Solar Preheat Make up Air
Commercial | Com ¦ SYNCHRONOUS BELT | 2029 | Technical | MW | Before Competition Groups | 0.63893 | 0 | 0 | 2855.9362 | 0.00022372 | 77 | Commercial_2029_Technical_MW_Before Competition Groups_77 | SYNCHRONOUS BELT | 0.02237% | 0 | 0.63893 | Commercial_2029_Technical_MW_Before Competition Groups_SYNCHRONOUS BELT
Commercial | Com ¦ PTAC (12 EER/10,000 BTU) | 2029 | Economic | MW | Before Competition Groups | 0.41406 | 0 | 0 | 1868.4242 | 0.00022161 | 56 | Commercial_2029_Economic_MW_Before Competition Groups_56 | PTAC (12 EER/10,000 BTU) | 0.02216% | 0 | 0.41406 | Commercial_2029_Economic_MW_Before Competition Groups_PTAC (12 EER/10,000 BTU)
Commercial | Com ¦ Thermostat Setback | 2029 | Technical | MW | Before Competition Groups | 0.59704 | 0 | 0 | 2855.9362 | 0.00020905 | 78 | Commercial_2029_Technical_MW_Before Competition Groups_78 | Thermostat Setback | 0.02091% | 0 | 0.59704 | Commercial_2029_Technical_MW_Before Competition Groups_Thermostat Setback
Commercial | Com ¦ ECM MOTORS FOR HVAC APPLICATION (FAN-POWERED VAV BOX) | 2029 | Achievable | MW | Before Competition Groups | 0.15699 | 0 | 0 | 757.2882 | 0.00020731 | 51 | Commercial_2029_Achievable_MW_Before Competition Groups_51 | ECM MOTORS FOR HVAC APPLICATION (FAN-POWERED VAV BOX) | 0.02073% | 0 | 0.15699 | Commercial_2029_Achievable_MW_Before Competition Groups_ECM MOTORS FOR HVAC APPLICATION (FAN-POWERED VAV BOX)
Commercial | Com ¦ Efficient compressor motor | 2029 | Technical | MW | Before Competition Groups | 0.55491 | 0 | 0 | 2855.9362 | 0.0001943 | 79 | Commercial_2029_Technical_MW_Before Competition Groups_79 | Efficient compressor motor | 0.01943% | 0 | 0.55491 | Commercial_2029_Technical_MW_Before Competition Groups_Efficient compressor motor
Commercial | Com ¦ PTAC (12 EER/10,000 BTU) | 2029 | Technical | MW | Before Competition Groups | 0.46977 | 0 | 0 | 2855.9362 | 0.00016449 | 80 | Commercial_2029_Technical_MW_Before Competition Groups_80 | PTAC (12 EER/10,000 BTU) | 0.01645% | 0 | 0.46977 | Commercial_2029_Technical_MW_Before Competition Groups_PTAC (12 EER/10,000 BTU)
Commercial | Com ¦ ECM MOTORS FOR HVAC APPLICATION (FAN-POWERED VAV BOX) | 2029 | Economic | MW | Before Competition Groups | 0.30126 | 0 | 0 | 1868.4242 | 0.00016124 | 57 | Commercial_2029_Economic_MW_Before Competition Groups_57 | ECM MOTORS FOR HVAC APPLICATION (FAN-POWERED VAV BOX) | 0.01612% | 0 | 0.30126 | Commercial_2029_Economic_MW_Before Competition Groups_ECM MOTORS FOR HVAC APPLICATION (FAN-POWERED VAV BOX)
Commercial | Com ¦ Solar Water Preheat (Pools/DHW) | 2029 | Economic | MW | Before Competition Groups | 0.24012 | 0 | 0 | 1868.4242 | 0.00012851 | 58 | Commercial_2029_Economic_MW_Before Competition Groups_58 | Solar Water Preheat (Pools/DHW) | 0.01285% | 0 | 0.24012 | Commercial_2029_Economic_MW_Before Competition Groups_Solar Water Preheat (Pools/DHW)
Commercial | Com ¦ PTAC (12 EER/10,000 BTU) | 2029 | Achievable | MW | Before Competition Groups | 0.094206 | 0 | 0 | 757.2882 | 0.0001244 | 52 | Commercial_2029_Achievable_MW_Before Competition Groups_52 | PTAC (12 EER/10,000 BTU) | 0.01244% | 0 | 0.094206 | Commercial_2029_Achievable_MW_Before Competition Groups_PTAC (12 EER/10,000 BTU)
Commercial | COM ¦ Ductless Mini-Split Heat Pumps | 2029 | Economic | MW | Before Competition Groups | 0.23018 | 0 | 0 | 1868.4242 | 0.0001232 | 59 | Commercial_2029_Economic_MW_Before Competition Groups_59 | Ductless Mini-Split Heat Pumps | 0.01232% | 0 | 0.23018 | Commercial_2029_Economic_MW_Before Competition Groups_Ductless Mini-Split Heat Pumps
Commercial | COM ¦ Ductless Mini-Split Heat Pumps | 2029 | Achievable | MW | Before Competition Groups | 0.088827 | 0 | 0 | 757.2882 | 0.0001173 | 53 | Commercial_2029_Achievable_MW_Before Competition Groups_53 | Ductless Mini-Split Heat Pumps | 0.01173% | 0 | 0.088827 | Commercial_2029_Achievable_MW_Before Competition Groups_Ductless Mini-Split Heat Pumps
Commercial | Com ¦ Demand controlled Circulating Systems | 2029 | Achievable | MW | Before Competition Groups | 0.087036 | 0 | 0 | 757.2882 | 0.00011493 | 54 | Commercial_2029_Achievable_MW_Before Competition Groups_54 | Demand controlled Circulating Systems | 0.01149% | 0 | 0.087036 | Commercial_2029_Achievable_MW_Before Competition Groups_Demand controlled Circulating Systems
Commercial | Com ¦ Auto Off Time Switch or Time Clock control | 2029 | Achievable | MW | Before Competition Groups | 0.086771 | 0 | 0 | 757.2882 | 0.00011458 | 55 | Commercial_2029_Achievable_MW_Before Competition Groups_55 | Auto Off Time Switch or Time Clock control | 0.01146% | 0 | 0.086771 | Commercial_2029_Achievable_MW_Before Competition Groups_Auto Off Time Switch or Time Clock control
Commercial | Com ¦ Notched V belts for HVAC Systems | 2029 | Technical | MW | Before Competition Groups | 0.31947 | 0 | 0 | 2855.9362 | 0.00011186 | 81 | Commercial_2029_Technical_MW_Before Competition Groups_81 | Notched V belts for HVAC Systems | 0.01119% | 0 | 0.31947 | Commercial_2029_Technical_MW_Before Competition Groups_Notched V belts for HVAC Systems
Commercial | Com ¦ ECM MOTORS FOR HVAC APPLICATION (FAN-POWERED VAV BOX) | 2029 | Technical | MW | Before Competition Groups | 0.30235 | 0 | 0 | 2855.9362 | 0.00010587 | 82 | Commercial_2029_Technical_MW_Before Competition Groups_82 | ECM MOTORS FOR HVAC APPLICATION (FAN-POWERED VAV BOX) | 0.01059% | 0 | 0.30235 | Commercial_2029_Technical_MW_Before Competition Groups_ECM MOTORS FOR HVAC APPLICATION (FAN-POWERED VAV BOX)
Commercial | Com ¦ Auto Off Time Switch or Time Clock control | 2029 | Economic | MW | Before Competition Groups | 0.18421 | 0 | 0 | 1868.4242 | 9.8593e-05 | 60 | Commercial_2029_Economic_MW_Before Competition Groups_60 | Auto Off Time Switch or Time Clock control | 0.009859% | 0 | 0.18421 | Commercial_2029_Economic_MW_Before Competition Groups_Auto Off Time Switch or Time Clock control
Commercial | Com ¦ CEE Tier 2/Energy Star Clothes Washers | 2029 | Achievable | MW | Before Competition Groups | 0.073687 | 0 | 0 | 757.2882 | 9.7303e-05 | 56 | Commercial_2029_Achievable_MW_Before Competition Groups_56 | CEE Tier 2/Energy Star Clothes Washers | 0.00973% | 0 | 0.073687 | Commercial_2029_Achievable_MW_Before Competition Groups_CEE Tier 2/Energy Star Clothes Washers
Commercial | Com ¦ HVAC Optimization | 2029 | Achievable | MW | Before Competition Groups | 0.069117 | 0 | 0 | 757.2882 | 9.1269e-05 | 57 | Commercial_2029_Achievable_MW_Before Competition Groups_57 | HVAC Optimization | 0.009127% | 0 | 0.069117 | Commercial_2029_Achievable_MW_Before Competition Groups_HVAC Optimization
Commercial | Com ¦ Solar Water Preheat (Pools/DHW) | 2029 | Technical | MW | Before Competition Groups | 0.24012 | 0 | 0 | 2855.9362 | 8.4077e-05 | 83 | Commercial_2029_Technical_MW_Before Competition Groups_83 | Solar Water Preheat (Pools/DHW) | 0.008408% | 0 | 0.24012 | Commercial_2029_Technical_MW_Before Competition Groups_Solar Water Preheat (Pools/DHW)
Commercial | Com ¦ Demand controlled Circulating Systems | 2029 | Economic | MW | Before Competition Groups | 0.15547 | 0 | 0 | 1868.4242 | 8.3209e-05 | 61 | Commercial_2029_Economic_MW_Before Competition Groups_61 | Demand controlled Circulating Systems | 0.008321% | 0 | 0.15547 | Commercial_2029_Economic_MW_Before Competition Groups_Demand controlled Circulating Systems
Commercial | COM ¦ Ductless Mini-Split Heat Pumps | 2029 | Technical | MW | Before Competition Groups | 0.23018 | 0 | 0 | 2855.9362 | 8.0598e-05 | 84 | Commercial_2029_Technical_MW_Before Competition Groups_84 | Ductless Mini-Split Heat Pumps | 0.00806% | 0 | 0.23018 | Commercial_2029_Technical_MW_Before Competition Groups_Ductless Mini-Split Heat Pumps
Commercial | Com ¦ Heat Pump Water Heater (50 Gallons) | 2029 | Technical | MW | Before Competition Groups | 0.22769 | 0 | 0 | 2855.9362 | 7.9725e-05 | 85 | Commercial_2029_Technical_MW_Before Competition Groups_85 | Heat Pump Water Heater (50 Gallons) | 0.007972% | 0 | 0.22769 | Commercial_2029_Technical_MW_Before Competition Groups_Heat Pump Water Heater (50 Gallons)
Commercial | Com ¦ HVAC Optimization | 2029 | Technical | MW | Before Competition Groups | 0.22273 | 0 | 0 | 2855.9362 | 7.7989e-05 | 86 | Commercial_2029_Technical_MW_Before Competition Groups_86 | HVAC Optimization | 0.007799% | 0 | 0.22273 | Commercial_2029_Technical_MW_Before Competition Groups_HVAC Optimization
Commercial | Com ¦ High Efficiency Chiller (avg of water and air cooled) | 2029 | Technical | MW | Before Competition Groups | 0.22053 | 0 | 0 | 2855.9362 | 7.7217e-05 | 87 | Commercial_2029_Technical_MW_Before Competition Groups_87 | High Efficiency Chiller (avg of water and air cooled) | 0.007722% | 0 | 0.22053 | Commercial_2029_Technical_MW_Before Competition Groups_High Efficiency Chiller (avg of water and air cooled)
Commercial | Com ¦ HVAC Optimization | 2029 | Economic | MW | Before Competition Groups | 0.13497 | 0 | 0 | 1868.4242 | 7.2239e-05 | 62 | Commercial_2029_Economic_MW_Before Competition Groups_62 | HVAC Optimization | 0.007224% | 0 | 0.13497 | Commercial_2029_Economic_MW_Before Competition Groups_HVAC Optimization
Commercial | Com ¦ CEE Tier 2/Energy Star Clothes Washers | 2029 | Economic | MW | Before Competition Groups | 0.12434 | 0 | 0 | 1868.4242 | 6.655e-05 | 63 | Commercial_2029_Economic_MW_Before Competition Groups_63 | CEE Tier 2/Energy Star Clothes Washers | 0.006655% | 0 | 0.12434 | Commercial_2029_Economic_MW_Before Competition Groups_CEE Tier 2/Energy Star Clothes Washers
Commercial | Com ¦ Commercial Hot Food Holding Cabinets | 2029 | Technical | MW | Before Competition Groups | 0.18457 | 0 | 0 | 2855.9362 | 6.4628e-05 | 88 | Commercial_2029_Technical_MW_Before Competition Groups_88 | Commercial Hot Food Holding Cabinets | 0.006463% | 0 | 0.18457 | Commercial_2029_Technical_MW_Before Competition Groups_Commercial Hot Food Holding Cabinets
Commercial | Com ¦ Auto Off Time Switch or Time Clock control | 2029 | Technical | MW | Before Competition Groups | 0.18421 | 0 | 0 | 2855.9362 | 6.4502e-05 | 89 | Commercial_2029_Technical_MW_Before Competition Groups_89 | Auto Off Time Switch or Time Clock control | 0.00645% | 0 | 0.18421 | Commercial_2029_Technical_MW_Before Competition Groups_Auto Off Time Switch or Time Clock control
Commercial | Com ¦ Solar Water Preheat (Pools/DHW) | 2029 | Achievable | MW | Before Competition Groups | 0.047744 | 0 | 0 | 757.2882 | 6.3046e-05 | 58 | Commercial_2029_Achievable_MW_Before Competition Groups_58 | Solar Water Preheat (Pools/DHW) | 0.006305% | 0 | 0.047744 | Commercial_2029_Achievable_MW_Before Competition Groups_Solar Water Preheat (Pools/DHW)
Commercial | Com ¦ Low Flow Pre-Rinse Spray Nozzle | 2029 | Achievable | MW | Before Competition Groups | 0.047301 | 0 | 0 | 757.2882 | 6.2461e-05 | 59 | Commercial_2029_Achievable_MW_Before Competition Groups_59 | Low Flow Pre-Rinse Spray Nozzle | 0.006246% | 0 | 0.047301 | Commercial_2029_Achievable_MW_Before Competition Groups_Low Flow Pre-Rinse Spray Nozzle
Commercial | Com ¦ Demand controlled Circulating Systems | 2029 | Technical | MW | Before Competition Groups | 0.15547 | 0 | 0 | 2855.9362 | 5.4437e-05 | 90 | Commercial_2029_Technical_MW_Before Competition Groups_90 | Demand controlled Circulating Systems | 0.005444% | 0 | 0.15547 | Commercial_2029_Technical_MW_Before Competition Groups_Demand controlled Circulating Systems
Commercial | Com ¦ Low Flow Pre-Rinse Spray Nozzle | 2029 | Economic | MW | Before Competition Groups | 0.093227 | 0 | 0 | 1868.4242 | 4.9896e-05 | 64 | Commercial_2029_Economic_MW_Before Competition Groups_64 | Low Flow Pre-Rinse Spray Nozzle | 0.00499% | 0 | 0.093227 | Commercial_2029_Economic_MW_Before Competition Groups_Low Flow Pre-Rinse Spray Nozzle
Commercial | Com ¦ CEE Tier 2/Energy Star Clothes Washers | 2029 | Technical | MW | Before Competition Groups | 0.12434 | 0 | 0 | 2855.9362 | 4.3539e-05 | 91 | Commercial_2029_Technical_MW_Before Competition Groups_91 | CEE Tier 2/Energy Star Clothes Washers | 0.004354% | 0 | 0.12434 | Commercial_2029_Technical_MW_Before Competition Groups_CEE Tier 2/Energy Star Clothes Washers
Commercial | Com ¦ Wall Insulation | 2029 | Achievable | MW | Before Competition Groups | 0.029943 | 0 | 0 | 757.2882 | 3.954e-05 | 60 | Commercial_2029_Achievable_MW_Before Competition Groups_60 | Wall Insulation | 0.003954% | 0 | 0.029943 | Commercial_2029_Achievable_MW_Before Competition Groups_Wall Insulation
Commercial | Com ¦ Condensing Unit Heaters or other Efficient Unit Heating System | 2029 | Achievable | MW | Before Competition Groups | 0.028465 | 0 | 0 | 757.2882 | 3.7588e-05 | 61 | Commercial_2029_Achievable_MW_Before Competition Groups_61 | Condensing Unit Heaters or other Efficient Unit Heating System | 0.003759% | 0 | 0.028465 | Commercial_2029_Achievable_MW_Before Competition Groups_Condensing Unit Heaters or other Efficient Unit Heating System
Commercial | Com ¦ Commercial Hot Food Holding Cabinets | 2029 | Economic | MW | Before Competition Groups | 0.069832 | 0 | 0 | 1868.4242 | 3.7375e-05 | 65 | Commercial_2029_Economic_MW_Before Competition Groups_65 | Commercial Hot Food Holding Cabinets | 0.003737% | 0 | 0.069832 | Commercial_2029_Economic_MW_Before Competition Groups_Commercial Hot Food Holding Cabinets
Commercial | Com ¦ Commercial Hot Food Holding Cabinets | 2029 | Achievable | MW | Before Competition Groups | 0.025524 | 0 | 0 | 757.2882 | 3.3705e-05 | 62 | Commercial_2029_Achievable_MW_Before Competition Groups_62 | Commercial Hot Food Holding Cabinets | 0.00337% | 0 | 0.025524 | Commercial_2029_Achievable_MW_Before Competition Groups_Commercial Hot Food Holding Cabinets
Commercial | Com ¦ Solar Electric Water Heater (50 Gallon) | 2029 | Technical | MW | Before Competition Groups | 0.093422 | 0 | 0 | 2855.9362 | 3.2712e-05 | 92 | Commercial_2029_Technical_MW_Before Competition Groups_92 | Solar Electric Water Heater (50 Gallon) | 0.003271% | 0 | 0.093422 | Commercial_2029_Technical_MW_Before Competition Groups_Solar Electric Water Heater (50 Gallon)
Commercial | Com ¦ Low Flow Pre-Rinse Spray Nozzle | 2029 | Technical | MW | Before Competition Groups | 0.093227 | 0 | 0 | 2855.9362 | 3.2643e-05 | 93 | Commercial_2029_Technical_MW_Before Competition Groups_93 | Low Flow Pre-Rinse Spray Nozzle | 0.003264% | 0 | 0.093227 | Commercial_2029_Technical_MW_Before Competition Groups_Low Flow Pre-Rinse Spray Nozzle
Commercial | Com ¦ Wall Insulation | 2029 | Economic | MW | Before Competition Groups | 0.055427 | 0 | 0 | 1868.4242 | 2.9665e-05 | 66 | Commercial_2029_Economic_MW_Before Competition Groups_66 | Wall Insulation | 0.002967% | 0 | 0.055427 | Commercial_2029_Economic_MW_Before Competition Groups_Wall Insulation
Commercial | Com ¦ Condensing Unit Heaters or other Efficient Unit Heating System | 2029 | Economic | MW | Before Competition Groups | 0.053113 | 0 | 0 | 1868.4242 | 2.8427e-05 | 67 | Commercial_2029_Economic_MW_Before Competition Groups_67 | Condensing Unit Heaters or other Efficient Unit Heating System | 0.002843% | 0 | 0.053113 | Commercial_2029_Economic_MW_Before Competition Groups_Condensing Unit Heaters or other Efficient Unit Heating System
Commercial | Com ¦ Condensing Unit Heaters or other Efficient Unit Heating System | 2029 | Technical | MW | Before Competition Groups | 0.053113 | 0 | 0 | 2855.9362 | 1.8598e-05 | 94 | Commercial_2029_Technical_MW_Before Competition Groups_94 | Condensing Unit Heaters or other Efficient Unit Heating System | 0.00186% | 0 | 0.053113 | Commercial_2029_Technical_MW_Before Competition Groups_Condensing Unit Heaters or other Efficient Unit Heating System
Commercial | Com ¦ VSD Air Compressor | 2029 | Achievable | MW | Before Competition Groups | 0.010346 | 0 | 0 | 757.2882 | 1.3662e-05 | 63 | Commercial_2029_Achievable_MW_Before Competition Groups_63 | VSD Air Compressor | 0.001366% | 0 | 0.010346 | Commercial_2029_Achievable_MW_Before Competition Groups_VSD Air Compressor
Commercial | Com ¦ High Efficiency Small Instantaneous Water Heater | 2029 | Achievable | MW | Before Competition Groups | 0.0093351 | 0 | 0 | 757.2882 | 1.2327e-05 | 64 | Commercial_2029_Achievable_MW_Before Competition Groups_64 | High Efficiency Small Instantaneous Water Heater | 0.001233% | 0 | 0.0093351 | Commercial_2029_Achievable_MW_Before Competition Groups_High Efficiency Small Instantaneous Water Heater
Commercial | Com ¦ Room AC (w/ louvered sides) 14 SEER from 12 SEER code | 2029 | Achievable | MW | Before Competition Groups | 0.0082457 | 0 | 0 | 757.2882 | 1.0888e-05 | 65 | Commercial_2029_Achievable_MW_Before Competition Groups_65 | Room AC (w/ louvered sides) 14 SEER from 12 SEER code | 0.001089% | 0 | 0.0082457 | Commercial_2029_Achievable_MW_Before Competition Groups_Room AC (w/ louvered sides) 14 SEER from 12 SEER code
Commercial | Com ¦ VSD Air Compressor | 2029 | Economic | MW | Before Competition Groups | 0.019522 | 0 | 0 | 1868.4242 | 1.0449e-05 | 68 | Commercial_2029_Economic_MW_Before Competition Groups_68 | VSD Air Compressor | 0.001045% | 0 | 0.019522 | Commercial_2029_Economic_MW_Before Competition Groups_VSD Air Compressor
Commercial | Com ¦ EC Plug Fan for Data Center (under cabinet) | 2029 | Technical | MW | Before Competition Groups | 0.027405 | 0 | 0 | 2855.9362 | 9.5959e-06 | 95 | Commercial_2029_Technical_MW_Before Competition Groups_95 | EC Plug Fan for Data Center (under cabinet) | 0.0009596% | 0 | 0.027405 | Commercial_2029_Technical_MW_Before Competition Groups_EC Plug Fan for Data Center (under cabinet)
Commercial | Com ¦ Room AC (w/ louvered sides) 14 SEER from 12 SEER code | 2029 | Economic | MW | Before Competition Groups | 0.016239 | 0 | 0 | 1868.4242 | 8.6911e-06 | 69 | Commercial_2029_Economic_MW_Before Competition Groups_69 | Room AC (w/ louvered sides) 14 SEER from 12 SEER code | 0.0008691% | 0 | 0.016239 | Commercial_2029_Economic_MW_Before Competition Groups_Room AC (w/ louvered sides) 14 SEER from 12 SEER code
Commercial | Com ¦ VSD Air Compressor | 2029 | Technical | MW | Before Competition Groups | 0.019522 | 0 | 0 | 2855.9362 | 6.8357e-06 | 96 | Commercial_2029_Technical_MW_Before Competition Groups_96 | VSD Air Compressor | 0.0006836% | 0 | 0.019522 | Commercial_2029_Technical_MW_Before Competition Groups_VSD Air Compressor
Commercial | Com ¦ High Efficiency Chiller (avg of water and air cooled) | 2029 | Achievable | MW | Before Competition Groups | 0.0051247 | 0 | 0 | 757.2882 | 6.7672e-06 | 66 | Commercial_2029_Achievable_MW_Before Competition Groups_66 | High Efficiency Chiller (avg of water and air cooled) | 0.0006767% | 0 | 0.0051247 | Commercial_2029_Achievable_MW_Before Competition Groups_High Efficiency Chiller (avg of water and air cooled)
Commercial | Com ¦ Energy Recovery Ventilation and Ventilation (Enhanced) | 2029 | Achievable | MW | Before Competition Groups | 0.0050862 | 0 | 0 | 757.2882 | 6.7163e-06 | 67 | Commercial_2029_Achievable_MW_Before Competition Groups_67 | Energy Recovery Ventilation and Ventilation (Enhanced) | 0.0006716% | 0 | 0.0050862 | Commercial_2029_Achievable_MW_Before Competition Groups_Energy Recovery Ventilation and Ventilation (Enhanced)
Commercial | Com ¦ Exterior Photocell | 2029 | Technical | MW | Before Competition Groups | 0.017238 | 0 | 0 | 2855.9362 | 6.0358e-06 | 97 | Commercial_2029_Technical_MW_Before Competition Groups_97 | Exterior Photocell | 0.0006036% | 0 | 0.017238 | Commercial_2029_Technical_MW_Before Competition Groups_Exterior Photocell
Commercial | Com ¦ eCube | 2029 | Technical | MW | Before Competition Groups | 0.016497 | 0 | 0 | 2855.9362 | 5.7765e-06 | 98 | Commercial_2029_Technical_MW_Before Competition Groups_98 | eCube | 0.0005777% | 0 | 0.016497 | Commercial_2029_Technical_MW_Before Competition Groups_eCube
Commercial | Com ¦ High Efficiency Chiller (avg of water and air cooled) | 2029 | Economic | MW | Before Competition Groups | 0.0085456 | 0 | 0 | 1868.4242 | 4.5737e-06 | 70 | Commercial_2029_Economic_MW_Before Competition Groups_70 | High Efficiency Chiller (avg of water and air cooled) | 0.0004574% | 0 | 0.0085456 | Commercial_2029_Economic_MW_Before Competition Groups_High Efficiency Chiller (avg of water and air cooled)
Commercial | Com ¦ Air Curtains | 2029 | Achievable | MW | Before Competition Groups | 0.0033419 | 0 | 0 | 757.2882 | 4.4129e-06 | 68 | Commercial_2029_Achievable_MW_Before Competition Groups_68 | Air Curtains | 0.0004413% | 0 | 0.0033419 | Commercial_2029_Achievable_MW_Before Competition Groups_Air Curtains
Commercial | Com ¦ Energy Recovery Ventilation and Ventilation (Enhanced) | 2029 | Economic | MW | Before Competition Groups | 0.0066822 | 0 | 0 | 1868.4242 | 3.5764e-06 | 71 | Commercial_2029_Economic_MW_Before Competition Groups_71 | Energy Recovery Ventilation and Ventilation (Enhanced) | 0.0003576% | 0 | 0.0066822 | Commercial_2029_Economic_MW_Before Competition Groups_Energy Recovery Ventilation and Ventilation (Enhanced)
Commercial | Com ¦ Air Curtains | 2029 | Economic | MW | Before Competition Groups | 0.0065932 | 0 | 0 | 1868.4242 | 3.5287e-06 | 72 | Commercial_2029_Economic_MW_Before Competition Groups_72 | Air Curtains | 0.0003529% | 0 | 0.0065932 | Commercial_2029_Economic_MW_Before Competition Groups_Air Curtains
Commercial | Com ¦ EC Plug Fan for Data Center (under cabinet) | 2029 | Economic | MW | Before Competition Groups | 0.0044788 | 0 | 0 | 1868.4242 | 2.3971e-06 | 73 | Commercial_2029_Economic_MW_Before Competition Groups_73 | EC Plug Fan for Data Center (under cabinet) | 0.0002397% | 0 | 0.0044788 | Commercial_2029_Economic_MW_Before Competition Groups_EC Plug Fan for Data Center (under cabinet)
Commercial | Com ¦ LED RECESSED DOWNLIGHTS | 2029 | Achievable | MW | Before Competition Groups | 0.0017834 | 0 | 0 | 757.2882 | 2.355e-06 | 69 | Commercial_2029_Achievable_MW_Before Competition Groups_69 | LED RECESSED DOWNLIGHTS | 0.0002355% | 0 | 0.0017834 | Commercial_2029_Achievable_MW_Before Competition Groups_LED RECESSED DOWNLIGHTS
Commercial | Com ¦ Air Curtains | 2029 | Technical | MW | Before Competition Groups | 0.0065932 | 0 | 0 | 2855.9362 | 2.3086e-06 | 99 | Commercial_2029_Technical_MW_Before Competition Groups_99 | Air Curtains | 0.0002309% | 0 | 0.0065932 | Commercial_2029_Technical_MW_Before Competition Groups_Air Curtains
Commercial | Com ¦ EC Plug Fan for Data Center (under cabinet) | 2029 | Achievable | MW | Before Competition Groups | 0.0011631 | 0 | 0 | 757.2882 | 1.5359e-06 | 70 | Commercial_2029_Achievable_MW_Before Competition Groups_70 | EC Plug Fan for Data Center (under cabinet) | 0.0001536% | 0 | 0.0011631 | Commercial_2029_Achievable_MW_Before Competition Groups_EC Plug Fan for Data Center (under cabinet)
Commercial | Com ¦ LED RECESSED DOWNLIGHTS | 2029 | Economic | MW | Before Competition Groups | 0.0014644 | 0 | 0 | 1868.4242 | 7.8377e-07 | 74 | Commercial_2029_Economic_MW_Before Competition Groups_74 | LED RECESSED DOWNLIGHTS | 7.838e-05% | 0 | 0.0014644 | Commercial_2029_Economic_MW_Before Competition Groups_LED RECESSED DOWNLIGHTS
Commercial | Com ¦ High Efficiency Induction Cooking | 2029 | Technical | MW | Before Competition Groups | 0.0011738 | 0 | 0 | 2855.9362 | 4.1101e-07 | 100 | Commercial_2029_Technical_MW_Before Competition Groups_100 | High Efficiency Induction Cooking | 4.11e-05% | 0 | 0.0011738 | Commercial_2029_Technical_MW_Before Competition Groups_High Efficiency Induction Cooking
Commercial | Com ¦ Electric Convection Combination Ovens | 2029 | Achievable | MW | Before Competition Groups | 0.0001785 | 0 | 0 | 757.2882 | 2.3571e-07 | 71 | Commercial_2029_Achievable_MW_Before Competition Groups_71 | Electric Convection Combination Ovens | 2.357e-05% | 0 | 0.0001785 | Commercial_2029_Achievable_MW_Before Competition Groups_Electric Convection Combination Ovens
Commercial | Com ¦ Electric Convection Combination Ovens | 2029 | Economic | MW | Before Competition Groups | 0.00025472 | 0 | 0 | 1868.4242 | 1.3633e-07 | 75 | Commercial_2029_Economic_MW_Before Competition Groups_75 | Electric Convection Combination Ovens | 1.363e-05% | 0 | 0.00025472 | Commercial_2029_Economic_MW_Before Competition Groups_Electric Convection Combination Ovens
Commercial | Com ¦ Electric Convection Combination Ovens | 2029 | Technical | MW | Before Competition Groups | 0.00025472 | 0 | 0 | 2855.9362 | 8.9188e-08 | 101 | Commercial_2029_Technical_MW_Before Competition Groups_101 | Electric Convection Combination Ovens | 8.919e-06% | 0 | 0.00025472 | Commercial_2029_Technical_MW_Before Competition Groups_Electric Convection Combination Ovens
Commercial | Com ¦ LLLC - Low Impact Application | 2029 | Achievable | MW | Before Competition Groups | 6.7315e-20 | 0 | 0 | 757.2882 | 8.889e-23 | 72 | Commercial_2029_Achievable_MW_Before Competition Groups_72 | LLLC - Low Impact Application | 8.889e-21% | 0 | 6.7315e-20 | Commercial_2029_Achievable_MW_Before Competition Groups_LLLC - Low Impact Application
Commercial | Com ¦ LLLC - High Impact Application | 2029 | Achievable | MW | Before Competition Groups | 2.8285e-20 | 0 | 0 | 757.2882 | 3.7351e-23 | 73 | Commercial_2029_Achievable_MW_Before Competition Groups_73 | LLLC - High Impact Application | 3.735e-21% | 0 | 2.8285e-20 | Commercial_2029_Achievable_MW_Before Competition Groups_LLLC - High Impact Application
Commercial | Com ¦ Networked/Connected - High Impact Application | 2029 | Achievable | MW | Before Competition Groups | 2.5619e-22 | 0 | 0 | 757.2882 | 3.383e-25 | 74 | Commercial_2029_Achievable_MW_Before Competition Groups_74 | Networked/Connected - High Impact Application | 3.383e-23% | 0 | 2.5619e-22 | Commercial_2029_Achievable_MW_Before Competition Groups_Networked/Connected - High Impact Application
Commercial | Com ¦ Networked/Connected - Low Impact Application | 2029 | Achievable | MW | Before Competition Groups | 1.4624e-22 | 0 | 0 | 757.2882 | 1.9311e-25 | 75 | Commercial_2029_Achievable_MW_Before Competition Groups_75 | Networked/Connected - Low Impact Application | 1.931e-23% | 0 | 1.4624e-22 | Commercial_2029_Achievable_MW_Before Competition Groups_Networked/Connected - Low Impact Application
Commercial | Com ¦ Door Gasket Freezer/Refrigerator | 2029 | Achievable | MW | Before Competition Groups | 0 | 0 | 0 | 757.2882 | 0 | 76 | Commercial_2029_Achievable_MW_Before Competition Groups_76 | Door Gasket Freezer/Refrigerator | 0% | 0 | 0 | Commercial_2029_Achievable_MW_Before Competition Groups_Door Gasket Freezer/Refrigerator
Commercial | Com ¦ Door Gasket Freezer/Refrigerator | 2029 | Economic | MW | Before Competition Groups | 0 | 0 | 0 | 1868.4242 | 0 | 76 | Commercial_2029_Economic_MW_Before Competition Groups_76 | Door Gasket Freezer/Refrigerator | 0% | 0 | 0 | Commercial_2029_Economic_MW_Before Competition Groups_Door Gasket Freezer/Refrigerator
Commercial | Com ¦ Efficient compressor motor | 2029 | Achievable | MW | Before Competition Groups | 0 | 0 | 0 | 757.2882 | 0 | 77 | Commercial_2029_Achievable_MW_Before Competition Groups_77 | Efficient compressor motor | 0% | 0 | 0 | Commercial_2029_Achievable_MW_Before Competition Groups_Efficient compressor motor
Commercial | Com ¦ Efficient compressor motor | 2029 | Economic | MW | Before Competition Groups | 0 | 0 | 0 | 1868.4242 | 0 | 77 | Commercial_2029_Economic_MW_Before Competition Groups_77 | Efficient compressor motor | 0% | 0 | 0 | Commercial_2029_Economic_MW_Before Competition Groups_Efficient compressor motor
Commercial | Com ¦ ENERGY STAR FREEZER | 2029 | Achievable | MW | Before Competition Groups | 0 | 0 | 0 | 757.2882 | 0 | 78 | Commercial_2029_Achievable_MW_Before Competition Groups_78 | ENERGY STAR FREEZER | 0% | 0 | 0 | Commercial_2029_Achievable_MW_Before Competition Groups_ENERGY STAR FREEZER
Commercial | Com ¦ ENERGY STAR FREEZER | 2029 | Economic | MW | Before Competition Groups | 0 | 0 | 0 | 1868.4242 | 0 | 78 | Commercial_2029_Economic_MW_Before Competition Groups_78 | ENERGY STAR FREEZER | 0% | 0 | 0 | Commercial_2029_Economic_MW_Before Competition Groups_ENERGY STAR FREEZER
Commercial | Com ¦ Ground Source Heat Pump | 2029 | Achievable | MW | Before Competition Groups | 0 | 0 | 0 | 757.2882 | 0 | 79 | Commercial_2029_Achievable_MW_Before Competition Groups_79 | Ground Source Heat Pump | 0% | 0 | 0 | Commercial_2029_Achievable_MW_Before Competition Groups_Ground Source Heat Pump
Commercial | Com ¦ Ground Source Heat Pump | 2029 | Economic | MW | Before Competition Groups | 0 | 0 | 0 | 1868.4242 | 0 | 79 | Commercial_2029_Economic_MW_Before Competition Groups_79 | Ground Source Heat Pump | 0% | 0 | 0 | Commercial_2029_Economic_MW_Before Competition Groups_Ground Source Heat Pump
Commercial | Com ¦ High R-Value Glass Doors/no-heat glass door | 2029 | Achievable | MW | Before Competition Groups | 0 | 0 | 0 | 757.2882 | 0 | 80 | Commercial_2029_Achievable_MW_Before Competition Groups_80 | High R-Value Glass Doors/no-heat glass door | 0% | 0 | 0 | Commercial_2029_Achievable_MW_Before Competition Groups_High R-Value Glass Doors/no-heat glass door
Commercial | Com ¦ High R-Value Glass Doors/no-heat glass door | 2029 | Economic | MW | Before Competition Groups | 0 | 0 | 0 | 1868.4242 | 0 | 80 | Commercial_2029_Economic_MW_Before Competition Groups_80 | High R-Value Glass Doors/no-heat glass door | 0% | 0 | 0 | Commercial_2029_Economic_MW_Before Competition Groups_High R-Value Glass Doors/no-heat glass door
Commercial | Com ¦ HOTEL OCCUPANCY CONTROLS (HVAC + LIGHTING) | 2029 | Achievable | MW | Before Competition Groups | 0 | 0 | 0 | 757.2882 | 0 | 81 | Commercial_2029_Achievable_MW_Before Competition Groups_81 | HOTEL OCCUPANCY CONTROLS (HVAC + LIGHTING) | 0% | 0 | 0 | Commercial_2029_Achievable_MW_Before Competition Groups_HOTEL OCCUPANCY CONTROLS (HVAC + LIGHTING)
Commercial | Com ¦ HOTEL OCCUPANCY CONTROLS (HVAC + LIGHTING) | 2029 | Economic | MW | Before Competition Groups | 0 | 0 | 0 | 1868.4242 | 0 | 81 | Commercial_2029_Economic_MW_Before Competition Groups_81 | HOTEL OCCUPANCY CONTROLS (HVAC + LIGHTING) | 0% | 0 | 0 | Commercial_2029_Economic_MW_Before Competition Groups_HOTEL OCCUPANCY CONTROLS (HVAC + LIGHTING)
Commercial | Com ¦ Indoor Daylight Sensors/Photocell Dimming Control | 2029 | Achievable | MW | Before Competition Groups | 0 | 0 | 0 | 757.2882 | 0 | 82 | Commercial_2029_Achievable_MW_Before Competition Groups_82 | Indoor Daylight Sensors/Photocell Dimming Control | 0% | 0 | 0 | Commercial_2029_Achievable_MW_Before Competition Groups_Indoor Daylight Sensors/Photocell Dimming Control
Commercial | Com ¦ Indoor Daylight Sensors/Photocell Dimming Control | 2029 | Economic | MW | Before Competition Groups | 0 | 0 | 0 | 1868.4242 | 0 | 82 | Commercial_2029_Economic_MW_Before Competition Groups_82 | Indoor Daylight Sensors/Photocell Dimming Control | 0% | 0 | 0 | Commercial_2029_Economic_MW_Before Competition Groups_Indoor Daylight Sensors/Photocell Dimming Control
Commercial | Com ¦ Notched V belts for HVAC Systems | 2029 | Achievable | MW | Before Competition Groups | 0 | 0 | 0 | 757.2882 | 0 | 83 | Commercial_2029_Achievable_MW_Before Competition Groups_83 | Notched V belts for HVAC Systems | 0% | 0 | 0 | Commercial_2029_Achievable_MW_Before Competition Groups_Notched V belts for HVAC Systems
Commercial | Com ¦ Notched V belts for HVAC Systems | 2029 | Economic | MW | Before Competition Groups | 0 | 0 | 0 | 1868.4242 | 0 | 83 | Commercial_2029_Economic_MW_Before Competition Groups_83 | Notched V belts for HVAC Systems | 0% | 0 | 0 | Commercial_2029_Economic_MW_Before Competition Groups_Notched V belts for HVAC Systems
Commercial | Com ¦ Refrigeration Commissioning | 2029 | Achievable | MW | Before Competition Groups | 0 | 0 | 0 | 757.2882 | 0 | 84 | Commercial_2029_Achievable_MW_Before Competition Groups_84 | Refrigeration Commissioning | 0% | 0 | 0 | Commercial_2029_Achievable_MW_Before Competition Groups_Refrigeration Commissioning
Commercial | Com ¦ Refrigeration Commissioning | 2029 | Economic | MW | Before Competition Groups | 0 | 0 | 0 | 1868.4242 | 0 | 84 | Commercial_2029_Economic_MW_Before Competition Groups_84 | Refrigeration Commissioning | 0% | 0 | 0 | Commercial_2029_Economic_MW_Before Competition Groups_Refrigeration Commissioning
Commercial | Com ¦ Roof Insulation/Ceiling Insulation (R25 Code to R35) | 2029 | Achievable | MW | Before Competition Groups | 0 | 0 | 0 | 757.2882 | 0 | 85 | Commercial_2029_Achievable_MW_Before Competition Groups_85 | Roof Insulation/Ceiling Insulation (R25 Code to R35) | 0% | 0 | 0 | Commercial_2029_Achievable_MW_Before Competition Groups_Roof Insulation/Ceiling Insulation (R25 Code to R35)
Commercial | Com ¦ Roof Insulation/Ceiling Insulation (R25 Code to R35) | 2029 | Economic | MW | Before Competition Groups | 0 | 0 | 0 | 1868.4242 | 0 | 85 | Commercial_2029_Economic_MW_Before Competition Groups_85 | Roof Insulation/Ceiling Insulation (R25 Code to R35) | 0% | 0 | 0 | Commercial_2029_Economic_MW_Before Competition Groups_Roof Insulation/Ceiling Insulation (R25 Code to R35)
Commercial | Com ¦ Super-High Efficiency Furnaces (Emerging Tech) | 2029 | Achievable | MW | Before Competition Groups | 0 | 0 | 0 | 757.2882 | 0 | 86 | Commercial_2029_Achievable_MW_Before Competition Groups_86 | Super-High Efficiency Furnaces (Emerging Tech) | 0% | 0 | 0 | Commercial_2029_Achievable_MW_Before Competition Groups_Super-High Efficiency Furnaces (Emerging Tech)
Commercial | Com ¦ Super-High Efficiency Furnaces (Emerging Tech) | 2029 | Economic | MW | Before Competition Groups | 0 | 0 | 0 | 1868.4242 | 0 | 86 | Commercial_2029_Economic_MW_Before Competition Groups_86 | Super-High Efficiency Furnaces (Emerging Tech) | 0% | 0 | 0 | Commercial_2029_Economic_MW_Before Competition Groups_Super-High Efficiency Furnaces (Emerging Tech)
Commercial | Com ¦ SYNCHRONOUS BELT | 2029 | Achievable | MW | Before Competition Groups | 0 | 0 | 0 | 757.2882 | 0 | 87 | Commercial_2029_Achievable_MW_Before Competition Groups_87 | SYNCHRONOUS BELT | 0% | 0 | 0 | Commercial_2029_Achievable_MW_Before Competition Groups_SYNCHRONOUS BELT
Commercial | Com ¦ SYNCHRONOUS BELT | 2029 | Economic | MW | Before Competition Groups | 0 | 0 | 0 | 1868.4242 | 0 | 87 | Commercial_2029_Economic_MW_Before Competition Groups_87 | SYNCHRONOUS BELT | 0% | 0 | 0 | Commercial_2029_Economic_MW_Before Competition Groups_SYNCHRONOUS BELT
Commercial | Com ¦ Variable Refrigerant Flow Heat Pump | 2029 | Achievable | MW | Before Competition Groups | 0 | 0 | 0 | 757.2882 | 0 | 88 | Commercial_2029_Achievable_MW_Before Competition Groups_88 | Variable Refrigerant Flow Heat Pump | 0% | 0 | 0 | Commercial_2029_Achievable_MW_Before Competition Groups_Variable Refrigerant Flow Heat Pump
Commercial | Com ¦ Variable Refrigerant Flow Heat Pump | 2029 | Economic | MW | Before Competition Groups | 0 | 0 | 0 | 1868.4242 | 0 | 88 | Commercial_2029_Economic_MW_Before Competition Groups_88 | Variable Refrigerant Flow Heat Pump | 0% | 0 | 0 | Commercial_2029_Economic_MW_Before Competition Groups_Variable Refrigerant Flow Heat Pump
Commercial | Com ¦ Building Recommissioning, Operations and Maintenance (O&M) Improvements | 2030 | Economic | MW | Before Competition Groups | 285.0364 | 0 | 0 | 1887.1707 | 0.15104 | 1 | Commercial_2030_Economic_MW_Before Competition Groups_1 | Building Recommissioning, Operations and Maintenance (O&M) Improvements | 15.1% | 0 | 285.0364 | Commercial_2030_Economic_MW_Before Competition Groups_Building Recommissioning, Operations and Maintenance (O&M) Improvements
Commercial | Com ¦ Education and Capacity Building/Energy Behavior | 2030 | Achievable | MW | Before Competition Groups | 131.735 | 0 | 0 | 877.9366 | 0.15005 | 1 | Commercial_2030_Achievable_MW_Before Competition Groups_1 | Education and Capacity Building/Energy Behavior | 15.01% | 0 | 131.735 | Commercial_2030_Achievable_MW_Before Competition Groups_Education and Capacity Building/Energy Behavior
Commercial | Com ¦ Education and Capacity Building/Energy Behavior | 2030 | Economic | MW | Before Competition Groups | 254.8658 | 0 | 0 | 1887.1707 | 0.13505 | 2 | Commercial_2030_Economic_MW_Before Competition Groups_2 | Education and Capacity Building/Energy Behavior | 13.51% | 0 | 254.8658 | Commercial_2030_Economic_MW_Before Competition Groups_Education and Capacity Building/Energy Behavior
Commercial | Com ¦ ENERGY STAR LED LAMPS (REFLECTOR LAMPs/MR16/PAR 16) | 2030 | Achievable | MW | Before Competition Groups | 102.8891 | 0 | 0 | 877.9366 | 0.11719 | 2 | Commercial_2030_Achievable_MW_Before Competition Groups_2 | ENERGY STAR LED LAMPS (REFLECTOR LAMPs/MR16/PAR 16) | 11.72% | 0 | 102.8891 | Commercial_2030_Achievable_MW_Before Competition Groups_ENERGY STAR LED LAMPS (REFLECTOR LAMPs/MR16/PAR 16)
Commercial | Com ¦ LED Low/High Bay | 2030 | Achievable | MW | Before Competition Groups | 102.5901 | 0 | 0 | 877.9366 | 0.11685 | 3 | Commercial_2030_Achievable_MW_Before Competition Groups_3 | LED Low/High Bay | 11.69% | 0 | 102.5901 | Commercial_2030_Achievable_MW_Before Competition Groups_LED Low/High Bay
Commercial | Com ¦ LED Low/High Bay | 2030 | Economic | MW | Before Competition Groups | 202.0782 | 0 | 0 | 1887.1707 | 0.10708 | 3 | Commercial_2030_Economic_MW_Before Competition Groups_3 | LED Low/High Bay | 10.71% | 0 | 202.0782 | Commercial_2030_Economic_MW_Before Competition Groups_LED Low/High Bay
Commercial | Com ¦ LED Troffer/Surface/Suspended | 2030 | Achievable | MW | Before Competition Groups | 89.9789 | 0 | 0 | 877.9366 | 0.10249 | 4 | Commercial_2030_Achievable_MW_Before Competition Groups_4 | LED Troffer/Surface/Suspended | 10.25% | 0 | 89.9789 | Commercial_2030_Achievable_MW_Before Competition Groups_LED Troffer/Surface/Suspended
Commercial | Com ¦ Building Recommissioning, Operations and Maintenance (O&M) Improvements | 2030 | Technical | MW | Before Competition Groups | 285.0364 | 0 | 0 | 2895.1537 | 0.098453 | 1 | Commercial_2030_Technical_MW_Before Competition Groups_1 | Building Recommissioning, Operations and Maintenance (O&M) Improvements | 9.845% | 0 | 285.0364 | Commercial_2030_Technical_MW_Before Competition Groups_Building Recommissioning, Operations and Maintenance (O&M) Improvements
Commercial | Com ¦ Education and Capacity Building/Energy Behavior | 2030 | Technical | MW | Before Competition Groups | 254.8658 | 0 | 0 | 2895.1537 | 0.088032 | 2 | Commercial_2030_Technical_MW_Before Competition Groups_2 | Education and Capacity Building/Energy Behavior | 8.803% | 0 | 254.8658 | Commercial_2030_Technical_MW_Before Competition Groups_Education and Capacity Building/Energy Behavior
Commercial | Com ¦ LED Troffer/Surface/Suspended | 2030 | Economic | MW | Before Competition Groups | 147.9059 | 0 | 0 | 1887.1707 | 0.078374 | 4 | Commercial_2030_Economic_MW_Before Competition Groups_4 | LED Troffer/Surface/Suspended | 7.837% | 0 | 147.9059 | Commercial_2030_Economic_MW_Before Competition Groups_LED Troffer/Surface/Suspended
Commercial | Com ¦ ENERGY STAR LED LAMPS (REFLECTOR LAMPs/MR16/PAR 16) | 2030 | Economic | MW | Before Competition Groups | 132.1121 | 0 | 0 | 1887.1707 | 0.070005 | 5 | Commercial_2030_Economic_MW_Before Competition Groups_5 | ENERGY STAR LED LAMPS (REFLECTOR LAMPs/MR16/PAR 16) | 7.001% | 0 | 132.1121 | Commercial_2030_Economic_MW_Before Competition Groups_ENERGY STAR LED LAMPS (REFLECTOR LAMPs/MR16/PAR 16)
Commercial | Com ¦ LED Low/High Bay | 2030 | Technical | MW | Before Competition Groups | 202.0782 | 0 | 0 | 2895.1537 | 0.069799 | 3 | Commercial_2030_Technical_MW_Before Competition Groups_3 | LED Low/High Bay | 6.98% | 0 | 202.0782 | Commercial_2030_Technical_MW_Before Competition Groups_LED Low/High Bay
Commercial | Com ¦ High Efficiency Air Source Heat Pump | 2030 | Economic | MW | Before Competition Groups | 114.9385 | 0 | 0 | 1887.1707 | 0.060905 | 6 | Commercial_2030_Economic_MW_Before Competition Groups_6 | High Efficiency Air Source Heat Pump | 6.091% | 0 | 114.9385 | Commercial_2030_Economic_MW_Before Competition Groups_High Efficiency Air Source Heat Pump
Commercial | Com ¦ Building Recommissioning, Operations and Maintenance (O&M) Improvements | 2030 | Achievable | MW | Before Competition Groups | 47.8993 | 0 | 0 | 877.9366 | 0.054559 | 5 | Commercial_2030_Achievable_MW_Before Competition Groups_5 | Building Recommissioning, Operations and Maintenance (O&M) Improvements | 5.456% | 0 | 47.8993 | Commercial_2030_Achievable_MW_Before Competition Groups_Building Recommissioning, Operations and Maintenance (O&M) Improvements
Commercial | Com ¦ Central Lighting Control System | 2030 | Technical | MW | Before Competition Groups | 154.93 | 0 | 0 | 2895.1537 | 0.053514 | 4 | Commercial_2030_Technical_MW_Before Competition Groups_4 | Central Lighting Control System | 5.351% | 0 | 154.93 | Commercial_2030_Technical_MW_Before Competition Groups_Central Lighting Control System
Commercial | Com ¦ LED Replacement Lamp (Tube) | 2030 | Achievable | MW | Before Competition Groups | 45.5131 | 0 | 0 | 877.9366 | 0.051841 | 6 | Commercial_2030_Achievable_MW_Before Competition Groups_6 | LED Replacement Lamp (Tube) | 5.184% | 0 | 45.5131 | Commercial_2030_Achievable_MW_Before Competition Groups_LED Replacement Lamp (Tube)
Commercial | Com ¦ Advanced BAS/Controllers | 2030 | Economic | MW | Before Competition Groups | 96.9616 | 0 | 0 | 1887.1707 | 0.051379 | 7 | Commercial_2030_Economic_MW_Before Competition Groups_7 | Advanced BAS/Controllers | 5.138% | 0 | 96.9616 | Commercial_2030_Economic_MW_Before Competition Groups_Advanced BAS/Controllers
Commercial | Com ¦ LED Troffer/Surface/Suspended | 2030 | Technical | MW | Before Competition Groups | 147.9059 | 0 | 0 | 2895.1537 | 0.051087 | 5 | Commercial_2030_Technical_MW_Before Competition Groups_5 | LED Troffer/Surface/Suspended | 5.109% | 0 | 147.9059 | Commercial_2030_Technical_MW_Before Competition Groups_LED Troffer/Surface/Suspended
Commercial | Com ¦ LLLC - Low Impact Application | 2030 | Technical | MW | Before Competition Groups | 139.4596 | 0 | 0 | 2895.1537 | 0.04817 | 6 | Commercial_2030_Technical_MW_Before Competition Groups_6 | LLLC - Low Impact Application | 4.817% | 0 | 139.4596 | Commercial_2030_Technical_MW_Before Competition Groups_LLLC - Low Impact Application
Commercial | Com ¦ ENERGY STAR LED LAMPS (REFLECTOR LAMPs/MR16/PAR 16) | 2030 | Technical | MW | Before Competition Groups | 135.506 | 0 | 0 | 2895.1537 | 0.046804 | 7 | Commercial_2030_Technical_MW_Before Competition Groups_7 | ENERGY STAR LED LAMPS (REFLECTOR LAMPs/MR16/PAR 16) | 4.68% | 0 | 135.506 | Commercial_2030_Technical_MW_Before Competition Groups_ENERGY STAR LED LAMPS (REFLECTOR LAMPs/MR16/PAR 16)
Commercial | Com ¦ LLLC - High Impact Application | 2030 | Technical | MW | Before Competition Groups | 126.6768 | 0 | 0 | 2895.1537 | 0.043755 | 8 | Commercial_2030_Technical_MW_Before Competition Groups_8 | LLLC - High Impact Application | 4.375% | 0 | 126.6768 | Commercial_2030_Technical_MW_Before Competition Groups_LLLC - High Impact Application
Commercial | Com ¦ Variable Refrigerant Flow Heat Pump | 2030 | Technical | MW | Before Competition Groups | 122.9167 | 0 | 0 | 2895.1537 | 0.042456 | 9 | Commercial_2030_Technical_MW_Before Competition Groups_9 | Variable Refrigerant Flow Heat Pump | 4.246% | 0 | 122.9167 | Commercial_2030_Technical_MW_Before Competition Groups_Variable Refrigerant Flow Heat Pump
Commercial | Com ¦ Networked/Connected - Low Impact Application | 2030 | Technical | MW | Before Competition Groups | 118.4646 | 0 | 0 | 2895.1537 | 0.040918 | 10 | Commercial_2030_Technical_MW_Before Competition Groups_10 | Networked/Connected - Low Impact Application | 4.092% | 0 | 118.4646 | Commercial_2030_Technical_MW_Before Competition Groups_Networked/Connected - Low Impact Application
Commercial | Com ¦ High Efficiency Air Source Heat Pump | 2030 | Technical | MW | Before Competition Groups | 114.9385 | 0 | 0 | 2895.1537 | 0.0397 | 11 | Commercial_2030_Technical_MW_Before Competition Groups_11 | High Efficiency Air Source Heat Pump | 3.97% | 0 | 114.9385 | Commercial_2030_Technical_MW_Before Competition Groups_High Efficiency Air Source Heat Pump
Commercial | Com ¦ High Efficiency Air Source Heat Pump | 2030 | Achievable | MW | Before Competition Groups | 34.7277 | 0 | 0 | 877.9366 | 0.039556 | 7 | Commercial_2030_Achievable_MW_Before Competition Groups_7 | High Efficiency Air Source Heat Pump | 3.956% | 0 | 34.7277 | Commercial_2030_Achievable_MW_Before Competition Groups_High Efficiency Air Source Heat Pump
Commercial | Com ¦ Networked/Connected - High Impact Application | 2030 | Technical | MW | Before Competition Groups | 110.2136 | 0 | 0 | 2895.1537 | 0.038068 | 12 | Commercial_2030_Technical_MW_Before Competition Groups_12 | Networked/Connected - High Impact Application | 3.807% | 0 | 110.2136 | Commercial_2030_Technical_MW_Before Competition Groups_Networked/Connected - High Impact Application
Commercial | Com ¦ Advanced BAS/Controllers | 2030 | Technical | MW | Before Competition Groups | 96.9616 | 0 | 0 | 2895.1537 | 0.033491 | 13 | Commercial_2030_Technical_MW_Before Competition Groups_13 | Advanced BAS/Controllers | 3.349% | 0 | 96.9616 | Commercial_2030_Technical_MW_Before Competition Groups_Advanced BAS/Controllers
Commercial | Com ¦ LED Replacement Lamp (Tube) | 2030 | Economic | MW | Before Competition Groups | 56.7789 | 0 | 0 | 1887.1707 | 0.030087 | 8 | Commercial_2030_Economic_MW_Before Competition Groups_8 | LED Replacement Lamp (Tube) | 3.009% | 0 | 56.7789 | Commercial_2030_Economic_MW_Before Competition Groups_LED Replacement Lamp (Tube)
Commercial | Com ¦ Advanced BAS/Controllers | 2030 | Achievable | MW | Before Competition Groups | 24.1953 | 0 | 0 | 877.9366 | 0.027559 | 8 | Commercial_2030_Achievable_MW_Before Competition Groups_8 | Advanced BAS/Controllers | 2.756% | 0 | 24.1953 | Commercial_2030_Achievable_MW_Before Competition Groups_Advanced BAS/Controllers
Commercial | Com ¦ Adaptive Thermostats | 2030 | Achievable | MW | Before Competition Groups | 23.7069 | 0 | 0 | 877.9366 | 0.027003 | 9 | Commercial_2030_Achievable_MW_Before Competition Groups_9 | Adaptive Thermostats | 2.7% | 0 | 23.7069 | Commercial_2030_Achievable_MW_Before Competition Groups_Adaptive Thermostats
Commercial | Com ¦ Unitary Air-Conditioning Unit | 2030 | Technical | MW | Before Competition Groups | 77.6788 | 0 | 0 | 2895.1537 | 0.026831 | 14 | Commercial_2030_Technical_MW_Before Competition Groups_14 | Unitary Air-Conditioning Unit | 2.683% | 0 | 77.6788 | Commercial_2030_Technical_MW_Before Competition Groups_Unitary Air-Conditioning Unit
Commercial | Com ¦ Data Center Storage/Server Virtualization | 2030 | Achievable | MW | Before Competition Groups | 22.9422 | 0 | 0 | 877.9366 | 0.026132 | 10 | Commercial_2030_Achievable_MW_Before Competition Groups_10 | Data Center Storage/Server Virtualization | 2.613% | 0 | 22.9422 | Commercial_2030_Achievable_MW_Before Competition Groups_Data Center Storage/Server Virtualization
Commercial | Com ¦ LLLC - Low Impact Application | 2030 | Economic | MW | Before Competition Groups | 48.7987 | 0 | 0 | 1887.1707 | 0.025858 | 9 | Commercial_2030_Economic_MW_Before Competition Groups_9 | LLLC - Low Impact Application | 2.586% | 0 | 48.7987 | Commercial_2030_Economic_MW_Before Competition Groups_LLLC - Low Impact Application
Commercial | Com ¦ Furnace Tune-Up | 2030 | Achievable | MW | Before Competition Groups | 20.3492 | 0 | 0 | 877.9366 | 0.023178 | 11 | Commercial_2030_Achievable_MW_Before Competition Groups_11 | Furnace Tune-Up | 2.318% | 0 | 20.3492 | Commercial_2030_Achievable_MW_Before Competition Groups_Furnace Tune-Up
Commercial | Com ¦ Strip Curtains | 2030 | Achievable | MW | Before Competition Groups | 19.7374 | 0 | 0 | 877.9366 | 0.022482 | 12 | Commercial_2030_Achievable_MW_Before Competition Groups_12 | Strip Curtains | 2.248% | 0 | 19.7374 | Commercial_2030_Achievable_MW_Before Competition Groups_Strip Curtains
Commercial | Com ¦ Adaptive Thermostats | 2030 | Economic | MW | Before Competition Groups | 40.86 | 0 | 0 | 1887.1707 | 0.021651 | 10 | Commercial_2030_Economic_MW_Before Competition Groups_10 | Adaptive Thermostats | 2.165% | 0 | 40.86 | Commercial_2030_Economic_MW_Before Competition Groups_Adaptive Thermostats
Commercial | Com ¦ LED or Equivalent Sign Lighting | 2030 | Achievable | MW | Before Competition Groups | 18.2464 | 0 | 0 | 877.9366 | 0.020783 | 13 | Commercial_2030_Achievable_MW_Before Competition Groups_13 | LED or Equivalent Sign Lighting | 2.078% | 0 | 18.2464 | Commercial_2030_Achievable_MW_Before Competition Groups_LED or Equivalent Sign Lighting
Commercial | Com ¦ LED Replacement Lamp (Tube) | 2030 | Technical | MW | Before Competition Groups | 56.7789 | 0 | 0 | 2895.1537 | 0.019612 | 15 | Commercial_2030_Technical_MW_Before Competition Groups_15 | LED Replacement Lamp (Tube) | 1.961% | 0 | 56.7789 | Commercial_2030_Technical_MW_Before Competition Groups_LED Replacement Lamp (Tube)
Commercial | Com ¦ Data Center Storage/Server Virtualization | 2030 | Economic | MW | Before Competition Groups | 34.7954 | 0 | 0 | 1887.1707 | 0.018438 | 11 | Commercial_2030_Economic_MW_Before Competition Groups_11 | Data Center Storage/Server Virtualization | 1.844% | 0 | 34.7954 | Commercial_2030_Economic_MW_Before Competition Groups_Data Center Storage/Server Virtualization
Commercial | Com ¦ Smart Strip Plug Outlets | 2030 | Technical | MW | Before Competition Groups | 51.7313 | 0 | 0 | 2895.1537 | 0.017868 | 16 | Commercial_2030_Technical_MW_Before Competition Groups_16 | Smart Strip Plug Outlets | 1.787% | 0 | 51.7313 | Commercial_2030_Technical_MW_Before Competition Groups_Smart Strip Plug Outlets
Commercial | Com ¦ Reach-in Shaded Pole to ECM/PSC Evaporator Fan Motor | 2030 | Achievable | MW | Before Competition Groups | 15.4719 | 0 | 0 | 877.9366 | 0.017623 | 14 | Commercial_2030_Achievable_MW_Before Competition Groups_14 | Reach-in Shaded Pole to ECM/PSC Evaporator Fan Motor | 1.762% | 0 | 15.4719 | Commercial_2030_Achievable_MW_Before Competition Groups_Reach-in Shaded Pole to ECM/PSC Evaporator Fan Motor
Commercial | Com ¦ LLLC - High Impact Application | 2030 | Economic | MW | Before Competition Groups | 33.1554 | 0 | 0 | 1887.1707 | 0.017569 | 12 | Commercial_2030_Economic_MW_Before Competition Groups_12 | LLLC - High Impact Application | 1.757% | 0 | 33.1554 | Commercial_2030_Economic_MW_Before Competition Groups_LLLC - High Impact Application
Commercial | Com ¦ Refrigerated Display Case Doors | 2030 | Achievable | MW | Before Competition Groups | 15.2192 | 0 | 0 | 877.9366 | 0.017335 | 15 | Commercial_2030_Achievable_MW_Before Competition Groups_15 | Refrigerated Display Case Doors | 1.734% | 0 | 15.2192 | Commercial_2030_Achievable_MW_Before Competition Groups_Refrigerated Display Case Doors
Commercial | Com ¦ Furnace Tune-Up | 2030 | Economic | MW | Before Competition Groups | 32.46 | 0 | 0 | 1887.1707 | 0.0172 | 13 | Commercial_2030_Economic_MW_Before Competition Groups_13 | Furnace Tune-Up | 1.72% | 0 | 32.46 | Commercial_2030_Economic_MW_Before Competition Groups_Furnace Tune-Up
Commercial | Com ¦ Variable Frequency Drive (VFD) | 2030 | Achievable | MW | Before Competition Groups | 14.6023 | 0 | 0 | 877.9366 | 0.016632 | 16 | Commercial_2030_Achievable_MW_Before Competition Groups_16 | Variable Frequency Drive (VFD) | 1.663% | 0 | 14.6023 | Commercial_2030_Achievable_MW_Before Competition Groups_Variable Frequency Drive (VFD)
Commercial | Com ¦ Strip Curtains | 2030 | Economic | MW | Before Competition Groups | 31.2438 | 0 | 0 | 1887.1707 | 0.016556 | 14 | Commercial_2030_Economic_MW_Before Competition Groups_14 | Strip Curtains | 1.656% | 0 | 31.2438 | Commercial_2030_Economic_MW_Before Competition Groups_Strip Curtains
Commercial | Com ¦ Demand Control Ventilation | 2030 | Economic | MW | Before Competition Groups | 30.4873 | 0 | 0 | 1887.1707 | 0.016155 | 15 | Commercial_2030_Economic_MW_Before Competition Groups_15 | Demand Control Ventilation | 1.616% | 0 | 30.4873 | Commercial_2030_Economic_MW_Before Competition Groups_Demand Control Ventilation
Commercial | Com ¦ VFD on Pumps | 2030 | Achievable | MW | Before Competition Groups | 13.704 | 0 | 0 | 877.9366 | 0.015609 | 17 | Commercial_2030_Achievable_MW_Before Competition Groups_17 | VFD on Pumps | 1.561% | 0 | 13.704 | Commercial_2030_Achievable_MW_Before Competition Groups_VFD on Pumps
Commercial | Com ¦ Demand Control Ventilation | 2030 | Achievable | MW | Before Competition Groups | 13.6047 | 0 | 0 | 877.9366 | 0.015496 | 18 | Commercial_2030_Achievable_MW_Before Competition Groups_18 | Demand Control Ventilation | 1.55% | 0 | 13.6047 | Commercial_2030_Achievable_MW_Before Competition Groups_Demand Control Ventilation
Commercial | Com ¦ Unitary Air-Conditioning Unit | 2030 | Achievable | MW | Before Competition Groups | 13.3784 | 0 | 0 | 877.9366 | 0.015238 | 19 | Commercial_2030_Achievable_MW_Before Competition Groups_19 | Unitary Air-Conditioning Unit | 1.524% | 0 | 13.3784 | Commercial_2030_Achievable_MW_Before Competition Groups_Unitary Air-Conditioning Unit
Commercial | Com ¦ Centrally controlled desktop PC/NETWORK PC POWER MANAGEMENT SOFTWARE | 2030 | Achievable | MW | Before Competition Groups | 12.5747 | 0 | 0 | 877.9366 | 0.014323 | 20 | Commercial_2030_Achievable_MW_Before Competition Groups_20 | Centrally controlled desktop PC/NETWORK PC POWER MANAGEMENT SOFTWARE | 1.432% | 0 | 12.5747 | Commercial_2030_Achievable_MW_Before Competition Groups_Centrally controlled desktop PC/NETWORK PC POWER MANAGEMENT SOFTWARE
Commercial | Com ¦ Adaptive Thermostats | 2030 | Technical | MW | Before Competition Groups | 41.1533 | 0 | 0 | 2895.1537 | 0.014215 | 17 | Commercial_2030_Technical_MW_Before Competition Groups_17 | Adaptive Thermostats | 1.421% | 0 | 41.1533 | Commercial_2030_Technical_MW_Before Competition Groups_Adaptive Thermostats
Commercial | Com ¦ LED or Equivalent Sign Lighting | 2030 | Economic | MW | Before Competition Groups | 25.0911 | 0 | 0 | 1887.1707 | 0.013296 | 16 | Commercial_2030_Economic_MW_Before Competition Groups_16 | LED or Equivalent Sign Lighting | 1.33% | 0 | 25.0911 | Commercial_2030_Economic_MW_Before Competition Groups_LED or Equivalent Sign Lighting
Commercial | Com ¦ Refrigerated Display Case Doors | 2030 | Economic | MW | Before Competition Groups | 24.5177 | 0 | 0 | 1887.1707 | 0.012992 | 17 | Commercial_2030_Economic_MW_Before Competition Groups_17 | Refrigerated Display Case Doors | 1.299% | 0 | 24.5177 | Commercial_2030_Economic_MW_Before Competition Groups_Refrigerated Display Case Doors
Commercial | Com ¦ Unitary Air-Conditioning Unit | 2030 | Economic | MW | Before Competition Groups | 24.2524 | 0 | 0 | 1887.1707 | 0.012851 | 18 | Commercial_2030_Economic_MW_Before Competition Groups_18 | Unitary Air-Conditioning Unit | 1.285% | 0 | 24.2524 | Commercial_2030_Economic_MW_Before Competition Groups_Unitary Air-Conditioning Unit
Commercial | Com ¦ Variable Frequency Drive (VFD) | 2030 | Economic | MW | Before Competition Groups | 23.0714 | 0 | 0 | 1887.1707 | 0.012225 | 19 | Commercial_2030_Economic_MW_Before Competition Groups_19 | Variable Frequency Drive (VFD) | 1.223% | 0 | 23.0714 | Commercial_2030_Economic_MW_Before Competition Groups_Variable Frequency Drive (VFD)
Commercial | Com ¦ Refrigerated Display Case Doors | 2030 | Technical | MW | Before Competition Groups | 35.2126 | 0 | 0 | 2895.1537 | 0.012163 | 18 | Commercial_2030_Technical_MW_Before Competition Groups_18 | Refrigerated Display Case Doors | 1.216% | 0 | 35.2126 | Commercial_2030_Technical_MW_Before Competition Groups_Refrigerated Display Case Doors
Commercial | Com ¦ Centrally controlled desktop PC/NETWORK PC POWER MANAGEMENT SOFTWARE | 2030 | Economic | MW | Before Competition Groups | 22.9225 | 0 | 0 | 1887.1707 | 0.012146 | 20 | Commercial_2030_Economic_MW_Before Competition Groups_20 | Centrally controlled desktop PC/NETWORK PC POWER MANAGEMENT SOFTWARE | 1.215% | 0 | 22.9225 | Commercial_2030_Economic_MW_Before Competition Groups_Centrally controlled desktop PC/NETWORK PC POWER MANAGEMENT SOFTWARE
Commercial | Com ¦ Data Center Storage/Server Virtualization | 2030 | Technical | MW | Before Competition Groups | 34.7954 | 0 | 0 | 2895.1537 | 0.012019 | 19 | Commercial_2030_Technical_MW_Before Competition Groups_19 | Data Center Storage/Server Virtualization | 1.202% | 0 | 34.7954 | Commercial_2030_Technical_MW_Before Competition Groups_Data Center Storage/Server Virtualization
Commercial | Com ¦ Reach-in Shaded Pole to ECM/PSC Evaporator Fan Motor | 2030 | Economic | MW | Before Competition Groups | 22.5103 | 0 | 0 | 1887.1707 | 0.011928 | 21 | Commercial_2030_Economic_MW_Before Competition Groups_21 | Reach-in Shaded Pole to ECM/PSC Evaporator Fan Motor | 1.193% | 0 | 22.5103 | Commercial_2030_Economic_MW_Before Competition Groups_Reach-in Shaded Pole to ECM/PSC Evaporator Fan Motor
Commercial | Com ¦ VFD on Pumps | 2030 | Economic | MW | Before Competition Groups | 21.6903 | 0 | 0 | 1887.1707 | 0.011494 | 22 | Commercial_2030_Economic_MW_Before Competition Groups_22 | VFD on Pumps | 1.149% | 0 | 21.6903 | Commercial_2030_Economic_MW_Before Competition Groups_VFD on Pumps
Commercial | Com ¦ Furnace Tune-Up | 2030 | Technical | MW | Before Competition Groups | 32.46 | 0 | 0 | 2895.1537 | 0.011212 | 20 | Commercial_2030_Technical_MW_Before Competition Groups_20 | Furnace Tune-Up | 1.121% | 0 | 32.46 | Commercial_2030_Technical_MW_Before Competition Groups_Furnace Tune-Up
Commercial | Com ¦ Strip Curtains | 2030 | Technical | MW | Before Competition Groups | 31.2438 | 0 | 0 | 2895.1537 | 0.010792 | 21 | Commercial_2030_Technical_MW_Before Competition Groups_21 | Strip Curtains | 1.079% | 0 | 31.2438 | Commercial_2030_Technical_MW_Before Competition Groups_Strip Curtains
Commercial | Com ¦ Demand Control Ventilation | 2030 | Technical | MW | Before Competition Groups | 31.0078 | 0 | 0 | 2895.1537 | 0.01071 | 22 | Commercial_2030_Technical_MW_Before Competition Groups_22 | Demand Control Ventilation | 1.071% | 0 | 31.0078 | Commercial_2030_Technical_MW_Before Competition Groups_Demand Control Ventilation
Commercial | Com ¦ Chilled Water Optimization | 2030 | Achievable | MW | Before Competition Groups | 8.94 | 0 | 0 | 877.9366 | 0.010183 | 21 | Commercial_2030_Achievable_MW_Before Competition Groups_21 | Chilled Water Optimization | 1.018% | 0 | 8.94 | Commercial_2030_Achievable_MW_Before Competition Groups_Chilled Water Optimization
Commercial | Com ¦ Chilled Water Optimization | 2030 | Economic | MW | Before Competition Groups | 18.4766 | 0 | 0 | 1887.1707 | 0.0097906 | 23 | Commercial_2030_Economic_MW_Before Competition Groups_23 | Chilled Water Optimization | 0.9791% | 0 | 18.4766 | Commercial_2030_Economic_MW_Before Competition Groups_Chilled Water Optimization
Commercial | Com ¦ Air Handler with Dedicated Outdoor Air Systems | 2030 | Economic | MW | Before Competition Groups | 18.0057 | 0 | 0 | 1887.1707 | 0.0095411 | 24 | Commercial_2030_Economic_MW_Before Competition Groups_24 | Air Handler with Dedicated Outdoor Air Systems | 0.9541% | 0 | 18.0057 | Commercial_2030_Economic_MW_Before Competition Groups_Air Handler with Dedicated Outdoor Air Systems
Commercial | Com ¦ ENERGY STAR LED LAMPS (General Service Lamps) | 2030 | Achievable | MW | Before Competition Groups | 7.8928 | 0 | 0 | 877.9366 | 0.0089902 | 22 | Commercial_2030_Achievable_MW_Before Competition Groups_22 | ENERGY STAR LED LAMPS (General Service Lamps) | 0.899% | 0 | 7.8928 | Commercial_2030_Achievable_MW_Before Competition Groups_ENERGY STAR LED LAMPS (General Service Lamps)
Commercial | Com ¦ Air Handler with Dedicated Outdoor Air Systems | 2030 | Achievable | MW | Before Competition Groups | 7.8097 | 0 | 0 | 877.9366 | 0.0088955 | 23 | Commercial_2030_Achievable_MW_Before Competition Groups_23 | Air Handler with Dedicated Outdoor Air Systems | 0.8896% | 0 | 7.8097 | Commercial_2030_Achievable_MW_Before Competition Groups_Air Handler with Dedicated Outdoor Air Systems
Commercial | Com ¦ LED or Equivalent Sign Lighting | 2030 | Technical | MW | Before Competition Groups | 25.0911 | 0 | 0 | 2895.1537 | 0.0086666 | 23 | Commercial_2030_Technical_MW_Before Competition Groups_23 | LED or Equivalent Sign Lighting | 0.8667% | 0 | 25.0911 | Commercial_2030_Technical_MW_Before Competition Groups_LED or Equivalent Sign Lighting
Commercial | Com ¦ ECM MOTORS FOR EVAPORATOR FANS for refrigeration (WALK-IN) | 2030 | Achievable | MW | Before Competition Groups | 7.4423 | 0 | 0 | 877.9366 | 0.008477 | 24 | Commercial_2030_Achievable_MW_Before Competition Groups_24 | ECM MOTORS FOR EVAPORATOR FANS for refrigeration (WALK-IN) | 0.8477% | 0 | 7.4423 | Commercial_2030_Achievable_MW_Before Competition Groups_ECM MOTORS FOR EVAPORATOR FANS for refrigeration (WALK-IN)
Commercial | Com ¦ Adding reflective (White) roof treatment or a green roof | 2030 | Technical | MW | Before Competition Groups | 24.4045 | 0 | 0 | 2895.1537 | 0.0084294 | 24 | Commercial_2030_Technical_MW_Before Competition Groups_24 | Adding reflective (White) roof treatment or a green roof | 0.8429% | 0 | 24.4045 | Commercial_2030_Technical_MW_Before Competition Groups_Adding reflective (White) roof treatment or a green roof
Commercial | Com ¦ Refrigerated Display Case LED | 2030 | Technical | MW | Before Competition Groups | 24.26 | 0 | 0 | 2895.1537 | 0.0083795 | 25 | Commercial_2030_Technical_MW_Before Competition Groups_25 | Refrigerated Display Case LED | 0.838% | 0 | 24.26 | Commercial_2030_Technical_MW_Before Competition Groups_Refrigerated Display Case LED
Commercial | Com ¦ Variable Frequency Drive (VFD) | 2030 | Technical | MW | Before Competition Groups | 23.0714 | 0 | 0 | 2895.1537 | 0.007969 | 26 | Commercial_2030_Technical_MW_Before Competition Groups_26 | Variable Frequency Drive (VFD) | 0.7969% | 0 | 23.0714 | Commercial_2030_Technical_MW_Before Competition Groups_Variable Frequency Drive (VFD)
Commercial | Com ¦ Centrally controlled desktop PC/NETWORK PC POWER MANAGEMENT SOFTWARE | 2030 | Technical | MW | Before Competition Groups | 22.9225 | 0 | 0 | 2895.1537 | 0.0079175 | 27 | Commercial_2030_Technical_MW_Before Competition Groups_27 | Centrally controlled desktop PC/NETWORK PC POWER MANAGEMENT SOFTWARE | 0.7918% | 0 | 22.9225 | Commercial_2030_Technical_MW_Before Competition Groups_Centrally controlled desktop PC/NETWORK PC POWER MANAGEMENT SOFTWARE
Commercial | Com ¦ Reach-in Shaded Pole to ECM/PSC Evaporator Fan Motor | 2030 | Technical | MW | Before Competition Groups | 22.5103 | 0 | 0 | 2895.1537 | 0.0077752 | 28 | Commercial_2030_Technical_MW_Before Competition Groups_28 | Reach-in Shaded Pole to ECM/PSC Evaporator Fan Motor | 0.7775% | 0 | 22.5103 | Commercial_2030_Technical_MW_Before Competition Groups_Reach-in Shaded Pole to ECM/PSC Evaporator Fan Motor
Commercial | Com ¦ Door Gasket Freezer/Refrigerator | 2030 | Technical | MW | Before Competition Groups | 22.3904 | 0 | 0 | 2895.1537 | 0.0077337 | 29 | Commercial_2030_Technical_MW_Before Competition Groups_29 | Door Gasket Freezer/Refrigerator | 0.7734% | 0 | 22.3904 | Commercial_2030_Technical_MW_Before Competition Groups_Door Gasket Freezer/Refrigerator
Commercial | Com ¦ VFD on Pumps | 2030 | Technical | MW | Before Competition Groups | 21.6903 | 0 | 0 | 2895.1537 | 0.0074919 | 30 | Commercial_2030_Technical_MW_Before Competition Groups_30 | VFD on Pumps | 0.7492% | 0 | 21.6903 | Commercial_2030_Technical_MW_Before Competition Groups_VFD on Pumps
Commercial | Com ¦ Evaporator Fan Controls | 2030 | Achievable | MW | Before Competition Groups | 6.2729 | 0 | 0 | 877.9366 | 0.007145 | 25 | Commercial_2030_Achievable_MW_Before Competition Groups_25 | Evaporator Fan Controls | 0.7145% | 0 | 6.2729 | Commercial_2030_Achievable_MW_Before Competition Groups_Evaporator Fan Controls
Commercial | Com ¦ HOTEL OCCUPANCY CONTROLS (HVAC + LIGHTING) | 2030 | Technical | MW | Before Competition Groups | 19.2615 | 0 | 0 | 2895.1537 | 0.006653 | 31 | Commercial_2030_Technical_MW_Before Competition Groups_31 | HOTEL OCCUPANCY CONTROLS (HVAC + LIGHTING) | 0.6653% | 0 | 19.2615 | Commercial_2030_Technical_MW_Before Competition Groups_HOTEL OCCUPANCY CONTROLS (HVAC + LIGHTING)
Commercial | Com ¦ Chilled Water Optimization | 2030 | Technical | MW | Before Competition Groups | 18.4766 | 0 | 0 | 2895.1537 | 0.0063819 | 32 | Commercial_2030_Technical_MW_Before Competition Groups_32 | Chilled Water Optimization | 0.6382% | 0 | 18.4766 | Commercial_2030_Technical_MW_Before Competition Groups_Chilled Water Optimization
Commercial | Com ¦ ECM MOTORS FOR EVAPORATOR FANS for refrigeration (WALK-IN) | 2030 | Economic | MW | Before Competition Groups | 11.9097 | 0 | 0 | 1887.1707 | 0.0063109 | 25 | Commercial_2030_Economic_MW_Before Competition Groups_25 | ECM MOTORS FOR EVAPORATOR FANS for refrigeration (WALK-IN) | 0.6311% | 0 | 11.9097 | Commercial_2030_Economic_MW_Before Competition Groups_ECM MOTORS FOR EVAPORATOR FANS for refrigeration (WALK-IN)
Commercial | Com ¦ Freezer Case Light Sensor | 2030 | Achievable | MW | Before Competition Groups | 5.4926 | 0 | 0 | 877.9366 | 0.0062563 | 26 | Commercial_2030_Achievable_MW_Before Competition Groups_26 | Freezer Case Light Sensor | 0.6256% | 0 | 5.4926 | Commercial_2030_Achievable_MW_Before Competition Groups_Freezer Case Light Sensor
Commercial | Com ¦ Air Handler with Dedicated Outdoor Air Systems | 2030 | Technical | MW | Before Competition Groups | 18.0057 | 0 | 0 | 2895.1537 | 0.0062193 | 33 | Commercial_2030_Technical_MW_Before Competition Groups_33 | Air Handler with Dedicated Outdoor Air Systems | 0.6219% | 0 | 18.0057 | Commercial_2030_Technical_MW_Before Competition Groups_Air Handler with Dedicated Outdoor Air Systems
Commercial | Com ¦ Refrigeration Optimization | 2030 | Technical | MW | Before Competition Groups | 17.8058 | 0 | 0 | 2895.1537 | 0.0061502 | 34 | Commercial_2030_Technical_MW_Before Competition Groups_34 | Refrigeration Optimization | 0.615% | 0 | 17.8058 | Commercial_2030_Technical_MW_Before Competition Groups_Refrigeration Optimization
Commercial | Com ¦ ENERGY STAR LED LAMPS (General Service Lamps) | 2030 | Economic | MW | Before Competition Groups | 10.6804 | 0 | 0 | 1887.1707 | 0.0056595 | 26 | Commercial_2030_Economic_MW_Before Competition Groups_26 | ENERGY STAR LED LAMPS (General Service Lamps) | 0.566% | 0 | 10.6804 | Commercial_2030_Economic_MW_Before Competition Groups_ENERGY STAR LED LAMPS (General Service Lamps)
Commercial | Com ¦ Freezer Case Light Sensor | 2030 | Economic | MW | Before Competition Groups | 10.3315 | 0 | 0 | 1887.1707 | 0.0054746 | 27 | Commercial_2030_Economic_MW_Before Competition Groups_27 | Freezer Case Light Sensor | 0.5475% | 0 | 10.3315 | Commercial_2030_Economic_MW_Before Competition Groups_Freezer Case Light Sensor
Commercial | Com ¦ LED EXTERIOR AREA LIGHTS - LED fixture (200W) | 2030 | Achievable | MW | Before Competition Groups | 4.7544 | 0 | 0 | 877.9366 | 0.0054155 | 27 | Commercial_2030_Achievable_MW_Before Competition Groups_27 | LED EXTERIOR AREA LIGHTS - LED fixture (200W) | 0.5415% | 0 | 4.7544 | Commercial_2030_Achievable_MW_Before Competition Groups_LED EXTERIOR AREA LIGHTS - LED fixture (200W)
Commercial | Com ¦ Evaporator Fan Controls | 2030 | Economic | MW | Before Competition Groups | 10.0637 | 0 | 0 | 1887.1707 | 0.0053327 | 28 | Commercial_2030_Economic_MW_Before Competition Groups_28 | Evaporator Fan Controls | 0.5333% | 0 | 10.0637 | Commercial_2030_Economic_MW_Before Competition Groups_Evaporator Fan Controls
Commercial | Com ¦ Demand Control Kitchen Ventilation | 2030 | Achievable | MW | Before Competition Groups | 4.6391 | 0 | 0 | 877.9366 | 0.0052841 | 28 | Commercial_2030_Achievable_MW_Before Competition Groups_28 | Demand Control Kitchen Ventilation | 0.5284% | 0 | 4.6391 | Commercial_2030_Achievable_MW_Before Competition Groups_Demand Control Kitchen Ventilation
Commercial | Com ¦ LED parking lot fixture | 2030 | Achievable | MW | Before Competition Groups | 4.6026 | 0 | 0 | 877.9366 | 0.0052425 | 29 | Commercial_2030_Achievable_MW_Before Competition Groups_29 | LED parking lot fixture | 0.5243% | 0 | 4.6026 | Commercial_2030_Achievable_MW_Before Competition Groups_LED parking lot fixture
Commercial | Com ¦ Occupancy Sensors | 2030 | Economic | MW | Before Competition Groups | 9.8696 | 0 | 0 | 1887.1707 | 0.0052298 | 29 | Commercial_2030_Economic_MW_Before Competition Groups_29 | Occupancy Sensors | 0.523% | 0 | 9.8696 | Commercial_2030_Economic_MW_Before Competition Groups_Occupancy Sensors
Commercial | Com ¦ Demand Control Kitchen Ventilation | 2030 | Economic | MW | Before Competition Groups | 9.7522 | 0 | 0 | 1887.1707 | 0.0051676 | 30 | Commercial_2030_Economic_MW_Before Competition Groups_30 | Demand Control Kitchen Ventilation | 0.5168% | 0 | 9.7522 | Commercial_2030_Economic_MW_Before Competition Groups_Demand Control Kitchen Ventilation
Commercial | Com ¦ Indoor Daylight Sensors/Photocell Dimming Control | 2030 | Technical | MW | Before Competition Groups | 14.1282 | 0 | 0 | 2895.1537 | 0.0048799 | 35 | Commercial_2030_Technical_MW_Before Competition Groups_35 | Indoor Daylight Sensors/Photocell Dimming Control | 0.488% | 0 | 14.1282 | Commercial_2030_Technical_MW_Before Competition Groups_Indoor Daylight Sensors/Photocell Dimming Control
Commercial | Com ¦ ENERGY STAR FREEZER | 2030 | Technical | MW | Before Competition Groups | 13.5131 | 0 | 0 | 2895.1537 | 0.0046675 | 36 | Commercial_2030_Technical_MW_Before Competition Groups_36 | ENERGY STAR FREEZER | 0.4667% | 0 | 13.5131 | Commercial_2030_Technical_MW_Before Competition Groups_ENERGY STAR FREEZER
Commercial | Com ¦ Duct Insulation, R8 | 2030 | Achievable | MW | Before Competition Groups | 3.7999 | 0 | 0 | 877.9366 | 0.0043282 | 30 | Commercial_2030_Achievable_MW_Before Competition Groups_30 | Duct Insulation, R8 | 0.4328% | 0 | 3.7999 | Commercial_2030_Achievable_MW_Before Competition Groups_Duct Insulation, R8
Commercial | Com ¦ ENERGY STAR LED LAMPS (General Service Lamps) | 2030 | Technical | MW | Before Competition Groups | 12.407 | 0 | 0 | 2895.1537 | 0.0042854 | 37 | Commercial_2030_Technical_MW_Before Competition Groups_37 | ENERGY STAR LED LAMPS (General Service Lamps) | 0.4285% | 0 | 12.407 | Commercial_2030_Technical_MW_Before Competition Groups_ENERGY STAR LED LAMPS (General Service Lamps)
Commercial | Com ¦ ECM MOTORS FOR EVAPORATOR FANS for refrigeration (WALK-IN) | 2030 | Technical | MW | Before Competition Groups | 11.9097 | 0 | 0 | 2895.1537 | 0.0041137 | 38 | Commercial_2030_Technical_MW_Before Competition Groups_38 | ECM MOTORS FOR EVAPORATOR FANS for refrigeration (WALK-IN) | 0.4114% | 0 | 11.9097 | Commercial_2030_Technical_MW_Before Competition Groups_ECM MOTORS FOR EVAPORATOR FANS for refrigeration (WALK-IN)
Commercial | Com ¦ Ground Source Heat Pump | 2030 | Technical | MW | Before Competition Groups | 11.7173 | 0 | 0 | 2895.1537 | 0.0040472 | 39 | Commercial_2030_Technical_MW_Before Competition Groups_39 | Ground Source Heat Pump | 0.4047% | 0 | 11.7173 | Commercial_2030_Technical_MW_Before Competition Groups_Ground Source Heat Pump
Commercial | Com ¦ High R-Value Glass Doors/no-heat glass door | 2030 | Technical | MW | Before Competition Groups | 11.3295 | 0 | 0 | 2895.1537 | 0.0039133 | 40 | Commercial_2030_Technical_MW_Before Competition Groups_40 | High R-Value Glass Doors/no-heat glass door | 0.3913% | 0 | 11.3295 | Commercial_2030_Technical_MW_Before Competition Groups_High R-Value Glass Doors/no-heat glass door
Commercial | Com ¦ Demand Control Kitchen Ventilation | 2030 | Technical | MW | Before Competition Groups | 10.7911 | 0 | 0 | 2895.1537 | 0.0037273 | 41 | Commercial_2030_Technical_MW_Before Competition Groups_41 | Demand Control Kitchen Ventilation | 0.3727% | 0 | 10.7911 | Commercial_2030_Technical_MW_Before Competition Groups_Demand Control Kitchen Ventilation
Commercial | Com ¦ ENERGY STAR ICE MACHINES - Ice Making Head | 2030 | Technical | MW | Before Competition Groups | 10.3884 | 0 | 0 | 2895.1537 | 0.0035882 | 42 | Commercial_2030_Technical_MW_Before Competition Groups_42 | ENERGY STAR ICE MACHINES - Ice Making Head | 0.3588% | 0 | 10.3884 | Commercial_2030_Technical_MW_Before Competition Groups_ENERGY STAR ICE MACHINES - Ice Making Head
Commercial | Com ¦ Freezer Case Light Sensor | 2030 | Technical | MW | Before Competition Groups | 10.3315 | 0 | 0 | 2895.1537 | 0.0035685 | 43 | Commercial_2030_Technical_MW_Before Competition Groups_43 | Freezer Case Light Sensor | 0.3569% | 0 | 10.3315 | Commercial_2030_Technical_MW_Before Competition Groups_Freezer Case Light Sensor
Commercial | Com ¦ Evaporator Fan Controls | 2030 | Technical | MW | Before Competition Groups | 10.0637 | 0 | 0 | 2895.1537 | 0.003476 | 44 | Commercial_2030_Technical_MW_Before Competition Groups_44 | Evaporator Fan Controls | 0.3476% | 0 | 10.0637 | Commercial_2030_Technical_MW_Before Competition Groups_Evaporator Fan Controls
Commercial | Com ¦ LED EXTERIOR AREA LIGHTS - LED fixture (200W) | 2030 | Economic | MW | Before Competition Groups | 6.4613 | 0 | 0 | 1887.1707 | 0.0034238 | 31 | Commercial_2030_Economic_MW_Before Competition Groups_31 | LED EXTERIOR AREA LIGHTS - LED fixture (200W) | 0.3424% | 0 | 6.4613 | Commercial_2030_Economic_MW_Before Competition Groups_LED EXTERIOR AREA LIGHTS - LED fixture (200W)
Commercial | Com ¦ Occupancy Sensors | 2030 | Technical | MW | Before Competition Groups | 9.8696 | 0 | 0 | 2895.1537 | 0.003409 | 45 | Commercial_2030_Technical_MW_Before Competition Groups_45 | Occupancy Sensors | 0.3409% | 0 | 9.8696 | Commercial_2030_Technical_MW_Before Competition Groups_Occupancy Sensors
Commercial | Com ¦ LED parking lot fixture | 2030 | Economic | MW | Before Competition Groups | 6.2149 | 0 | 0 | 1887.1707 | 0.0032932 | 32 | Commercial_2030_Economic_MW_Before Competition Groups_32 | LED parking lot fixture | 0.3293% | 0 | 6.2149 | Commercial_2030_Economic_MW_Before Competition Groups_LED parking lot fixture
Commercial | Com ¦ LED street light fixture | 2030 | Achievable | MW | Before Competition Groups | 2.8821 | 0 | 0 | 877.9366 | 0.0032829 | 31 | Commercial_2030_Achievable_MW_Before Competition Groups_31 | LED street light fixture | 0.3283% | 0 | 2.8821 | Commercial_2030_Achievable_MW_Before Competition Groups_LED street light fixture
Commercial | Com ¦ Duct Insulation, R8 | 2030 | Economic | MW | Before Competition Groups | 6.0059 | 0 | 0 | 1887.1707 | 0.0031825 | 33 | Commercial_2030_Economic_MW_Before Competition Groups_33 | Duct Insulation, R8 | 0.3183% | 0 | 6.0059 | Commercial_2030_Economic_MW_Before Competition Groups_Duct Insulation, R8
Commercial | Com ¦ Refrigerated Display Case LED | 2030 | Achievable | MW | Before Competition Groups | 2.7514 | 0 | 0 | 877.9366 | 0.003134 | 32 | Commercial_2030_Achievable_MW_Before Competition Groups_32 | Refrigerated Display Case LED | 0.3134% | 0 | 2.7514 | Commercial_2030_Achievable_MW_Before Competition Groups_Refrigerated Display Case LED
Commercial | Com ¦ ENERGY STAR Griddle (74% eff) | 2030 | Achievable | MW | Before Competition Groups | 2.6834 | 0 | 0 | 877.9366 | 0.0030564 | 33 | Commercial_2030_Achievable_MW_Before Competition Groups_33 | ENERGY STAR Griddle (74% eff) | 0.3056% | 0 | 2.6834 | Commercial_2030_Achievable_MW_Before Competition Groups_ENERGY STAR Griddle (74% eff)
Commercial | Com ¦ Temperature Adjustment in Commercial Freezers | 2030 | Achievable | MW | Before Competition Groups | 2.2911 | 0 | 0 | 877.9366 | 0.0026096 | 34 | Commercial_2030_Achievable_MW_Before Competition Groups_34 | Temperature Adjustment in Commercial Freezers | 0.261% | 0 | 2.2911 | Commercial_2030_Achievable_MW_Before Competition Groups_Temperature Adjustment in Commercial Freezers
Commercial | Com ¦ Water Source Heat Pump (4 ton) | 2030 | Economic | MW | Before Competition Groups | 4.8371 | 0 | 0 | 1887.1707 | 0.0025631 | 34 | Commercial_2030_Economic_MW_Before Competition Groups_34 | Water Source Heat Pump (4 ton) | 0.2563% | 0 | 4.8371 | Commercial_2030_Economic_MW_Before Competition Groups_Water Source Heat Pump (4 ton)
Commercial | Com ¦ ENERGY STAR Griddle (74% eff) | 2030 | Economic | MW | Before Competition Groups | 4.6833 | 0 | 0 | 1887.1707 | 0.0024817 | 35 | Commercial_2030_Economic_MW_Before Competition Groups_35 | ENERGY STAR Griddle (74% eff) | 0.2482% | 0 | 4.6833 | Commercial_2030_Economic_MW_Before Competition Groups_ENERGY STAR Griddle (74% eff)
Commercial | Com ¦ Elec Storage WH 2.30 Et | 2030 | Economic | MW | Before Competition Groups | 4.6458 | 0 | 0 | 1887.1707 | 0.0024618 | 36 | Commercial_2030_Economic_MW_Before Competition Groups_36 | Elec Storage WH 2.30 Et | 0.2462% | 0 | 4.6458 | Commercial_2030_Economic_MW_Before Competition Groups_Elec Storage WH 2.30 Et
Commercial | Com ¦ BEVERAGE VENDING MACHINE CONTROLS | 2030 | Economic | MW | Before Competition Groups | 4.5836 | 0 | 0 | 1887.1707 | 0.0024288 | 37 | Commercial_2030_Economic_MW_Before Competition Groups_37 | BEVERAGE VENDING MACHINE CONTROLS | 0.2429% | 0 | 4.5836 | Commercial_2030_Economic_MW_Before Competition Groups_BEVERAGE VENDING MACHINE CONTROLS
Commercial | Com ¦ Refrigeration Commissioning | 2030 | Technical | MW | Before Competition Groups | 7.0243 | 0 | 0 | 2895.1537 | 0.0024262 | 46 | Commercial_2030_Technical_MW_Before Competition Groups_46 | Refrigeration Commissioning | 0.2426% | 0 | 7.0243 | Commercial_2030_Technical_MW_Before Competition Groups_Refrigeration Commissioning
Commercial | Com ¦ BEVERAGE VENDING MACHINE CONTROLS | 2030 | Achievable | MW | Before Competition Groups | 2.1114 | 0 | 0 | 877.9366 | 0.002405 | 35 | Commercial_2030_Achievable_MW_Before Competition Groups_35 | BEVERAGE VENDING MACHINE CONTROLS | 0.2405% | 0 | 2.1114 | Commercial_2030_Achievable_MW_Before Competition Groups_BEVERAGE VENDING MACHINE CONTROLS
Commercial | Com ¦ Water Source Heat Pump (4 ton) | 2030 | Achievable | MW | Before Competition Groups | 2.092 | 0 | 0 | 877.9366 | 0.0023829 | 36 | Commercial_2030_Achievable_MW_Before Competition Groups_36 | Water Source Heat Pump (4 ton) | 0.2383% | 0 | 2.092 | Commercial_2030_Achievable_MW_Before Competition Groups_Water Source Heat Pump (4 ton)
Commercial | Com ¦ Elec Storage WH 2.30 Et | 2030 | Achievable | MW | Before Competition Groups | 1.9901 | 0 | 0 | 877.9366 | 0.0022668 | 37 | Commercial_2030_Achievable_MW_Before Competition Groups_37 | Elec Storage WH 2.30 Et | 0.2267% | 0 | 1.9901 | Commercial_2030_Achievable_MW_Before Competition Groups_Elec Storage WH 2.30 Et
Commercial | Com ¦ ENERGY STAR Refrigerator | 2030 | Technical | MW | Before Competition Groups | 6.4877 | 0 | 0 | 2895.1537 | 0.0022409 | 47 | Commercial_2030_Technical_MW_Before Competition Groups_47 | ENERGY STAR Refrigerator | 0.2241% | 0 | 6.4877 | Commercial_2030_Technical_MW_Before Competition Groups_ENERGY STAR Refrigerator
Commercial | Com ¦ LED EXTERIOR AREA LIGHTS - LED fixture (200W) | 2030 | Technical | MW | Before Competition Groups | 6.4613 | 0 | 0 | 2895.1537 | 0.0022318 | 48 | Commercial_2030_Technical_MW_Before Competition Groups_48 | LED EXTERIOR AREA LIGHTS - LED fixture (200W) | 0.2232% | 0 | 6.4613 | Commercial_2030_Technical_MW_Before Competition Groups_LED EXTERIOR AREA LIGHTS - LED fixture (200W)
Commercial | Com ¦ Vertical Night Covers | 2030 | Achievable | MW | Before Competition Groups | 1.9015 | 0 | 0 | 877.9366 | 0.0021658 | 38 | Commercial_2030_Achievable_MW_Before Competition Groups_38 | Vertical Night Covers | 0.2166% | 0 | 1.9015 | Commercial_2030_Achievable_MW_Before Competition Groups_Vertical Night Covers
Commercial | Com ¦ Water Source Heat Pump (4 ton) | 2030 | Technical | MW | Before Competition Groups | 6.2384 | 0 | 0 | 2895.1537 | 0.0021548 | 49 | Commercial_2030_Technical_MW_Before Competition Groups_49 | Water Source Heat Pump (4 ton) | 0.2155% | 0 | 6.2384 | Commercial_2030_Technical_MW_Before Competition Groups_Water Source Heat Pump (4 ton)
Commercial | Com ¦ LED parking lot fixture | 2030 | Technical | MW | Before Competition Groups | 6.2149 | 0 | 0 | 2895.1537 | 0.0021466 | 50 | Commercial_2030_Technical_MW_Before Competition Groups_50 | LED parking lot fixture | 0.2147% | 0 | 6.2149 | Commercial_2030_Technical_MW_Before Competition Groups_LED parking lot fixture
Commercial | Com ¦ Energy Efficient Laboratory Fume Hood | 2030 | Achievable | MW | Before Competition Groups | 1.868 | 0 | 0 | 877.9366 | 0.0021277 | 39 | Commercial_2030_Achievable_MW_Before Competition Groups_39 | Energy Efficient Laboratory Fume Hood | 0.2128% | 0 | 1.868 | Commercial_2030_Achievable_MW_Before Competition Groups_Energy Efficient Laboratory Fume Hood
Commercial | Com ¦ LED street light fixture | 2030 | Economic | MW | Before Competition Groups | 3.9518 | 0 | 0 | 1887.1707 | 0.0020941 | 38 | Commercial_2030_Economic_MW_Before Competition Groups_38 | LED street light fixture | 0.2094% | 0 | 3.9518 | Commercial_2030_Economic_MW_Before Competition Groups_LED street light fixture
Commercial | Com ¦ Duct Insulation, R8 | 2030 | Technical | MW | Before Competition Groups | 6.0059 | 0 | 0 | 2895.1537 | 0.0020745 | 51 | Commercial_2030_Technical_MW_Before Competition Groups_51 | Duct Insulation, R8 | 0.2074% | 0 | 6.0059 | Commercial_2030_Technical_MW_Before Competition Groups_Duct Insulation, R8
Commercial | Com ¦ CO Sensors for parking garage exhaust fans | 2030 | Achievable | MW | Before Competition Groups | 1.799 | 0 | 0 | 877.9366 | 0.0020491 | 40 | Commercial_2030_Achievable_MW_Before Competition Groups_40 | CO Sensors for parking garage exhaust fans | 0.2049% | 0 | 1.799 | Commercial_2030_Achievable_MW_Before Competition Groups_CO Sensors for parking garage exhaust fans
Commercial | Com ¦ Networked/Connected - Low Impact Application | 2030 | Economic | MW | Before Competition Groups | 3.8528 | 0 | 0 | 1887.1707 | 0.0020415 | 39 | Commercial_2030_Economic_MW_Before Competition Groups_39 | Networked/Connected - Low Impact Application | 0.2042% | 0 | 3.8528 | Commercial_2030_Economic_MW_Before Competition Groups_Networked/Connected - Low Impact Application
Commercial | Com ¦ Occupancy Sensors | 2030 | Achievable | MW | Before Competition Groups | 1.7859 | 0 | 0 | 877.9366 | 0.0020342 | 41 | Commercial_2030_Achievable_MW_Before Competition Groups_41 | Occupancy Sensors | 0.2034% | 0 | 1.7859 | Commercial_2030_Achievable_MW_Before Competition Groups_Occupancy Sensors
Commercial | Com ¦ Temperature Adjustment in Commercial Freezers | 2030 | Economic | MW | Before Competition Groups | 3.6725 | 0 | 0 | 1887.1707 | 0.001946 | 40 | Commercial_2030_Economic_MW_Before Competition Groups_40 | Temperature Adjustment in Commercial Freezers | 0.1946% | 0 | 3.6725 | Commercial_2030_Economic_MW_Before Competition Groups_Temperature Adjustment in Commercial Freezers
Commercial | Com ¦ Condensing Make Up Air Unit | 2030 | Achievable | MW | Before Competition Groups | 1.7062 | 0 | 0 | 877.9366 | 0.0019435 | 42 | Commercial_2030_Achievable_MW_Before Competition Groups_42 | Condensing Make Up Air Unit | 0.1943% | 0 | 1.7062 | Commercial_2030_Achievable_MW_Before Competition Groups_Condensing Make Up Air Unit
Commercial | Com ¦ Condensing Make Up Air Unit | 2030 | Economic | MW | Before Competition Groups | 3.5385 | 0 | 0 | 1887.1707 | 0.001875 | 41 | Commercial_2030_Economic_MW_Before Competition Groups_41 | Condensing Make Up Air Unit | 0.1875% | 0 | 3.5385 | Commercial_2030_Economic_MW_Before Competition Groups_Condensing Make Up Air Unit
Commercial | Com ¦ Networked/Connected - High Impact Application | 2030 | Economic | MW | Before Competition Groups | 3.2191 | 0 | 0 | 1887.1707 | 0.0017058 | 42 | Commercial_2030_Economic_MW_Before Competition Groups_42 | Networked/Connected - High Impact Application | 0.1706% | 0 | 3.2191 | Commercial_2030_Economic_MW_Before Competition Groups_Networked/Connected - High Impact Application
Commercial | Com ¦ CO Sensors for parking garage exhaust fans | 2030 | Economic | MW | Before Competition Groups | 3.1704 | 0 | 0 | 1887.1707 | 0.00168 | 43 | Commercial_2030_Economic_MW_Before Competition Groups_43 | CO Sensors for parking garage exhaust fans | 0.168% | 0 | 3.1704 | Commercial_2030_Economic_MW_Before Competition Groups_CO Sensors for parking garage exhaust fans
Commercial | Com ¦ Refrigerated Display Case LED | 2030 | Economic | MW | Before Competition Groups | 3.1617 | 0 | 0 | 1887.1707 | 0.0016754 | 44 | Commercial_2030_Economic_MW_Before Competition Groups_44 | Refrigerated Display Case LED | 0.1675% | 0 | 3.1617 | Commercial_2030_Economic_MW_Before Competition Groups_Refrigerated Display Case LED
Commercial | Com ¦ Water Heating (DHW) Pipe Insulation (Add 3/4\ Foam)" | 2030 | Achievable | MW | Before Competition Groups | 1.4422 | 0 | 0 | 877.9366 | 0.0016427 | 43 | Commercial_2030_Achievable_MW_Before Competition Groups_43 | Water Heating (DHW) Pipe Insulation (Add 3/4\ Foam)" | 0.1643% | 0 | 1.4422 | Commercial_2030_Achievable_MW_Before Competition Groups_Water Heating (DHW) Pipe Insulation (Add 3/4\ Foam)"
Commercial | Com ¦ ENERGY STAR Griddle (74% eff) | 2030 | Technical | MW | Before Competition Groups | 4.6833 | 0 | 0 | 2895.1537 | 0.0016176 | 52 | Commercial_2030_Technical_MW_Before Competition Groups_52 | ENERGY STAR Griddle (74% eff) | 0.1618% | 0 | 4.6833 | Commercial_2030_Technical_MW_Before Competition Groups_ENERGY STAR Griddle (74% eff)
Commercial | Com ¦ Vertical Night Covers | 2030 | Economic | MW | Before Competition Groups | 3.0506 | 0 | 0 | 1887.1707 | 0.0016165 | 45 | Commercial_2030_Economic_MW_Before Competition Groups_45 | Vertical Night Covers | 0.1616% | 0 | 3.0506 | Commercial_2030_Economic_MW_Before Competition Groups_Vertical Night Covers
Commercial | Com ¦ Elec Storage WH 2.30 Et | 2030 | Technical | MW | Before Competition Groups | 4.6458 | 0 | 0 | 2895.1537 | 0.0016047 | 53 | Commercial_2030_Technical_MW_Before Competition Groups_53 | Elec Storage WH 2.30 Et | 0.1605% | 0 | 4.6458 | Commercial_2030_Technical_MW_Before Competition Groups_Elec Storage WH 2.30 Et
Commercial | Com ¦ BEVERAGE VENDING MACHINE CONTROLS | 2030 | Technical | MW | Before Competition Groups | 4.5836 | 0 | 0 | 2895.1537 | 0.0015832 | 54 | Commercial_2030_Technical_MW_Before Competition Groups_54 | BEVERAGE VENDING MACHINE CONTROLS | 0.1583% | 0 | 4.5836 | Commercial_2030_Technical_MW_Before Competition Groups_BEVERAGE VENDING MACHINE CONTROLS
Commercial | Com ¦ Energy Efficient Laboratory Fume Hood | 2030 | Economic | MW | Before Competition Groups | 2.9536 | 0 | 0 | 1887.1707 | 0.0015651 | 46 | Commercial_2030_Economic_MW_Before Competition Groups_46 | Energy Efficient Laboratory Fume Hood | 0.1565% | 0 | 2.9536 | Commercial_2030_Economic_MW_Before Competition Groups_Energy Efficient Laboratory Fume Hood
Commercial | Com ¦ Condensing Make Up Air Unit | 2030 | Technical | MW | Before Competition Groups | 4.4171 | 0 | 0 | 2895.1537 | 0.0015257 | 55 | Commercial_2030_Technical_MW_Before Competition Groups_55 | Condensing Make Up Air Unit | 0.1526% | 0 | 4.4171 | Commercial_2030_Technical_MW_Before Competition Groups_Condensing Make Up Air Unit
Commercial | Com ¦ Super-High Efficiency Furnaces (Emerging Tech) | 2030 | Technical | MW | Before Competition Groups | 4.2374 | 0 | 0 | 2895.1537 | 0.0014636 | 56 | Commercial_2030_Technical_MW_Before Competition Groups_56 | Super-High Efficiency Furnaces (Emerging Tech) | 0.1464% | 0 | 4.2374 | Commercial_2030_Technical_MW_Before Competition Groups_Super-High Efficiency Furnaces (Emerging Tech)
Commercial | Com ¦ LED street light fixture | 2030 | Technical | MW | Before Competition Groups | 3.9518 | 0 | 0 | 2895.1537 | 0.001365 | 57 | Commercial_2030_Technical_MW_Before Competition Groups_57 | LED street light fixture | 0.1365% | 0 | 3.9518 | Commercial_2030_Technical_MW_Before Competition Groups_LED street light fixture
Commercial | Com ¦ Outside Air Economizer | 2030 | Achievable | MW | Before Competition Groups | 1.177 | 0 | 0 | 877.9366 | 0.0013407 | 44 | Commercial_2030_Achievable_MW_Before Competition Groups_44 | Outside Air Economizer | 0.1341% | 0 | 1.177 | Commercial_2030_Achievable_MW_Before Competition Groups_Outside Air Economizer
Commercial | Com ¦ Roof Insulation/Ceiling Insulation (R25 Code to R35) | 2030 | Technical | MW | Before Competition Groups | 3.8716 | 0 | 0 | 2895.1537 | 0.0013373 | 58 | Commercial_2030_Technical_MW_Before Competition Groups_58 | Roof Insulation/Ceiling Insulation (R25 Code to R35) | 0.1337% | 0 | 3.8716 | Commercial_2030_Technical_MW_Before Competition Groups_Roof Insulation/Ceiling Insulation (R25 Code to R35)
Commercial | Com ¦ Temperature Adjustment in Commercial Freezers | 2030 | Technical | MW | Before Competition Groups | 3.6725 | 0 | 0 | 2895.1537 | 0.0012685 | 59 | Commercial_2030_Technical_MW_Before Competition Groups_59 | Temperature Adjustment in Commercial Freezers | 0.1268% | 0 | 3.6725 | Commercial_2030_Technical_MW_Before Competition Groups_Temperature Adjustment in Commercial Freezers
Commercial | Com ¦ Water Heating (DHW) Pipe Insulation (Add 3/4\ Foam)" | 2030 | Economic | MW | Before Competition Groups | 2.3022 | 0 | 0 | 1887.1707 | 0.0012199 | 47 | Commercial_2030_Economic_MW_Before Competition Groups_47 | Water Heating (DHW) Pipe Insulation (Add 3/4\ Foam)" | 0.122% | 0 | 2.3022 | Commercial_2030_Economic_MW_Before Competition Groups_Water Heating (DHW) Pipe Insulation (Add 3/4\ Foam)"
Commercial | Com ¦ Anti-sweat heat (ASH) controls - Cooler/Freezer | 2030 | Technical | MW | Before Competition Groups | 3.2652 | 0 | 0 | 2895.1537 | 0.0011278 | 60 | Commercial_2030_Technical_MW_Before Competition Groups_60 | Anti-sweat heat (ASH) controls - Cooler/Freezer | 0.1128% | 0 | 3.2652 | Commercial_2030_Technical_MW_Before Competition Groups_Anti-sweat heat (ASH) controls - Cooler/Freezer
Commercial | Com ¦ Suction Pipe Insulation Freezer/Refrigerator | 2030 | Achievable | MW | Before Competition Groups | 0.98628 | 0 | 0 | 877.9366 | 0.0011234 | 45 | Commercial_2030_Achievable_MW_Before Competition Groups_45 | Suction Pipe Insulation Freezer/Refrigerator | 0.1123% | 0 | 0.98628 | Commercial_2030_Achievable_MW_Before Competition Groups_Suction Pipe Insulation Freezer/Refrigerator
Commercial | Com ¦ CO Sensors for parking garage exhaust fans | 2030 | Technical | MW | Before Competition Groups | 3.1704 | 0 | 0 | 2895.1537 | 0.0010951 | 61 | Commercial_2030_Technical_MW_Before Competition Groups_61 | CO Sensors for parking garage exhaust fans | 0.1095% | 0 | 3.1704 | Commercial_2030_Technical_MW_Before Competition Groups_CO Sensors for parking garage exhaust fans
Commercial | Com ¦ Vertical Night Covers | 2030 | Technical | MW | Before Competition Groups | 3.0506 | 0 | 0 | 2895.1537 | 0.0010537 | 62 | Commercial_2030_Technical_MW_Before Competition Groups_62 | Vertical Night Covers | 0.1054% | 0 | 3.0506 | Commercial_2030_Technical_MW_Before Competition Groups_Vertical Night Covers
Commercial | Com ¦ Energy Efficient Laboratory Fume Hood | 2030 | Technical | MW | Before Competition Groups | 2.9536 | 0 | 0 | 2895.1537 | 0.0010202 | 63 | Commercial_2030_Technical_MW_Before Competition Groups_63 | Energy Efficient Laboratory Fume Hood | 0.102% | 0 | 2.9536 | Commercial_2030_Technical_MW_Before Competition Groups_Energy Efficient Laboratory Fume Hood
Commercial | Com ¦ Outside Air Economizer | 2030 | Economic | MW | Before Competition Groups | 1.8427 | 0 | 0 | 1887.1707 | 0.00097641 | 48 | Commercial_2030_Economic_MW_Before Competition Groups_48 | Outside Air Economizer | 0.09764% | 0 | 1.8427 | Commercial_2030_Economic_MW_Before Competition Groups_Outside Air Economizer
Commercial | Com ¦ ENERGY STAR Fryer (84% eff) | 2030 | Achievable | MW | Before Competition Groups | 0.80029 | 0 | 0 | 877.9366 | 0.00091156 | 46 | Commercial_2030_Achievable_MW_Before Competition Groups_46 | ENERGY STAR Fryer (84% eff) | 0.09116% | 0 | 0.80029 | Commercial_2030_Achievable_MW_Before Competition Groups_ENERGY STAR Fryer (84% eff)
Commercial | Com ¦ Suction Pipe Insulation Freezer/Refrigerator | 2030 | Economic | MW | Before Competition Groups | 1.5802 | 0 | 0 | 1887.1707 | 0.00083736 | 49 | Commercial_2030_Economic_MW_Before Competition Groups_49 | Suction Pipe Insulation Freezer/Refrigerator | 0.08374% | 0 | 1.5802 | Commercial_2030_Economic_MW_Before Competition Groups_Suction Pipe Insulation Freezer/Refrigerator
Commercial | Com ¦ Water Heating (DHW) Pipe Insulation (Add 3/4\ Foam)" | 2030 | Technical | MW | Before Competition Groups | 2.3022 | 0 | 0 | 2895.1537 | 0.0007952 | 64 | Commercial_2030_Technical_MW_Before Competition Groups_64 | Water Heating (DHW) Pipe Insulation (Add 3/4\ Foam)" | 0.07952% | 0 | 2.3022 | Commercial_2030_Technical_MW_Before Competition Groups_Water Heating (DHW) Pipe Insulation (Add 3/4\ Foam)"
Commercial | Com ¦ ENERGY STAR Fryer (84% eff) | 2030 | Economic | MW | Before Competition Groups | 1.3679 | 0 | 0 | 1887.1707 | 0.00072486 | 50 | Commercial_2030_Economic_MW_Before Competition Groups_50 | ENERGY STAR Fryer (84% eff) | 0.07249% | 0 | 1.3679 | Commercial_2030_Economic_MW_Before Competition Groups_ENERGY STAR Fryer (84% eff)
Commercial | Com ¦ ENERGY STAR Dishwasher | 2030 | Economic | MW | Before Competition Groups | 1.2905 | 0 | 0 | 1887.1707 | 0.00068383 | 51 | Commercial_2030_Economic_MW_Before Competition Groups_51 | ENERGY STAR Dishwasher | 0.06838% | 0 | 1.2905 | Commercial_2030_Economic_MW_Before Competition Groups_ENERGY STAR Dishwasher
Commercial | Com ¦ Outside Air Economizer | 2030 | Technical | MW | Before Competition Groups | 1.8427 | 0 | 0 | 2895.1537 | 0.00063646 | 65 | Commercial_2030_Technical_MW_Before Competition Groups_65 | Outside Air Economizer | 0.06365% | 0 | 1.8427 | Commercial_2030_Technical_MW_Before Competition Groups_Outside Air Economizer
Commercial | Com ¦ Thermostat Setback | 2030 | Achievable | MW | Before Competition Groups | 0.5489 | 0 | 0 | 877.9366 | 0.00062521 | 47 | Commercial_2030_Achievable_MW_Before Competition Groups_47 | Thermostat Setback | 0.06252% | 0 | 0.5489 | Commercial_2030_Achievable_MW_Before Competition Groups_Thermostat Setback
Commercial | Com ¦ ENERGY STAR Steam Cookers | 2030 | Achievable | MW | Before Competition Groups | 0.50231 | 0 | 0 | 877.9366 | 0.00057215 | 48 | Commercial_2030_Achievable_MW_Before Competition Groups_48 | ENERGY STAR Steam Cookers | 0.05721% | 0 | 0.50231 | Commercial_2030_Achievable_MW_Before Competition Groups_ENERGY STAR Steam Cookers
Commercial | Com ¦ Suction Pipe Insulation Freezer/Refrigerator | 2030 | Technical | MW | Before Competition Groups | 1.5802 | 0 | 0 | 2895.1537 | 0.00054582 | 66 | Commercial_2030_Technical_MW_Before Competition Groups_66 | Suction Pipe Insulation Freezer/Refrigerator | 0.05458% | 0 | 1.5802 | Commercial_2030_Technical_MW_Before Competition Groups_Suction Pipe Insulation Freezer/Refrigerator
Commercial | Com ¦ Ozone Laundry Treatment | 2030 | Achievable | MW | Before Competition Groups | 0.44268 | 0 | 0 | 877.9366 | 0.00050422 | 49 | Commercial_2030_Achievable_MW_Before Competition Groups_49 | Ozone Laundry Treatment | 0.05042% | 0 | 0.44268 | Commercial_2030_Achievable_MW_Before Competition Groups_Ozone Laundry Treatment
Commercial | Com ¦ ENERGY STAR Fryer (84% eff) | 2030 | Technical | MW | Before Competition Groups | 1.3679 | 0 | 0 | 2895.1537 | 0.00047249 | 67 | Commercial_2030_Technical_MW_Before Competition Groups_67 | ENERGY STAR Fryer (84% eff) | 0.04725% | 0 | 1.3679 | Commercial_2030_Technical_MW_Before Competition Groups_ENERGY STAR Fryer (84% eff)
Commercial | Com ¦ ENERGY STAR Steam Cookers | 2030 | Economic | MW | Before Competition Groups | 0.87922 | 0 | 0 | 1887.1707 | 0.00046589 | 52 | Commercial_2030_Economic_MW_Before Competition Groups_52 | ENERGY STAR Steam Cookers | 0.04659% | 0 | 0.87922 | Commercial_2030_Economic_MW_Before Competition Groups_ENERGY STAR Steam Cookers
Commercial | Com ¦ Evaporator Coil Defrost (Cooler) | 2030 | Technical | MW | Before Competition Groups | 1.3455 | 0 | 0 | 2895.1537 | 0.00046473 | 68 | Commercial_2030_Technical_MW_Before Competition Groups_68 | Evaporator Coil Defrost (Cooler) | 0.04647% | 0 | 1.3455 | Commercial_2030_Technical_MW_Before Competition Groups_Evaporator Coil Defrost (Cooler)
Commercial | Com ¦ High Efficiency Small Instantaneous Water Heater | 2030 | Technical | MW | Before Competition Groups | 1.3225 | 0 | 0 | 2895.1537 | 0.00045681 | 69 | Commercial_2030_Technical_MW_Before Competition Groups_69 | High Efficiency Small Instantaneous Water Heater | 0.04568% | 0 | 1.3225 | Commercial_2030_Technical_MW_Before Competition Groups_High Efficiency Small Instantaneous Water Heater
Commercial | Com ¦ LED RECESSED DOWNLIGHTS | 2030 | Technical | MW | Before Competition Groups | 1.2928 | 0 | 0 | 2895.1537 | 0.00044654 | 70 | Commercial_2030_Technical_MW_Before Competition Groups_70 | LED RECESSED DOWNLIGHTS | 0.04465% | 0 | 1.2928 | Commercial_2030_Technical_MW_Before Competition Groups_LED RECESSED DOWNLIGHTS
Commercial | Com ¦ ENERGY STAR Dishwasher | 2030 | Technical | MW | Before Competition Groups | 1.2905 | 0 | 0 | 2895.1537 | 0.00044575 | 71 | Commercial_2030_Technical_MW_Before Competition Groups_71 | ENERGY STAR Dishwasher | 0.04457% | 0 | 1.2905 | Commercial_2030_Technical_MW_Before Competition Groups_ENERGY STAR Dishwasher
Commercial | Com ¦ ENERGY STAR Dishwasher | 2030 | Achievable | MW | Before Competition Groups | 0.39089 | 0 | 0 | 877.9366 | 0.00044524 | 50 | Commercial_2030_Achievable_MW_Before Competition Groups_50 | ENERGY STAR Dishwasher | 0.04452% | 0 | 0.39089 | Commercial_2030_Achievable_MW_Before Competition Groups_ENERGY STAR Dishwasher
Commercial | Com ¦ Room AC (w/ louvered sides) 14 SEER from 12 SEER code | 2030 | Technical | MW | Before Competition Groups | 1.186 | 0 | 0 | 2895.1537 | 0.00040966 | 72 | Commercial_2030_Technical_MW_Before Competition Groups_72 | Room AC (w/ louvered sides) 14 SEER from 12 SEER code | 0.04097% | 0 | 1.186 | Commercial_2030_Technical_MW_Before Competition Groups_Room AC (w/ louvered sides) 14 SEER from 12 SEER code
Commercial | Com ¦ Ozone Laundry Treatment | 2030 | Economic | MW | Before Competition Groups | 0.76614 | 0 | 0 | 1887.1707 | 0.00040597 | 53 | Commercial_2030_Economic_MW_Before Competition Groups_53 | Ozone Laundry Treatment | 0.0406% | 0 | 0.76614 | Commercial_2030_Economic_MW_Before Competition Groups_Ozone Laundry Treatment
Commercial | Com ¦ Thermostat Setback | 2030 | Economic | MW | Before Competition Groups | 0.63047 | 0 | 0 | 1887.1707 | 0.00033408 | 54 | Commercial_2030_Economic_MW_Before Competition Groups_54 | Thermostat Setback | 0.03341% | 0 | 0.63047 | Commercial_2030_Economic_MW_Before Competition Groups_Thermostat Setback
Commercial | Com ¦ High Efficiency Small Instantaneous Water Heater | 2030 | Economic | MW | Before Competition Groups | 0.60396 | 0 | 0 | 1887.1707 | 0.00032004 | 55 | Commercial_2030_Economic_MW_Before Competition Groups_55 | High Efficiency Small Instantaneous Water Heater | 0.032% | 0 | 0.60396 | Commercial_2030_Economic_MW_Before Competition Groups_High Efficiency Small Instantaneous Water Heater
Commercial | Com ¦ ENERGY STAR Steam Cookers | 2030 | Technical | MW | Before Competition Groups | 0.87922 | 0 | 0 | 2895.1537 | 0.00030369 | 73 | Commercial_2030_Technical_MW_Before Competition Groups_73 | ENERGY STAR Steam Cookers | 0.03037% | 0 | 0.87922 | Commercial_2030_Technical_MW_Before Competition Groups_ENERGY STAR Steam Cookers
Commercial | Com ¦ Ozone Laundry Treatment | 2030 | Technical | MW | Before Competition Groups | 0.76614 | 0 | 0 | 2895.1537 | 0.00026463 | 74 | Commercial_2030_Technical_MW_Before Competition Groups_74 | Ozone Laundry Treatment | 0.02646% | 0 | 0.76614 | Commercial_2030_Technical_MW_Before Competition Groups_Ozone Laundry Treatment
Commercial | Com ¦ Wall Insulation | 2030 | Technical | MW | Before Competition Groups | 0.72044 | 0 | 0 | 2895.1537 | 0.00024884 | 75 | Commercial_2030_Technical_MW_Before Competition Groups_75 | Wall Insulation | 0.02488% | 0 | 0.72044 | Commercial_2030_Technical_MW_Before Competition Groups_Wall Insulation
Commercial | Com ¦ Solar Preheat Make up Air | 2030 | Technical | MW | Before Competition Groups | 0.71279 | 0 | 0 | 2895.1537 | 0.0002462 | 76 | Commercial_2030_Technical_MW_Before Competition Groups_76 | Solar Preheat Make up Air | 0.02462% | 0 | 0.71279 | Commercial_2030_Technical_MW_Before Competition Groups_Solar Preheat Make up Air
Commercial | Com ¦ PTAC (12 EER/10,000 BTU) | 2030 | Economic | MW | Before Competition Groups | 0.44927 | 0 | 0 | 1887.1707 | 0.00023807 | 56 | Commercial_2030_Economic_MW_Before Competition Groups_56 | PTAC (12 EER/10,000 BTU) | 0.02381% | 0 | 0.44927 | Commercial_2030_Economic_MW_Before Competition Groups_PTAC (12 EER/10,000 BTU)
Commercial | Com ¦ SYNCHRONOUS BELT | 2030 | Technical | MW | Before Competition Groups | 0.65835 | 0 | 0 | 2895.1537 | 0.0002274 | 77 | Commercial_2030_Technical_MW_Before Competition Groups_77 | SYNCHRONOUS BELT | 0.02274% | 0 | 0.65835 | Commercial_2030_Technical_MW_Before Competition Groups_SYNCHRONOUS BELT
Commercial | Com ¦ Thermostat Setback | 2030 | Technical | MW | Before Competition Groups | 0.63047 | 0 | 0 | 2895.1537 | 0.00021777 | 78 | Commercial_2030_Technical_MW_Before Competition Groups_78 | Thermostat Setback | 0.02178% | 0 | 0.63047 | Commercial_2030_Technical_MW_Before Competition Groups_Thermostat Setback
Commercial | Com ¦ ECM MOTORS FOR HVAC APPLICATION (FAN-POWERED VAV BOX) | 2030 | Achievable | MW | Before Competition Groups | 0.18253 | 0 | 0 | 877.9366 | 0.00020791 | 51 | Commercial_2030_Achievable_MW_Before Competition Groups_51 | ECM MOTORS FOR HVAC APPLICATION (FAN-POWERED VAV BOX) | 0.02079% | 0 | 0.18253 | Commercial_2030_Achievable_MW_Before Competition Groups_ECM MOTORS FOR HVAC APPLICATION (FAN-POWERED VAV BOX)
Commercial | Com ¦ Efficient compressor motor | 2030 | Technical | MW | Before Competition Groups | 0.54375 | 0 | 0 | 2895.1537 | 0.00018782 | 79 | Commercial_2030_Technical_MW_Before Competition Groups_79 | Efficient compressor motor | 0.01878% | 0 | 0.54375 | Commercial_2030_Technical_MW_Before Competition Groups_Efficient compressor motor
Commercial | Com ¦ PTAC (12 EER/10,000 BTU) | 2030 | Technical | MW | Before Competition Groups | 0.50774 | 0 | 0 | 2895.1537 | 0.00017538 | 80 | Commercial_2030_Technical_MW_Before Competition Groups_80 | PTAC (12 EER/10,000 BTU) | 0.01754% | 0 | 0.50774 | Commercial_2030_Technical_MW_Before Competition Groups_PTAC (12 EER/10,000 BTU)
Commercial | Com ¦ ECM MOTORS FOR HVAC APPLICATION (FAN-POWERED VAV BOX) | 2030 | Economic | MW | Before Competition Groups | 0.30323 | 0 | 0 | 1887.1707 | 0.00016068 | 57 | Commercial_2030_Economic_MW_Before Competition Groups_57 | ECM MOTORS FOR HVAC APPLICATION (FAN-POWERED VAV BOX) | 0.01607% | 0 | 0.30323 | Commercial_2030_Economic_MW_Before Competition Groups_ECM MOTORS FOR HVAC APPLICATION (FAN-POWERED VAV BOX)
Commercial | Com ¦ Solar Water Preheat (Pools/DHW) | 2030 | Economic | MW | Before Competition Groups | 0.26823 | 0 | 0 | 1887.1707 | 0.00014213 | 58 | Commercial_2030_Economic_MW_Before Competition Groups_58 | Solar Water Preheat (Pools/DHW) | 0.01421% | 0 | 0.26823 | Commercial_2030_Economic_MW_Before Competition Groups_Solar Water Preheat (Pools/DHW)
Commercial | Com ¦ PTAC (12 EER/10,000 BTU) | 2030 | Achievable | MW | Before Competition Groups | 0.12376 | 0 | 0 | 877.9366 | 0.00014096 | 52 | Commercial_2030_Achievable_MW_Before Competition Groups_52 | PTAC (12 EER/10,000 BTU) | 0.0141% | 0 | 0.12376 | Commercial_2030_Achievable_MW_Before Competition Groups_PTAC (12 EER/10,000 BTU)
Commercial | COM ¦ Ductless Mini-Split Heat Pumps | 2030 | Economic | MW | Before Competition Groups | 0.25676 | 0 | 0 | 1887.1707 | 0.00013606 | 59 | Commercial_2030_Economic_MW_Before Competition Groups_59 | Ductless Mini-Split Heat Pumps | 0.01361% | 0 | 0.25676 | Commercial_2030_Economic_MW_Before Competition Groups_Ductless Mini-Split Heat Pumps
Commercial | COM ¦ Ductless Mini-Split Heat Pumps | 2030 | Achievable | MW | Before Competition Groups | 0.11013 | 0 | 0 | 877.9366 | 0.00012545 | 53 | Commercial_2030_Achievable_MW_Before Competition Groups_53 | Ductless Mini-Split Heat Pumps | 0.01254% | 0 | 0.11013 | Commercial_2030_Achievable_MW_Before Competition Groups_Ductless Mini-Split Heat Pumps
Commercial | Com ¦ Auto Off Time Switch or Time Clock control | 2030 | Achievable | MW | Before Competition Groups | 0.10126 | 0 | 0 | 877.9366 | 0.00011534 | 54 | Commercial_2030_Achievable_MW_Before Competition Groups_54 | Auto Off Time Switch or Time Clock control | 0.01153% | 0 | 0.10126 | Commercial_2030_Achievable_MW_Before Competition Groups_Auto Off Time Switch or Time Clock control
Commercial | Com ¦ Demand controlled Circulating Systems | 2030 | Achievable | MW | Before Competition Groups | 0.099952 | 0 | 0 | 877.9366 | 0.00011385 | 55 | Commercial_2030_Achievable_MW_Before Competition Groups_55 | Demand controlled Circulating Systems | 0.01138% | 0 | 0.099952 | Commercial_2030_Achievable_MW_Before Competition Groups_Demand controlled Circulating Systems
Commercial | Com ¦ Notched V belts for HVAC Systems | 2030 | Technical | MW | Before Competition Groups | 0.32918 | 0 | 0 | 2895.1537 | 0.0001137 | 81 | Commercial_2030_Technical_MW_Before Competition Groups_81 | Notched V belts for HVAC Systems | 0.01137% | 0 | 0.32918 | Commercial_2030_Technical_MW_Before Competition Groups_Notched V belts for HVAC Systems
Commercial | Com ¦ ECM MOTORS FOR HVAC APPLICATION (FAN-POWERED VAV BOX) | 2030 | Technical | MW | Before Competition Groups | 0.30432 | 0 | 0 | 2895.1537 | 0.00010511 | 82 | Commercial_2030_Technical_MW_Before Competition Groups_82 | ECM MOTORS FOR HVAC APPLICATION (FAN-POWERED VAV BOX) | 0.01051% | 0 | 0.30432 | Commercial_2030_Technical_MW_Before Competition Groups_ECM MOTORS FOR HVAC APPLICATION (FAN-POWERED VAV BOX)
Commercial | Com ¦ Auto Off Time Switch or Time Clock control | 2030 | Economic | MW | Before Competition Groups | 0.18556 | 0 | 0 | 1887.1707 | 9.8328e-05 | 60 | Commercial_2030_Economic_MW_Before Competition Groups_60 | Auto Off Time Switch or Time Clock control | 0.009833% | 0 | 0.18556 | Commercial_2030_Economic_MW_Before Competition Groups_Auto Off Time Switch or Time Clock control
Commercial | Com ¦ CEE Tier 2/Energy Star Clothes Washers | 2030 | Achievable | MW | Before Competition Groups | 0.08515 | 0 | 0 | 877.9366 | 9.6989e-05 | 56 | Commercial_2030_Achievable_MW_Before Competition Groups_56 | CEE Tier 2/Energy Star Clothes Washers | 0.009699% | 0 | 0.08515 | Commercial_2030_Achievable_MW_Before Competition Groups_CEE Tier 2/Energy Star Clothes Washers
Commercial | Com ¦ Solar Water Preheat (Pools/DHW) | 2030 | Technical | MW | Before Competition Groups | 0.26823 | 0 | 0 | 2895.1537 | 9.2648e-05 | 83 | Commercial_2030_Technical_MW_Before Competition Groups_83 | Solar Water Preheat (Pools/DHW) | 0.009265% | 0 | 0.26823 | Commercial_2030_Technical_MW_Before Competition Groups_Solar Water Preheat (Pools/DHW)
Commercial | COM ¦ Ductless Mini-Split Heat Pumps | 2030 | Technical | MW | Before Competition Groups | 0.25676 | 0 | 0 | 2895.1537 | 8.8687e-05 | 84 | Commercial_2030_Technical_MW_Before Competition Groups_84 | Ductless Mini-Split Heat Pumps | 0.008869% | 0 | 0.25676 | Commercial_2030_Technical_MW_Before Competition Groups_Ductless Mini-Split Heat Pumps
Commercial | Com ¦ Heat Pump Water Heater (50 Gallons) | 2030 | Technical | MW | Before Competition Groups | 0.25288 | 0 | 0 | 2895.1537 | 8.7344e-05 | 85 | Commercial_2030_Technical_MW_Before Competition Groups_85 | Heat Pump Water Heater (50 Gallons) | 0.008734% | 0 | 0.25288 | Commercial_2030_Technical_MW_Before Competition Groups_Heat Pump Water Heater (50 Gallons)
Commercial | Com ¦ HVAC Optimization | 2030 | Achievable | MW | Before Competition Groups | 0.075399 | 0 | 0 | 877.9366 | 8.5883e-05 | 57 | Commercial_2030_Achievable_MW_Before Competition Groups_57 | HVAC Optimization | 0.008588% | 0 | 0.075399 | Commercial_2030_Achievable_MW_Before Competition Groups_HVAC Optimization
Commercial | Com ¦ High Efficiency Chiller (avg of water and air cooled) | 2030 | Technical | MW | Before Competition Groups | 0.24743 | 0 | 0 | 2895.1537 | 8.5462e-05 | 86 | Commercial_2030_Technical_MW_Before Competition Groups_86 | High Efficiency Chiller (avg of water and air cooled) | 0.008546% | 0 | 0.24743 | Commercial_2030_Technical_MW_Before Competition Groups_High Efficiency Chiller (avg of water and air cooled)
Commercial | Com ¦ Demand controlled Circulating Systems | 2030 | Economic | MW | Before Competition Groups | 0.15234 | 0 | 0 | 1887.1707 | 8.0726e-05 | 61 | Commercial_2030_Economic_MW_Before Competition Groups_61 | Demand controlled Circulating Systems | 0.008073% | 0 | 0.15234 | Commercial_2030_Economic_MW_Before Competition Groups_Demand controlled Circulating Systems
Commercial | Com ¦ HVAC Optimization | 2030 | Technical | MW | Before Competition Groups | 0.23106 | 0 | 0 | 2895.1537 | 7.9809e-05 | 87 | Commercial_2030_Technical_MW_Before Competition Groups_87 | HVAC Optimization | 0.007981% | 0 | 0.23106 | Commercial_2030_Technical_MW_Before Competition Groups_HVAC Optimization
Commercial | Com ¦ Solar Water Preheat (Pools/DHW) | 2030 | Achievable | MW | Before Competition Groups | 0.065553 | 0 | 0 | 877.9366 | 7.4668e-05 | 58 | Commercial_2030_Achievable_MW_Before Competition Groups_58 | Solar Water Preheat (Pools/DHW) | 0.007467% | 0 | 0.065553 | Commercial_2030_Achievable_MW_Before Competition Groups_Solar Water Preheat (Pools/DHW)
Commercial | Com ¦ HVAC Optimization | 2030 | Economic | MW | Before Competition Groups | 0.13985 | 0 | 0 | 1887.1707 | 7.4108e-05 | 62 | Commercial_2030_Economic_MW_Before Competition Groups_62 | HVAC Optimization | 0.007411% | 0 | 0.13985 | Commercial_2030_Economic_MW_Before Competition Groups_HVAC Optimization
Commercial | Com ¦ CEE Tier 2/Energy Star Clothes Washers | 2030 | Economic | MW | Before Competition Groups | 0.13521 | 0 | 0 | 1887.1707 | 7.1649e-05 | 63 | Commercial_2030_Economic_MW_Before Competition Groups_63 | CEE Tier 2/Energy Star Clothes Washers | 0.007165% | 0 | 0.13521 | Commercial_2030_Economic_MW_Before Competition Groups_CEE Tier 2/Energy Star Clothes Washers
Commercial | Com ¦ Commercial Hot Food Holding Cabinets | 2030 | Technical | MW | Before Competition Groups | 0.20461 | 0 | 0 | 2895.1537 | 7.0674e-05 | 88 | Commercial_2030_Technical_MW_Before Competition Groups_88 | Commercial Hot Food Holding Cabinets | 0.007067% | 0 | 0.20461 | Commercial_2030_Technical_MW_Before Competition Groups_Commercial Hot Food Holding Cabinets
Commercial | Com ¦ Auto Off Time Switch or Time Clock control | 2030 | Technical | MW | Before Competition Groups | 0.18556 | 0 | 0 | 2895.1537 | 6.4094e-05 | 89 | Commercial_2030_Technical_MW_Before Competition Groups_89 | Auto Off Time Switch or Time Clock control | 0.006409% | 0 | 0.18556 | Commercial_2030_Technical_MW_Before Competition Groups_Auto Off Time Switch or Time Clock control
Commercial | Com ¦ Low Flow Pre-Rinse Spray Nozzle | 2030 | Achievable | MW | Before Competition Groups | 0.054087 | 0 | 0 | 877.9366 | 6.1607e-05 | 59 | Commercial_2030_Achievable_MW_Before Competition Groups_59 | Low Flow Pre-Rinse Spray Nozzle | 0.006161% | 0 | 0.054087 | Commercial_2030_Achievable_MW_Before Competition Groups_Low Flow Pre-Rinse Spray Nozzle
Commercial | Com ¦ Demand controlled Circulating Systems | 2030 | Technical | MW | Before Competition Groups | 0.15234 | 0 | 0 | 2895.1537 | 5.262e-05 | 90 | Commercial_2030_Technical_MW_Before Competition Groups_90 | Demand controlled Circulating Systems | 0.005262% | 0 | 0.15234 | Commercial_2030_Technical_MW_Before Competition Groups_Demand controlled Circulating Systems
Commercial | Com ¦ Low Flow Pre-Rinse Spray Nozzle | 2030 | Economic | MW | Before Competition Groups | 0.098174 | 0 | 0 | 1887.1707 | 5.2022e-05 | 64 | Commercial_2030_Economic_MW_Before Competition Groups_64 | Low Flow Pre-Rinse Spray Nozzle | 0.005202% | 0 | 0.098174 | Commercial_2030_Economic_MW_Before Competition Groups_Low Flow Pre-Rinse Spray Nozzle
Commercial | Com ¦ CEE Tier 2/Energy Star Clothes Washers | 2030 | Technical | MW | Before Competition Groups | 0.13521 | 0 | 0 | 2895.1537 | 4.6704e-05 | 91 | Commercial_2030_Technical_MW_Before Competition Groups_91 | CEE Tier 2/Energy Star Clothes Washers | 0.00467% | 0 | 0.13521 | Commercial_2030_Technical_MW_Before Competition Groups_CEE Tier 2/Energy Star Clothes Washers
Commercial | Com ¦ Commercial Hot Food Holding Cabinets | 2030 | Economic | MW | Before Competition Groups | 0.077285 | 0 | 0 | 1887.1707 | 4.0953e-05 | 65 | Commercial_2030_Economic_MW_Before Competition Groups_65 | Commercial Hot Food Holding Cabinets | 0.004095% | 0 | 0.077285 | Commercial_2030_Economic_MW_Before Competition Groups_Commercial Hot Food Holding Cabinets
Commercial | Com ¦ Wall Insulation | 2030 | Achievable | MW | Before Competition Groups | 0.034612 | 0 | 0 | 877.9366 | 3.9424e-05 | 60 | Commercial_2030_Achievable_MW_Before Competition Groups_60 | Wall Insulation | 0.003942% | 0 | 0.034612 | Commercial_2030_Achievable_MW_Before Competition Groups_Wall Insulation
Commercial | Com ¦ Condensing Unit Heaters or other Efficient Unit Heating System | 2030 | Achievable | MW | Before Competition Groups | 0.032784 | 0 | 0 | 877.9366 | 3.7342e-05 | 61 | Commercial_2030_Achievable_MW_Before Competition Groups_61 | Condensing Unit Heaters or other Efficient Unit Heating System | 0.003734% | 0 | 0.032784 | Commercial_2030_Achievable_MW_Before Competition Groups_Condensing Unit Heaters or other Efficient Unit Heating System
Commercial | Com ¦ Commercial Hot Food Holding Cabinets | 2030 | Achievable | MW | Before Competition Groups | 0.031688 | 0 | 0 | 877.9366 | 3.6094e-05 | 62 | Commercial_2030_Achievable_MW_Before Competition Groups_62 | Commercial Hot Food Holding Cabinets | 0.003609% | 0 | 0.031688 | Commercial_2030_Achievable_MW_Before Competition Groups_Commercial Hot Food Holding Cabinets
Commercial | Com ¦ Solar Electric Water Heater (50 Gallon) | 2030 | Technical | MW | Before Competition Groups | 0.10367 | 0 | 0 | 2895.1537 | 3.5807e-05 | 92 | Commercial_2030_Technical_MW_Before Competition Groups_92 | Solar Electric Water Heater (50 Gallon) | 0.003581% | 0 | 0.10367 | Commercial_2030_Technical_MW_Before Competition Groups_Solar Electric Water Heater (50 Gallon)
Commercial | Com ¦ Low Flow Pre-Rinse Spray Nozzle | 2030 | Technical | MW | Before Competition Groups | 0.098174 | 0 | 0 | 2895.1537 | 3.391e-05 | 93 | Commercial_2030_Technical_MW_Before Competition Groups_93 | Low Flow Pre-Rinse Spray Nozzle | 0.003391% | 0 | 0.098174 | Commercial_2030_Technical_MW_Before Competition Groups_Low Flow Pre-Rinse Spray Nozzle
Commercial | Com ¦ Wall Insulation | 2030 | Economic | MW | Before Competition Groups | 0.056654 | 0 | 0 | 1887.1707 | 3.0021e-05 | 66 | Commercial_2030_Economic_MW_Before Competition Groups_66 | Wall Insulation | 0.003002% | 0 | 0.056654 | Commercial_2030_Economic_MW_Before Competition Groups_Wall Insulation
Commercial | Com ¦ Condensing Unit Heaters or other Efficient Unit Heating System | 2030 | Economic | MW | Before Competition Groups | 0.052046 | 0 | 0 | 1887.1707 | 2.7579e-05 | 67 | Commercial_2030_Economic_MW_Before Competition Groups_67 | Condensing Unit Heaters or other Efficient Unit Heating System | 0.002758% | 0 | 0.052046 | Commercial_2030_Economic_MW_Before Competition Groups_Condensing Unit Heaters or other Efficient Unit Heating System
Commercial | Com ¦ LED RECESSED DOWNLIGHTS | 2030 | Economic | MW | Before Competition Groups | 0.039772 | 0 | 0 | 1887.1707 | 2.1075e-05 | 68 | Commercial_2030_Economic_MW_Before Competition Groups_68 | LED RECESSED DOWNLIGHTS | 0.002107% | 0 | 0.039772 | Commercial_2030_Economic_MW_Before Competition Groups_LED RECESSED DOWNLIGHTS
Commercial | Com ¦ High Efficiency Small Instantaneous Water Heater | 2030 | Achievable | MW | Before Competition Groups | 0.016178 | 0 | 0 | 877.9366 | 1.8427e-05 | 63 | Commercial_2030_Achievable_MW_Before Competition Groups_63 | High Efficiency Small Instantaneous Water Heater | 0.001843% | 0 | 0.016178 | Commercial_2030_Achievable_MW_Before Competition Groups_High Efficiency Small Instantaneous Water Heater
Commercial | Com ¦ Condensing Unit Heaters or other Efficient Unit Heating System | 2030 | Technical | MW | Before Competition Groups | 0.052046 | 0 | 0 | 2895.1537 | 1.7977e-05 | 94 | Commercial_2030_Technical_MW_Before Competition Groups_94 | Condensing Unit Heaters or other Efficient Unit Heating System | 0.001798% | 0 | 0.052046 | Commercial_2030_Technical_MW_Before Competition Groups_Condensing Unit Heaters or other Efficient Unit Heating System
Commercial | Com ¦ LED RECESSED DOWNLIGHTS | 2030 | Achievable | MW | Before Competition Groups | 0.013909 | 0 | 0 | 877.9366 | 1.5843e-05 | 64 | Commercial_2030_Achievable_MW_Before Competition Groups_64 | LED RECESSED DOWNLIGHTS | 0.001584% | 0 | 0.013909 | Commercial_2030_Achievable_MW_Before Competition Groups_LED RECESSED DOWNLIGHTS
Commercial | Com ¦ Room AC (w/ louvered sides) 14 SEER from 12 SEER code | 2030 | Achievable | MW | Before Competition Groups | 0.013536 | 0 | 0 | 877.9366 | 1.5418e-05 | 65 | Commercial_2030_Achievable_MW_Before Competition Groups_65 | Room AC (w/ louvered sides) 14 SEER from 12 SEER code | 0.001542% | 0 | 0.013536 | Commercial_2030_Achievable_MW_Before Competition Groups_Room AC (w/ louvered sides) 14 SEER from 12 SEER code
Commercial | Com ¦ VSD Air Compressor | 2030 | Achievable | MW | Before Competition Groups | 0.01225 | 0 | 0 | 877.9366 | 1.3954e-05 | 66 | Commercial_2030_Achievable_MW_Before Competition Groups_66 | VSD Air Compressor | 0.001395% | 0 | 0.01225 | Commercial_2030_Achievable_MW_Before Competition Groups_VSD Air Compressor
Commercial | Com ¦ Room AC (w/ louvered sides) 14 SEER from 12 SEER code | 2030 | Economic | MW | Before Competition Groups | 0.022833 | 0 | 0 | 1887.1707 | 1.2099e-05 | 69 | Commercial_2030_Economic_MW_Before Competition Groups_69 | Room AC (w/ louvered sides) 14 SEER from 12 SEER code | 0.00121% | 0 | 0.022833 | Commercial_2030_Economic_MW_Before Competition Groups_Room AC (w/ louvered sides) 14 SEER from 12 SEER code
Commercial | Com ¦ VSD Air Compressor | 2030 | Economic | MW | Before Competition Groups | 0.021676 | 0 | 0 | 1887.1707 | 1.1486e-05 | 70 | Commercial_2030_Economic_MW_Before Competition Groups_70 | VSD Air Compressor | 0.001149% | 0 | 0.021676 | Commercial_2030_Economic_MW_Before Competition Groups_VSD Air Compressor
Commercial | Com ¦ EC Plug Fan for Data Center (under cabinet) | 2030 | Technical | MW | Before Competition Groups | 0.027489 | 0 | 0 | 2895.1537 | 9.4947e-06 | 95 | Commercial_2030_Technical_MW_Before Competition Groups_95 | EC Plug Fan for Data Center (under cabinet) | 0.0009495% | 0 | 0.027489 | Commercial_2030_Technical_MW_Before Competition Groups_EC Plug Fan for Data Center (under cabinet)
Commercial | Com ¦ Energy Recovery Ventilation and Ventilation (Enhanced) | 2030 | Achievable | MW | Before Competition Groups | 0.0070028 | 0 | 0 | 877.9366 | 7.9765e-06 | 67 | Commercial_2030_Achievable_MW_Before Competition Groups_67 | Energy Recovery Ventilation and Ventilation (Enhanced) | 0.0007976% | 0 | 0.0070028 | Commercial_2030_Achievable_MW_Before Competition Groups_Energy Recovery Ventilation and Ventilation (Enhanced)
Commercial | Com ¦ VSD Air Compressor | 2030 | Technical | MW | Before Competition Groups | 0.021676 | 0 | 0 | 2895.1537 | 7.487e-06 | 96 | Commercial_2030_Technical_MW_Before Competition Groups_96 | VSD Air Compressor | 0.0007487% | 0 | 0.021676 | Commercial_2030_Technical_MW_Before Competition Groups_VSD Air Compressor
Commercial | Com ¦ High Efficiency Chiller (avg of water and air cooled) | 2030 | Achievable | MW | Before Competition Groups | 0.0064733 | 0 | 0 | 877.9366 | 7.3733e-06 | 68 | Commercial_2030_Achievable_MW_Before Competition Groups_68 | High Efficiency Chiller (avg of water and air cooled) | 0.0007373% | 0 | 0.0064733 | Commercial_2030_Achievable_MW_Before Competition Groups_High Efficiency Chiller (avg of water and air cooled)
Commercial | Com ¦ eCube | 2030 | Technical | MW | Before Competition Groups | 0.018759 | 0 | 0 | 2895.1537 | 6.4795e-06 | 97 | Commercial_2030_Technical_MW_Before Competition Groups_97 | eCube | 0.000648% | 0 | 0.018759 | Commercial_2030_Technical_MW_Before Competition Groups_eCube
Commercial | Com ¦ Exterior Photocell | 2030 | Technical | MW | Before Competition Groups | 0.016891 | 0 | 0 | 2895.1537 | 5.8344e-06 | 98 | Commercial_2030_Technical_MW_Before Competition Groups_98 | Exterior Photocell | 0.0005834% | 0 | 0.016891 | Commercial_2030_Technical_MW_Before Competition Groups_Exterior Photocell
Commercial | Com ¦ High Efficiency Chiller (avg of water and air cooled) | 2030 | Economic | MW | Before Competition Groups | 0.010449 | 0 | 0 | 1887.1707 | 5.5369e-06 | 71 | Commercial_2030_Economic_MW_Before Competition Groups_71 | High Efficiency Chiller (avg of water and air cooled) | 0.0005537% | 0 | 0.010449 | Commercial_2030_Economic_MW_Before Competition Groups_High Efficiency Chiller (avg of water and air cooled)
Commercial | Com ¦ Air Curtains | 2030 | Achievable | MW | Before Competition Groups | 0.0038889 | 0 | 0 | 877.9366 | 4.4296e-06 | 69 | Commercial_2030_Achievable_MW_Before Competition Groups_69 | Air Curtains | 0.000443% | 0 | 0.0038889 | Commercial_2030_Achievable_MW_Before Competition Groups_Air Curtains
Commercial | Com ¦ Air Curtains | 2030 | Economic | MW | Before Competition Groups | 0.0066634 | 0 | 0 | 1887.1707 | 3.5309e-06 | 72 | Commercial_2030_Economic_MW_Before Competition Groups_72 | Air Curtains | 0.0003531% | 0 | 0.0066634 | Commercial_2030_Economic_MW_Before Competition Groups_Air Curtains
Commercial | Com ¦ EC Plug Fan for Data Center (under cabinet) | 2030 | Economic | MW | Before Competition Groups | 0.0050229 | 0 | 0 | 1887.1707 | 2.6616e-06 | 73 | Commercial_2030_Economic_MW_Before Competition Groups_73 | EC Plug Fan for Data Center (under cabinet) | 0.0002662% | 0 | 0.0050229 | Commercial_2030_Economic_MW_Before Competition Groups_EC Plug Fan for Data Center (under cabinet)
Commercial | Com ¦ Air Curtains | 2030 | Technical | MW | Before Competition Groups | 0.0066634 | 0 | 0 | 2895.1537 | 2.3016e-06 | 99 | Commercial_2030_Technical_MW_Before Competition Groups_99 | Air Curtains | 0.0002302% | 0 | 0.0066634 | Commercial_2030_Technical_MW_Before Competition Groups_Air Curtains
Commercial | Com ¦ EC Plug Fan for Data Center (under cabinet) | 2030 | Achievable | MW | Before Competition Groups | 0.0014885 | 0 | 0 | 877.9366 | 1.6955e-06 | 70 | Commercial_2030_Achievable_MW_Before Competition Groups_70 | EC Plug Fan for Data Center (under cabinet) | 0.0001695% | 0 | 0.0014885 | Commercial_2030_Achievable_MW_Before Competition Groups_EC Plug Fan for Data Center (under cabinet)
Commercial | Com ¦ High Efficiency Induction Cooking | 2030 | Technical | MW | Before Competition Groups | 0.0012147 | 0 | 0 | 2895.1537 | 4.1956e-07 | 100 | Commercial_2030_Technical_MW_Before Competition Groups_100 | High Efficiency Induction Cooking | 4.196e-05% | 0 | 0.0012147 | Commercial_2030_Technical_MW_Before Competition Groups_High Efficiency Induction Cooking
Commercial | Com ¦ Electric Convection Combination Ovens | 2030 | Achievable | MW | Before Competition Groups | 0.00020499 | 0 | 0 | 877.9366 | 2.3349e-07 | 71 | Commercial_2030_Achievable_MW_Before Competition Groups_71 | Electric Convection Combination Ovens | 2.335e-05% | 0 | 0.00020499 | Commercial_2030_Achievable_MW_Before Competition Groups_Electric Convection Combination Ovens
Commercial | Com ¦ Electric Convection Combination Ovens | 2030 | Economic | MW | Before Competition Groups | 0.00028302 | 0 | 0 | 1887.1707 | 1.4997e-07 | 74 | Commercial_2030_Economic_MW_Before Competition Groups_74 | Electric Convection Combination Ovens | 1.5e-05% | 0 | 0.00028302 | Commercial_2030_Economic_MW_Before Competition Groups_Electric Convection Combination Ovens
Commercial | Com ¦ Electric Convection Combination Ovens | 2030 | Technical | MW | Before Competition Groups | 0.00028302 | 0 | 0 | 2895.1537 | 9.7757e-08 | 101 | Commercial_2030_Technical_MW_Before Competition Groups_101 | Electric Convection Combination Ovens | 9.776e-06% | 0 | 0.00028302 | Commercial_2030_Technical_MW_Before Competition Groups_Electric Convection Combination Ovens
Commercial | Com ¦ LLLC - Low Impact Application | 2030 | Achievable | MW | Before Competition Groups | 7.6148e-20 | 0 | 0 | 877.9366 | 8.6735e-23 | 72 | Commercial_2030_Achievable_MW_Before Competition Groups_72 | LLLC - Low Impact Application | 8.673e-21% | 0 | 7.6148e-20 | Commercial_2030_Achievable_MW_Before Competition Groups_LLLC - Low Impact Application
Commercial | Com ¦ LLLC - High Impact Application | 2030 | Achievable | MW | Before Competition Groups | 3.2268e-20 | 0 | 0 | 877.9366 | 3.6754e-23 | 73 | Commercial_2030_Achievable_MW_Before Competition Groups_73 | LLLC - High Impact Application | 3.675e-21% | 0 | 3.2268e-20 | Commercial_2030_Achievable_MW_Before Competition Groups_LLLC - High Impact Application
Commercial | Com ¦ Networked/Connected - High Impact Application | 2030 | Achievable | MW | Before Competition Groups | 3.1984e-22 | 0 | 0 | 877.9366 | 3.6431e-25 | 74 | Commercial_2030_Achievable_MW_Before Competition Groups_74 | Networked/Connected - High Impact Application | 3.643e-23% | 0 | 3.1984e-22 | Commercial_2030_Achievable_MW_Before Competition Groups_Networked/Connected - High Impact Application
Commercial | Com ¦ Networked/Connected - Low Impact Application | 2030 | Achievable | MW | Before Competition Groups | 1.9328e-22 | 0 | 0 | 877.9366 | 2.2015e-25 | 75 | Commercial_2030_Achievable_MW_Before Competition Groups_75 | Networked/Connected - Low Impact Application | 2.202e-23% | 0 | 1.9328e-22 | Commercial_2030_Achievable_MW_Before Competition Groups_Networked/Connected - Low Impact Application
Commercial | Com ¦ Door Gasket Freezer/Refrigerator | 2030 | Achievable | MW | Before Competition Groups | 0 | 0 | 0 | 877.9366 | 0 | 76 | Commercial_2030_Achievable_MW_Before Competition Groups_76 | Door Gasket Freezer/Refrigerator | 0% | 0 | 0 | Commercial_2030_Achievable_MW_Before Competition Groups_Door Gasket Freezer/Refrigerator
Commercial | Com ¦ Door Gasket Freezer/Refrigerator | 2030 | Economic | MW | Before Competition Groups | 0 | 0 | 0 | 1887.1707 | 0 | 75 | Commercial_2030_Economic_MW_Before Competition Groups_75 | Door Gasket Freezer/Refrigerator | 0% | 0 | 0 | Commercial_2030_Economic_MW_Before Competition Groups_Door Gasket Freezer/Refrigerator
Commercial | Com ¦ Efficient compressor motor | 2030 | Achievable | MW | Before Competition Groups | 0 | 0 | 0 | 877.9366 | 0 | 77 | Commercial_2030_Achievable_MW_Before Competition Groups_77 | Efficient compressor motor | 0% | 0 | 0 | Commercial_2030_Achievable_MW_Before Competition Groups_Efficient compressor motor
Commercial | Com ¦ Efficient compressor motor | 2030 | Economic | MW | Before Competition Groups | 0 | 0 | 0 | 1887.1707 | 0 | 76 | Commercial_2030_Economic_MW_Before Competition Groups_76 | Efficient compressor motor | 0% | 0 | 0 | Commercial_2030_Economic_MW_Before Competition Groups_Efficient compressor motor
Commercial | Com ¦ ENERGY STAR FREEZER | 2030 | Achievable | MW | Before Competition Groups | 0 | 0 | 0 | 877.9366 | 0 | 78 | Commercial_2030_Achievable_MW_Before Competition Groups_78 | ENERGY STAR FREEZER | 0% | 0 | 0 | Commercial_2030_Achievable_MW_Before Competition Groups_ENERGY STAR FREEZER
Commercial | Com ¦ ENERGY STAR FREEZER | 2030 | Economic | MW | Before Competition Groups | 0 | 0 | 0 | 1887.1707 | 0 | 77 | Commercial_2030_Economic_MW_Before Competition Groups_77 | ENERGY STAR FREEZER | 0% | 0 | 0 | Commercial_2030_Economic_MW_Before Competition Groups_ENERGY STAR FREEZER
Commercial | Com ¦ Ground Source Heat Pump | 2030 | Achievable | MW | Before Competition Groups | 0 | 0 | 0 | 877.9366 | 0 | 79 | Commercial_2030_Achievable_MW_Before Competition Groups_79 | Ground Source Heat Pump | 0% | 0 | 0 | Commercial_2030_Achievable_MW_Before Competition Groups_Ground Source Heat Pump
Commercial | Com ¦ Ground Source Heat Pump | 2030 | Economic | MW | Before Competition Groups | 0 | 0 | 0 | 1887.1707 | 0 | 78 | Commercial_2030_Economic_MW_Before Competition Groups_78 | Ground Source Heat Pump | 0% | 0 | 0 | Commercial_2030_Economic_MW_Before Competition Groups_Ground Source Heat Pump
Commercial | Com ¦ High R-Value Glass Doors/no-heat glass door | 2030 | Achievable | MW | Before Competition Groups | 0 | 0 | 0 | 877.9366 | 0 | 80 | Commercial_2030_Achievable_MW_Before Competition Groups_80 | High R-Value Glass Doors/no-heat glass door | 0% | 0 | 0 | Commercial_2030_Achievable_MW_Before Competition Groups_High R-Value Glass Doors/no-heat glass door
Commercial | Com ¦ High R-Value Glass Doors/no-heat glass door | 2030 | Economic | MW | Before Competition Groups | 0 | 0 | 0 | 1887.1707 | 0 | 79 | Commercial_2030_Economic_MW_Before Competition Groups_79 | High R-Value Glass Doors/no-heat glass door | 0% | 0 | 0 | Commercial_2030_Economic_MW_Before Competition Groups_High R-Value Glass Doors/no-heat glass door
Commercial | Com ¦ HOTEL OCCUPANCY CONTROLS (HVAC + LIGHTING) | 2030 | Achievable | MW | Before Competition Groups | 0 | 0 | 0 | 877.9366 | 0 | 81 | Commercial_2030_Achievable_MW_Before Competition Groups_81 | HOTEL OCCUPANCY CONTROLS (HVAC + LIGHTING) | 0% | 0 | 0 | Commercial_2030_Achievable_MW_Before Competition Groups_HOTEL OCCUPANCY CONTROLS (HVAC + LIGHTING)
Commercial | Com ¦ HOTEL OCCUPANCY CONTROLS (HVAC + LIGHTING) | 2030 | Economic | MW | Before Competition Groups | 0 | 0 | 0 | 1887.1707 | 0 | 80 | Commercial_2030_Economic_MW_Before Competition Groups_80 | HOTEL OCCUPANCY CONTROLS (HVAC + LIGHTING) | 0% | 0 | 0 | Commercial_2030_Economic_MW_Before Competition Groups_HOTEL OCCUPANCY CONTROLS (HVAC + LIGHTING)
Commercial | Com ¦ Indoor Daylight Sensors/Photocell Dimming Control | 2030 | Achievable | MW | Before Competition Groups | 0 | 0 | 0 | 877.9366 | 0 | 82 | Commercial_2030_Achievable_MW_Before Competition Groups_82 | Indoor Daylight Sensors/Photocell Dimming Control | 0% | 0 | 0 | Commercial_2030_Achievable_MW_Before Competition Groups_Indoor Daylight Sensors/Photocell Dimming Control
Commercial | Com ¦ Indoor Daylight Sensors/Photocell Dimming Control | 2030 | Economic | MW | Before Competition Groups | 0 | 0 | 0 | 1887.1707 | 0 | 81 | Commercial_2030_Economic_MW_Before Competition Groups_81 | Indoor Daylight Sensors/Photocell Dimming Control | 0% | 0 | 0 | Commercial_2030_Economic_MW_Before Competition Groups_Indoor Daylight Sensors/Photocell Dimming Control
Commercial | Com ¦ Notched V belts for HVAC Systems | 2030 | Achievable | MW | Before Competition Groups | 0 | 0 | 0 | 877.9366 | 0 | 83 | Commercial_2030_Achievable_MW_Before Competition Groups_83 | Notched V belts for HVAC Systems | 0% | 0 | 0 | Commercial_2030_Achievable_MW_Before Competition Groups_Notched V belts for HVAC Systems
Commercial | Com ¦ Notched V belts for HVAC Systems | 2030 | Economic | MW | Before Competition Groups | 0 | 0 | 0 | 1887.1707 | 0 | 82 | Commercial_2030_Economic_MW_Before Competition Groups_82 | Notched V belts for HVAC Systems | 0% | 0 | 0 | Commercial_2030_Economic_MW_Before Competition Groups_Notched V belts for HVAC Systems
Commercial | Com ¦ Refrigeration Commissioning | 2030 | Achievable | MW | Before Competition Groups | 0 | 0 | 0 | 877.9366 | 0 | 84 | Commercial_2030_Achievable_MW_Before Competition Groups_84 | Refrigeration Commissioning | 0% | 0 | 0 | Commercial_2030_Achievable_MW_Before Competition Groups_Refrigeration Commissioning
Commercial | Com ¦ Refrigeration Commissioning | 2030 | Economic | MW | Before Competition Groups | 0 | 0 | 0 | 1887.1707 | 0 | 83 | Commercial_2030_Economic_MW_Before Competition Groups_83 | Refrigeration Commissioning | 0% | 0 | 0 | Commercial_2030_Economic_MW_Before Competition Groups_Refrigeration Commissioning
Commercial | Com ¦ Roof Insulation/Ceiling Insulation (R25 Code to R35) | 2030 | Achievable | MW | Before Competition Groups | 0 | 0 | 0 | 877.9366 | 0 | 85 | Commercial_2030_Achievable_MW_Before Competition Groups_85 | Roof Insulation/Ceiling Insulation (R25 Code to R35) | 0% | 0 | 0 | Commercial_2030_Achievable_MW_Before Competition Groups_Roof Insulation/Ceiling Insulation (R25 Code to R35)
Commercial | Com ¦ Roof Insulation/Ceiling Insulation (R25 Code to R35) | 2030 | Economic | MW | Before Competition Groups | 0 | 0 | 0 | 1887.1707 | 0 | 84 | Commercial_2030_Economic_MW_Before Competition Groups_84 | Roof Insulation/Ceiling Insulation (R25 Code to R35) | 0% | 0 | 0 | Commercial_2030_Economic_MW_Before Competition Groups_Roof Insulation/Ceiling Insulation (R25 Code to R35)
Commercial | Com ¦ Super-High Efficiency Furnaces (Emerging Tech) | 2030 | Achievable | MW | Before Competition Groups | 0 | 0 | 0 | 877.9366 | 0 | 86 | Commercial_2030_Achievable_MW_Before Competition Groups_86 | Super-High Efficiency Furnaces (Emerging Tech) | 0% | 0 | 0 | Commercial_2030_Achievable_MW_Before Competition Groups_Super-High Efficiency Furnaces (Emerging Tech)
Commercial | Com ¦ Super-High Efficiency Furnaces (Emerging Tech) | 2030 | Economic | MW | Before Competition Groups | 0 | 0 | 0 | 1887.1707 | 0 | 85 | Commercial_2030_Economic_MW_Before Competition Groups_85 | Super-High Efficiency Furnaces (Emerging Tech) | 0% | 0 | 0 | Commercial_2030_Economic_MW_Before Competition Groups_Super-High Efficiency Furnaces (Emerging Tech)
Commercial | Com ¦ SYNCHRONOUS BELT | 2030 | Achievable | MW | Before Competition Groups | 0 | 0 | 0 | 877.9366 | 0 | 87 | Commercial_2030_Achievable_MW_Before Competition Groups_87 | SYNCHRONOUS BELT | 0% | 0 | 0 | Commercial_2030_Achievable_MW_Before Competition Groups_SYNCHRONOUS BELT
Commercial | Com ¦ SYNCHRONOUS BELT | 2030 | Economic | MW | Before Competition Groups | 0 | 0 | 0 | 1887.1707 | 0 | 86 | Commercial_2030_Economic_MW_Before Competition Groups_86 | SYNCHRONOUS BELT | 0% | 0 | 0 | Commercial_2030_Economic_MW_Before Competition Groups_SYNCHRONOUS BELT
Commercial | Com ¦ Variable Refrigerant Flow Heat Pump | 2030 | Achievable | MW | Before Competition Groups | 0 | 0 | 0 | 877.9366 | 0 | 88 | Commercial_2030_Achievable_MW_Before Competition Groups_88 | Variable Refrigerant Flow Heat Pump | 0% | 0 | 0 | Commercial_2030_Achievable_MW_Before Competition Groups_Variable Refrigerant Flow Heat Pump
Commercial | Com ¦ Variable Refrigerant Flow Heat Pump | 2030 | Economic | MW | Before Competition Groups | 0 | 0 | 0 | 1887.1707 | 0 | 87 | Commercial_2030_Economic_MW_Before Competition Groups_87 | Variable Refrigerant Flow Heat Pump | 0% | 0 | 0 | Commercial_2030_Economic_MW_Before Competition Groups_Variable Refrigerant Flow Heat Pump
Commercial | Com ¦ Education and Capacity Building/Energy Behavior | 2031 | Achievable | MW | Before Competition Groups | 148.3811 | 0 | 0 | 996.5385 | 0.1489 | 1 | Commercial_2031_Achievable_MW_Before Competition Groups_1 | Education and Capacity Building/Energy Behavior | 14.89% | 0 | 148.3811 | Commercial_2031_Achievable_MW_Before Competition Groups_Education and Capacity Building/Energy Behavior
Commercial | Com ¦ Building Recommissioning, Operations and Maintenance (O&M) Improvements | 2031 | Economic | MW | Before Competition Groups | 279.3072 | 0 | 0 | 1989.4619 | 0.14039 | 1 | Commercial_2031_Economic_MW_Before Competition Groups_1 | Building Recommissioning, Operations and Maintenance (O&M) Improvements | 14.04% | 0 | 279.3072 | Commercial_2031_Economic_MW_Before Competition Groups_Building Recommissioning, Operations and Maintenance (O&M) Improvements
Commercial | Com ¦ Education and Capacity Building/Energy Behavior | 2031 | Economic | MW | Before Competition Groups | 249.743 | 0 | 0 | 1989.4619 | 0.12553 | 2 | Commercial_2031_Economic_MW_Before Competition Groups_2 | Education and Capacity Building/Energy Behavior | 12.55% | 0 | 249.743 | Commercial_2031_Economic_MW_Before Competition Groups_Education and Capacity Building/Energy Behavior
Commercial | Com ¦ LED Low/High Bay | 2031 | Achievable | MW | Before Competition Groups | 118.4498 | 0 | 0 | 996.5385 | 0.11886 | 2 | Commercial_2031_Achievable_MW_Before Competition Groups_2 | LED Low/High Bay | 11.89% | 0 | 118.4498 | Commercial_2031_Achievable_MW_Before Competition Groups_LED Low/High Bay
Commercial | Com ¦ ENERGY STAR LED LAMPS (REFLECTOR LAMPs/MR16/PAR 16) | 2031 | Achievable | MW | Before Competition Groups | 109.1959 | 0 | 0 | 996.5385 | 0.10958 | 3 | Commercial_2031_Achievable_MW_Before Competition Groups_3 | ENERGY STAR LED LAMPS (REFLECTOR LAMPs/MR16/PAR 16) | 10.96% | 0 | 109.1959 | Commercial_2031_Achievable_MW_Before Competition Groups_ENERGY STAR LED LAMPS (REFLECTOR LAMPs/MR16/PAR 16)
Commercial | Com ¦ LED Troffer/Surface/Suspended | 2031 | Achievable | MW | Before Competition Groups | 101.2276 | 0 | 0 | 996.5385 | 0.10158 | 4 | Commercial_2031_Achievable_MW_Before Competition Groups_4 | LED Troffer/Surface/Suspended | 10.16% | 0 | 101.2276 | Commercial_2031_Achievable_MW_Before Competition Groups_LED Troffer/Surface/Suspended
Commercial | Com ¦ LED Low/High Bay | 2031 | Economic | MW | Before Competition Groups | 198.0165 | 0 | 0 | 1989.4619 | 0.099533 | 3 | Commercial_2031_Economic_MW_Before Competition Groups_3 | LED Low/High Bay | 9.953% | 0 | 198.0165 | Commercial_2031_Economic_MW_Before Competition Groups_LED Low/High Bay
Commercial | Com ¦ Building Recommissioning, Operations and Maintenance (O&M) Improvements | 2031 | Technical | MW | Before Competition Groups | 279.3072 | 0 | 0 | 2930.7164 | 0.095303 | 1 | Commercial_2031_Technical_MW_Before Competition Groups_1 | Building Recommissioning, Operations and Maintenance (O&M) Improvements | 9.53% | 0 | 279.3072 | Commercial_2031_Technical_MW_Before Competition Groups_Building Recommissioning, Operations and Maintenance (O&M) Improvements
Commercial | Com ¦ Education and Capacity Building/Energy Behavior | 2031 | Technical | MW | Before Competition Groups | 249.743 | 0 | 0 | 2930.7164 | 0.085216 | 2 | Commercial_2031_Technical_MW_Before Competition Groups_2 | Education and Capacity Building/Energy Behavior | 8.522% | 0 | 249.743 | Commercial_2031_Technical_MW_Before Competition Groups_Education and Capacity Building/Energy Behavior
Commercial | Com ¦ LED Troffer/Surface/Suspended | 2031 | Economic | MW | Before Competition Groups | 144.933 | 0 | 0 | 1989.4619 | 0.07285 | 4 | Commercial_2031_Economic_MW_Before Competition Groups_4 | LED Troffer/Surface/Suspended | 7.285% | 0 | 144.933 | Commercial_2031_Economic_MW_Before Competition Groups_LED Troffer/Surface/Suspended
Commercial | Com ¦ LED Low/High Bay | 2031 | Technical | MW | Before Competition Groups | 198.0165 | 0 | 0 | 2930.7164 | 0.067566 | 3 | Commercial_2031_Technical_MW_Before Competition Groups_3 | LED Low/High Bay | 6.757% | 0 | 198.0165 | Commercial_2031_Technical_MW_Before Competition Groups_LED Low/High Bay
Commercial | Com ¦ ENERGY STAR LED LAMPS (REFLECTOR LAMPs/MR16/PAR 16) | 2031 | Economic | MW | Before Competition Groups | 132.6591 | 0 | 0 | 1989.4619 | 0.066681 | 5 | Commercial_2031_Economic_MW_Before Competition Groups_5 | ENERGY STAR LED LAMPS (REFLECTOR LAMPs/MR16/PAR 16) | 6.668% | 0 | 132.6591 | Commercial_2031_Economic_MW_Before Competition Groups_ENERGY STAR LED LAMPS (REFLECTOR LAMPs/MR16/PAR 16)
Commercial | Com ¦ High Efficiency Air Source Heat Pump | 2031 | Economic | MW | Before Competition Groups | 126.3758 | 0 | 0 | 1989.4619 | 0.063523 | 6 | Commercial_2031_Economic_MW_Before Competition Groups_6 | High Efficiency Air Source Heat Pump | 6.352% | 0 | 126.3758 | Commercial_2031_Economic_MW_Before Competition Groups_High Efficiency Air Source Heat Pump
Commercial | Com ¦ Building Recommissioning, Operations and Maintenance (O&M) Improvements | 2031 | Achievable | MW | Before Competition Groups | 59.0968 | 0 | 0 | 996.5385 | 0.059302 | 5 | Commercial_2031_Achievable_MW_Before Competition Groups_5 | Building Recommissioning, Operations and Maintenance (O&M) Improvements | 5.93% | 0 | 59.0968 | Commercial_2031_Achievable_MW_Before Competition Groups_Building Recommissioning, Operations and Maintenance (O&M) Improvements
Commercial | Com ¦ Central Lighting Control System | 2031 | Technical | MW | Before Competition Groups | 170.0673 | 0 | 0 | 2930.7164 | 0.058029 | 4 | Commercial_2031_Technical_MW_Before Competition Groups_4 | Central Lighting Control System | 5.803% | 0 | 170.0673 | Commercial_2031_Technical_MW_Before Competition Groups_Central Lighting Control System
Commercial | Com ¦ LLLC - High Impact Application | 2031 | Economic | MW | Before Competition Groups | 107.9344 | 0 | 0 | 1989.4619 | 0.054253 | 7 | Commercial_2031_Economic_MW_Before Competition Groups_7 | LLLC - High Impact Application | 5.425% | 0 | 107.9344 | Commercial_2031_Economic_MW_Before Competition Groups_LLLC - High Impact Application
Commercial | Com ¦ LED Replacement Lamp (Tube) | 2031 | Achievable | MW | Before Competition Groups | 50.4391 | 0 | 0 | 996.5385 | 0.050614 | 6 | Commercial_2031_Achievable_MW_Before Competition Groups_6 | LED Replacement Lamp (Tube) | 5.061% | 0 | 50.4391 | Commercial_2031_Achievable_MW_Before Competition Groups_LED Replacement Lamp (Tube)
Commercial | Com ¦ LED Troffer/Surface/Suspended | 2031 | Technical | MW | Before Competition Groups | 144.933 | 0 | 0 | 2930.7164 | 0.049453 | 5 | Commercial_2031_Technical_MW_Before Competition Groups_5 | LED Troffer/Surface/Suspended | 4.945% | 0 | 144.933 | Commercial_2031_Technical_MW_Before Competition Groups_LED Troffer/Surface/Suspended
Commercial | Com ¦ Advanced BAS/Controllers | 2031 | Economic | MW | Before Competition Groups | 97.4 | 0 | 0 | 1989.4619 | 0.048958 | 8 | Commercial_2031_Economic_MW_Before Competition Groups_8 | Advanced BAS/Controllers | 4.896% | 0 | 97.4 | Commercial_2031_Economic_MW_Before Competition Groups_Advanced BAS/Controllers
Commercial | Com ¦ LLLC - Low Impact Application | 2031 | Technical | MW | Before Competition Groups | 136.6564 | 0 | 0 | 2930.7164 | 0.046629 | 6 | Commercial_2031_Technical_MW_Before Competition Groups_6 | LLLC - Low Impact Application | 4.663% | 0 | 136.6564 | Commercial_2031_Technical_MW_Before Competition Groups_LLLC - Low Impact Application
Commercial | Com ¦ ENERGY STAR LED LAMPS (REFLECTOR LAMPs/MR16/PAR 16) | 2031 | Technical | MW | Before Competition Groups | 136.0722 | 0 | 0 | 2930.7164 | 0.04643 | 7 | Commercial_2031_Technical_MW_Before Competition Groups_7 | ENERGY STAR LED LAMPS (REFLECTOR LAMPs/MR16/PAR 16) | 4.643% | 0 | 136.0722 | Commercial_2031_Technical_MW_Before Competition Groups_ENERGY STAR LED LAMPS (REFLECTOR LAMPs/MR16/PAR 16)
Commercial | Com ¦ Variable Refrigerant Flow Heat Pump | 2031 | Technical | MW | Before Competition Groups | 126.4716 | 0 | 0 | 2930.7164 | 0.043154 | 8 | Commercial_2031_Technical_MW_Before Competition Groups_8 | Variable Refrigerant Flow Heat Pump | 4.315% | 0 | 126.4716 | Commercial_2031_Technical_MW_Before Competition Groups_Variable Refrigerant Flow Heat Pump
Commercial | Com ¦ High Efficiency Air Source Heat Pump | 2031 | Technical | MW | Before Competition Groups | 126.3758 | 0 | 0 | 2930.7164 | 0.043121 | 9 | Commercial_2031_Technical_MW_Before Competition Groups_9 | High Efficiency Air Source Heat Pump | 4.312% | 0 | 126.3758 | Commercial_2031_Technical_MW_Before Competition Groups_High Efficiency Air Source Heat Pump
Commercial | Com ¦ LLLC - High Impact Application | 2031 | Technical | MW | Before Competition Groups | 124.1306 | 0 | 0 | 2930.7164 | 0.042355 | 10 | Commercial_2031_Technical_MW_Before Competition Groups_10 | LLLC - High Impact Application | 4.236% | 0 | 124.1306 | Commercial_2031_Technical_MW_Before Competition Groups_LLLC - High Impact Application
Commercial | Com ¦ High Efficiency Air Source Heat Pump | 2031 | Achievable | MW | Before Competition Groups | 39.6137 | 0 | 0 | 996.5385 | 0.039751 | 7 | Commercial_2031_Achievable_MW_Before Competition Groups_7 | High Efficiency Air Source Heat Pump | 3.975% | 0 | 39.6137 | Commercial_2031_Achievable_MW_Before Competition Groups_High Efficiency Air Source Heat Pump
Commercial | Com ¦ Networked/Connected - Low Impact Application | 2031 | Technical | MW | Before Competition Groups | 116.0835 | 0 | 0 | 2930.7164 | 0.039609 | 11 | Commercial_2031_Technical_MW_Before Competition Groups_11 | Networked/Connected - Low Impact Application | 3.961% | 0 | 116.0835 | Commercial_2031_Technical_MW_Before Competition Groups_Networked/Connected - Low Impact Application
Commercial | Com ¦ Networked/Connected - High Impact Application | 2031 | Technical | MW | Before Competition Groups | 107.9983 | 0 | 0 | 2930.7164 | 0.03685 | 12 | Commercial_2031_Technical_MW_Before Competition Groups_12 | Networked/Connected - High Impact Application | 3.685% | 0 | 107.9983 | Commercial_2031_Technical_MW_Before Competition Groups_Networked/Connected - High Impact Application
Commercial | Com ¦ Advanced BAS/Controllers | 2031 | Technical | MW | Before Competition Groups | 97.4 | 0 | 0 | 2930.7164 | 0.033234 | 13 | Commercial_2031_Technical_MW_Before Competition Groups_13 | Advanced BAS/Controllers | 3.323% | 0 | 97.4 | Commercial_2031_Technical_MW_Before Competition Groups_Advanced BAS/Controllers
Commercial | Com ¦ LED Replacement Lamp (Tube) | 2031 | Economic | MW | Before Competition Groups | 62.361 | 0 | 0 | 1989.4619 | 0.031346 | 9 | Commercial_2031_Economic_MW_Before Competition Groups_9 | LED Replacement Lamp (Tube) | 3.135% | 0 | 62.361 | Commercial_2031_Economic_MW_Before Competition Groups_LED Replacement Lamp (Tube)
Commercial | Com ¦ Advanced BAS/Controllers | 2031 | Achievable | MW | Before Competition Groups | 29.0543 | 0 | 0 | 996.5385 | 0.029155 | 8 | Commercial_2031_Achievable_MW_Before Competition Groups_8 | Advanced BAS/Controllers | 2.916% | 0 | 29.0543 | Commercial_2031_Achievable_MW_Before Competition Groups_Advanced BAS/Controllers
Commercial | Com ¦ Unitary Air-Conditioning Unit | 2031 | Technical | MW | Before Competition Groups | 85.2534 | 0 | 0 | 2930.7164 | 0.02909 | 14 | Commercial_2031_Technical_MW_Before Competition Groups_14 | Unitary Air-Conditioning Unit | 2.909% | 0 | 85.2534 | Commercial_2031_Technical_MW_Before Competition Groups_Unitary Air-Conditioning Unit
Commercial | Com ¦ Adaptive Thermostats | 2031 | Achievable | MW | Before Competition Groups | 26.9328 | 0 | 0 | 996.5385 | 0.027026 | 9 | Commercial_2031_Achievable_MW_Before Competition Groups_9 | Adaptive Thermostats | 2.703% | 0 | 26.9328 | Commercial_2031_Achievable_MW_Before Competition Groups_Adaptive Thermostats
Commercial | Com ¦ Data Center Storage/Server Virtualization | 2031 | Achievable | MW | Before Competition Groups | 24.6653 | 0 | 0 | 996.5385 | 0.024751 | 10 | Commercial_2031_Achievable_MW_Before Competition Groups_10 | Data Center Storage/Server Virtualization | 2.475% | 0 | 24.6653 | Commercial_2031_Achievable_MW_Before Competition Groups_Data Center Storage/Server Virtualization
Commercial | Com ¦ LLLC - Low Impact Application | 2031 | Economic | MW | Before Competition Groups | 47.8179 | 0 | 0 | 1989.4619 | 0.024036 | 10 | Commercial_2031_Economic_MW_Before Competition Groups_10 | LLLC - Low Impact Application | 2.404% | 0 | 47.8179 | Commercial_2031_Economic_MW_Before Competition Groups_LLLC - Low Impact Application
Commercial | Com ¦ Furnace Tune-Up | 2031 | Achievable | MW | Before Competition Groups | 22.7754 | 0 | 0 | 996.5385 | 0.022854 | 11 | Commercial_2031_Achievable_MW_Before Competition Groups_11 | Furnace Tune-Up | 2.285% | 0 | 22.7754 | Commercial_2031_Achievable_MW_Before Competition Groups_Furnace Tune-Up
Commercial | Com ¦ Strip Curtains | 2031 | Achievable | MW | Before Competition Groups | 22.2153 | 0 | 0 | 996.5385 | 0.022293 | 12 | Commercial_2031_Achievable_MW_Before Competition Groups_12 | Strip Curtains | 2.229% | 0 | 22.2153 | Commercial_2031_Achievable_MW_Before Competition Groups_Strip Curtains
Commercial | Com ¦ LED Replacement Lamp (Tube) | 2031 | Technical | MW | Before Competition Groups | 62.361 | 0 | 0 | 2930.7164 | 0.021278 | 15 | Commercial_2031_Technical_MW_Before Competition Groups_15 | LED Replacement Lamp (Tube) | 2.128% | 0 | 62.361 | Commercial_2031_Technical_MW_Before Competition Groups_LED Replacement Lamp (Tube)
Commercial | Com ¦ Adaptive Thermostats | 2031 | Economic | MW | Before Competition Groups | 41.158 | 0 | 0 | 1989.4619 | 0.020688 | 11 | Commercial_2031_Economic_MW_Before Competition Groups_11 | Adaptive Thermostats | 2.069% | 0 | 41.158 | Commercial_2031_Economic_MW_Before Competition Groups_Adaptive Thermostats
Commercial | Com ¦ LED or Equivalent Sign Lighting | 2031 | Achievable | MW | Before Competition Groups | 19.9084 | 0 | 0 | 996.5385 | 0.019978 | 13 | Commercial_2031_Achievable_MW_Before Competition Groups_13 | LED or Equivalent Sign Lighting | 1.998% | 0 | 19.9084 | Commercial_2031_Achievable_MW_Before Competition Groups_LED or Equivalent Sign Lighting
Commercial | Com ¦ Unitary Air-Conditioning Unit | 2031 | Achievable | MW | Before Competition Groups | 19.675 | 0 | 0 | 996.5385 | 0.019743 | 14 | Commercial_2031_Achievable_MW_Before Competition Groups_14 | Unitary Air-Conditioning Unit | 1.974% | 0 | 19.675 | Commercial_2031_Achievable_MW_Before Competition Groups_Unitary Air-Conditioning Unit
Commercial | Com ¦ Smart Strip Plug Outlets | 2031 | Technical | MW | Before Competition Groups | 55.4621 | 0 | 0 | 2930.7164 | 0.018924 | 16 | Commercial_2031_Technical_MW_Before Competition Groups_16 | Smart Strip Plug Outlets | 1.892% | 0 | 55.4621 | Commercial_2031_Technical_MW_Before Competition Groups_Smart Strip Plug Outlets
Commercial | Com ¦ Refrigerated Display Case Doors | 2031 | Achievable | MW | Before Competition Groups | 18.2815 | 0 | 0 | 996.5385 | 0.018345 | 15 | Commercial_2031_Achievable_MW_Before Competition Groups_15 | Refrigerated Display Case Doors | 1.835% | 0 | 18.2815 | Commercial_2031_Achievable_MW_Before Competition Groups_Refrigerated Display Case Doors
Commercial | Com ¦ Data Center Storage/Server Virtualization | 2031 | Economic | MW | Before Competition Groups | 35.7632 | 0 | 0 | 1989.4619 | 0.017976 | 12 | Commercial_2031_Economic_MW_Before Competition Groups_12 | Data Center Storage/Server Virtualization | 1.798% | 0 | 35.7632 | Commercial_2031_Economic_MW_Before Competition Groups_Data Center Storage/Server Virtualization
Commercial | Com ¦ Reach-in Shaded Pole to ECM/PSC Evaporator Fan Motor | 2031 | Achievable | MW | Before Competition Groups | 17.476 | 0 | 0 | 996.5385 | 0.017537 | 16 | Commercial_2031_Achievable_MW_Before Competition Groups_16 | Reach-in Shaded Pole to ECM/PSC Evaporator Fan Motor | 1.754% | 0 | 17.476 | Commercial_2031_Achievable_MW_Before Competition Groups_Reach-in Shaded Pole to ECM/PSC Evaporator Fan Motor
Commercial | Com ¦ Variable Frequency Drive (VFD) | 2031 | Achievable | MW | Before Competition Groups | 16.3287 | 0 | 0 | 996.5385 | 0.016385 | 17 | Commercial_2031_Achievable_MW_Before Competition Groups_17 | Variable Frequency Drive (VFD) | 1.639% | 0 | 16.3287 | Commercial_2031_Achievable_MW_Before Competition Groups_Variable Frequency Drive (VFD)
Commercial | Com ¦ Furnace Tune-Up | 2031 | Economic | MW | Before Competition Groups | 31.8076 | 0 | 0 | 1989.4619 | 0.015988 | 13 | Commercial_2031_Economic_MW_Before Competition Groups_13 | Furnace Tune-Up | 1.599% | 0 | 31.8076 | Commercial_2031_Economic_MW_Before Competition Groups_Furnace Tune-Up
Commercial | Com ¦ Demand Control Ventilation | 2031 | Achievable | MW | Before Competition Groups | 15.7947 | 0 | 0 | 996.5385 | 0.01585 | 18 | Commercial_2031_Achievable_MW_Before Competition Groups_18 | Demand Control Ventilation | 1.585% | 0 | 15.7947 | Commercial_2031_Achievable_MW_Before Competition Groups_Demand Control Ventilation
Commercial | Com ¦ Demand Control Ventilation | 2031 | Economic | MW | Before Competition Groups | 31.4516 | 0 | 0 | 1989.4619 | 0.015809 | 14 | Commercial_2031_Economic_MW_Before Competition Groups_14 | Demand Control Ventilation | 1.581% | 0 | 31.4516 | Commercial_2031_Economic_MW_Before Competition Groups_Demand Control Ventilation
Commercial | Com ¦ Strip Curtains | 2031 | Economic | MW | Before Competition Groups | 31.4491 | 0 | 0 | 1989.4619 | 0.015808 | 15 | Commercial_2031_Economic_MW_Before Competition Groups_15 | Strip Curtains | 1.581% | 0 | 31.4491 | Commercial_2031_Economic_MW_Before Competition Groups_Strip Curtains
Commercial | Com ¦ Unitary Air-Conditioning Unit | 2031 | Economic | MW | Before Competition Groups | 31.1073 | 0 | 0 | 1989.4619 | 0.015636 | 16 | Commercial_2031_Economic_MW_Before Competition Groups_16 | Unitary Air-Conditioning Unit | 1.564% | 0 | 31.1073 | Commercial_2031_Economic_MW_Before Competition Groups_Unitary Air-Conditioning Unit
Commercial | Com ¦ VFD on Pumps | 2031 | Achievable | MW | Before Competition Groups | 15.3268 | 0 | 0 | 996.5385 | 0.01538 | 19 | Commercial_2031_Achievable_MW_Before Competition Groups_19 | VFD on Pumps | 1.538% | 0 | 15.3268 | Commercial_2031_Achievable_MW_Before Competition Groups_VFD on Pumps
Commercial | Com ¦ Centrally controlled desktop PC/NETWORK PC POWER MANAGEMENT SOFTWARE | 2031 | Achievable | MW | Before Competition Groups | 14.3783 | 0 | 0 | 996.5385 | 0.014428 | 20 | Commercial_2031_Achievable_MW_Before Competition Groups_20 | Centrally controlled desktop PC/NETWORK PC POWER MANAGEMENT SOFTWARE | 1.443% | 0 | 14.3783 | Commercial_2031_Achievable_MW_Before Competition Groups_Centrally controlled desktop PC/NETWORK PC POWER MANAGEMENT SOFTWARE
Commercial | Com ¦ Adaptive Thermostats | 2031 | Technical | MW | Before Competition Groups | 41.4513 | 0 | 0 | 2930.7164 | 0.014144 | 17 | Commercial_2031_Technical_MW_Before Competition Groups_17 | Adaptive Thermostats | 1.414% | 0 | 41.4513 | Commercial_2031_Technical_MW_Before Competition Groups_Adaptive Thermostats
Commercial | Com ¦ Refrigerated Display Case Doors | 2031 | Economic | MW | Before Competition Groups | 27.7829 | 0 | 0 | 1989.4619 | 0.013965 | 17 | Commercial_2031_Economic_MW_Before Competition Groups_17 | Refrigerated Display Case Doors | 1.397% | 0 | 27.7829 | Commercial_2031_Economic_MW_Before Competition Groups_Refrigerated Display Case Doors
Commercial | Com ¦ Refrigerated Display Case Doors | 2031 | Technical | MW | Before Competition Groups | 38.4778 | 0 | 0 | 2930.7164 | 0.013129 | 18 | Commercial_2031_Technical_MW_Before Competition Groups_18 | Refrigerated Display Case Doors | 1.313% | 0 | 38.4778 | Commercial_2031_Technical_MW_Before Competition Groups_Refrigerated Display Case Doors
Commercial | Com ¦ LED or Equivalent Sign Lighting | 2031 | Economic | MW | Before Competition Groups | 25.6854 | 0 | 0 | 1989.4619 | 0.012911 | 18 | Commercial_2031_Economic_MW_Before Competition Groups_18 | LED or Equivalent Sign Lighting | 1.291% | 0 | 25.6854 | Commercial_2031_Economic_MW_Before Competition Groups_LED or Equivalent Sign Lighting
Commercial | Com ¦ Reach-in Shaded Pole to ECM/PSC Evaporator Fan Motor | 2031 | Economic | MW | Before Competition Groups | 24.7437 | 0 | 0 | 1989.4619 | 0.012437 | 19 | Commercial_2031_Economic_MW_Before Competition Groups_19 | Reach-in Shaded Pole to ECM/PSC Evaporator Fan Motor | 1.244% | 0 | 24.7437 | Commercial_2031_Economic_MW_Before Competition Groups_Reach-in Shaded Pole to ECM/PSC Evaporator Fan Motor
Commercial | Com ¦ Data Center Storage/Server Virtualization | 2031 | Technical | MW | Before Competition Groups | 35.7632 | 0 | 0 | 2930.7164 | 0.012203 | 19 | Commercial_2031_Technical_MW_Before Competition Groups_19 | Data Center Storage/Server Virtualization | 1.22% | 0 | 35.7632 | Commercial_2031_Technical_MW_Before Competition Groups_Data Center Storage/Server Virtualization
Commercial | Com ¦ Centrally controlled desktop PC/NETWORK PC POWER MANAGEMENT SOFTWARE | 2031 | Economic | MW | Before Competition Groups | 23.4231 | 0 | 0 | 1989.4619 | 0.011774 | 20 | Commercial_2031_Economic_MW_Before Competition Groups_20 | Centrally controlled desktop PC/NETWORK PC POWER MANAGEMENT SOFTWARE | 1.177% | 0 | 23.4231 | Commercial_2031_Economic_MW_Before Competition Groups_Centrally controlled desktop PC/NETWORK PC POWER MANAGEMENT SOFTWARE
Commercial | Com ¦ Variable Frequency Drive (VFD) | 2031 | Economic | MW | Before Competition Groups | 22.6077 | 0 | 0 | 1989.4619 | 0.011364 | 21 | Commercial_2031_Economic_MW_Before Competition Groups_21 | Variable Frequency Drive (VFD) | 1.136% | 0 | 22.6077 | Commercial_2031_Economic_MW_Before Competition Groups_Variable Frequency Drive (VFD)
Commercial | Com ¦ Demand Control Ventilation | 2031 | Technical | MW | Before Competition Groups | 31.9878 | 0 | 0 | 2930.7164 | 0.010915 | 20 | Commercial_2031_Technical_MW_Before Competition Groups_20 | Demand Control Ventilation | 1.091% | 0 | 31.9878 | Commercial_2031_Technical_MW_Before Competition Groups_Demand Control Ventilation
Commercial | Com ¦ Furnace Tune-Up | 2031 | Technical | MW | Before Competition Groups | 31.8076 | 0 | 0 | 2930.7164 | 0.010853 | 21 | Commercial_2031_Technical_MW_Before Competition Groups_21 | Furnace Tune-Up | 1.085% | 0 | 31.8076 | Commercial_2031_Technical_MW_Before Competition Groups_Furnace Tune-Up
Commercial | Com ¦ Strip Curtains | 2031 | Technical | MW | Before Competition Groups | 31.4491 | 0 | 0 | 2930.7164 | 0.010731 | 22 | Commercial_2031_Technical_MW_Before Competition Groups_22 | Strip Curtains | 1.073% | 0 | 31.4491 | Commercial_2031_Technical_MW_Before Competition Groups_Strip Curtains
Commercial | Com ¦ VFD on Pumps | 2031 | Economic | MW | Before Competition Groups | 21.2544 | 0 | 0 | 1989.4619 | 0.010683 | 22 | Commercial_2031_Economic_MW_Before Competition Groups_22 | VFD on Pumps | 1.068% | 0 | 21.2544 | Commercial_2031_Economic_MW_Before Competition Groups_VFD on Pumps
Commercial | Com ¦ Chilled Water Optimization | 2031 | Economic | MW | Before Competition Groups | 20.3727 | 0 | 0 | 1989.4619 | 0.01024 | 23 | Commercial_2031_Economic_MW_Before Competition Groups_23 | Chilled Water Optimization | 1.024% | 0 | 20.3727 | Commercial_2031_Economic_MW_Before Competition Groups_Chilled Water Optimization
Commercial | Com ¦ Chilled Water Optimization | 2031 | Achievable | MW | Before Competition Groups | 10.2007 | 0 | 0 | 996.5385 | 0.010236 | 21 | Commercial_2031_Achievable_MW_Before Competition Groups_21 | Chilled Water Optimization | 1.024% | 0 | 10.2007 | Commercial_2031_Achievable_MW_Before Competition Groups_Chilled Water Optimization
Commercial | Com ¦ Air Handler with Dedicated Outdoor Air Systems | 2031 | Achievable | MW | Before Competition Groups | 8.8738 | 0 | 0 | 996.5385 | 0.0089047 | 22 | Commercial_2031_Achievable_MW_Before Competition Groups_22 | Air Handler with Dedicated Outdoor Air Systems | 0.8905% | 0 | 8.8738 | Commercial_2031_Achievable_MW_Before Competition Groups_Air Handler with Dedicated Outdoor Air Systems
Commercial | Com ¦ Air Handler with Dedicated Outdoor Air Systems | 2031 | Economic | MW | Before Competition Groups | 17.6438 | 0 | 0 | 1989.4619 | 0.0088686 | 24 | Commercial_2031_Economic_MW_Before Competition Groups_24 | Air Handler with Dedicated Outdoor Air Systems | 0.8869% | 0 | 17.6438 | Commercial_2031_Economic_MW_Before Competition Groups_Air Handler with Dedicated Outdoor Air Systems
Commercial | Com ¦ LED or Equivalent Sign Lighting | 2031 | Technical | MW | Before Competition Groups | 25.6854 | 0 | 0 | 2930.7164 | 0.0087642 | 23 | Commercial_2031_Technical_MW_Before Competition Groups_23 | LED or Equivalent Sign Lighting | 0.8764% | 0 | 25.6854 | Commercial_2031_Technical_MW_Before Competition Groups_LED or Equivalent Sign Lighting
Commercial | Com ¦ ENERGY STAR LED LAMPS (General Service Lamps) | 2031 | Achievable | MW | Before Competition Groups | 8.5043 | 0 | 0 | 996.5385 | 0.0085339 | 23 | Commercial_2031_Achievable_MW_Before Competition Groups_23 | ENERGY STAR LED LAMPS (General Service Lamps) | 0.8534% | 0 | 8.5043 | Commercial_2031_Achievable_MW_Before Competition Groups_ENERGY STAR LED LAMPS (General Service Lamps)
Commercial | Com ¦ Reach-in Shaded Pole to ECM/PSC Evaporator Fan Motor | 2031 | Technical | MW | Before Competition Groups | 24.7437 | 0 | 0 | 2930.7164 | 0.0084429 | 24 | Commercial_2031_Technical_MW_Before Competition Groups_24 | Reach-in Shaded Pole to ECM/PSC Evaporator Fan Motor | 0.8443% | 0 | 24.7437 | Commercial_2031_Technical_MW_Before Competition Groups_Reach-in Shaded Pole to ECM/PSC Evaporator Fan Motor
Commercial | Com ¦ Adding reflective (White) roof treatment or a green roof | 2031 | Technical | MW | Before Competition Groups | 24.568 | 0 | 0 | 2930.7164 | 0.0083829 | 25 | Commercial_2031_Technical_MW_Before Competition Groups_25 | Adding reflective (White) roof treatment or a green roof | 0.8383% | 0 | 24.568 | Commercial_2031_Technical_MW_Before Competition Groups_Adding reflective (White) roof treatment or a green roof
Commercial | Com ¦ ECM MOTORS FOR EVAPORATOR FANS for refrigeration (WALK-IN) | 2031 | Achievable | MW | Before Competition Groups | 8.3321 | 0 | 0 | 996.5385 | 0.0083611 | 24 | Commercial_2031_Achievable_MW_Before Competition Groups_24 | ECM MOTORS FOR EVAPORATOR FANS for refrigeration (WALK-IN) | 0.8361% | 0 | 8.3321 | Commercial_2031_Achievable_MW_Before Competition Groups_ECM MOTORS FOR EVAPORATOR FANS for refrigeration (WALK-IN)
Commercial | Com ¦ Refrigerated Display Case LED | 2031 | Technical | MW | Before Competition Groups | 24.1675 | 0 | 0 | 2930.7164 | 0.0082463 | 26 | Commercial_2031_Technical_MW_Before Competition Groups_26 | Refrigerated Display Case LED | 0.8246% | 0 | 24.1675 | Commercial_2031_Technical_MW_Before Competition Groups_Refrigerated Display Case LED
Commercial | Com ¦ Centrally controlled desktop PC/NETWORK PC POWER MANAGEMENT SOFTWARE | 2031 | Technical | MW | Before Competition Groups | 23.4231 | 0 | 0 | 2930.7164 | 0.0079923 | 27 | Commercial_2031_Technical_MW_Before Competition Groups_27 | Centrally controlled desktop PC/NETWORK PC POWER MANAGEMENT SOFTWARE | 0.7992% | 0 | 23.4231 | Commercial_2031_Technical_MW_Before Competition Groups_Centrally controlled desktop PC/NETWORK PC POWER MANAGEMENT SOFTWARE
Commercial | Com ¦ Door Gasket Freezer/Refrigerator | 2031 | Technical | MW | Before Competition Groups | 23.0131 | 0 | 0 | 2930.7164 | 0.0078524 | 28 | Commercial_2031_Technical_MW_Before Competition Groups_28 | Door Gasket Freezer/Refrigerator | 0.7852% | 0 | 23.0131 | Commercial_2031_Technical_MW_Before Competition Groups_Door Gasket Freezer/Refrigerator
Commercial | Com ¦ Variable Frequency Drive (VFD) | 2031 | Technical | MW | Before Competition Groups | 22.6077 | 0 | 0 | 2930.7164 | 0.0077141 | 29 | Commercial_2031_Technical_MW_Before Competition Groups_29 | Variable Frequency Drive (VFD) | 0.7714% | 0 | 22.6077 | Commercial_2031_Technical_MW_Before Competition Groups_Variable Frequency Drive (VFD)
Commercial | Com ¦ VFD on Pumps | 2031 | Technical | MW | Before Competition Groups | 21.2544 | 0 | 0 | 2930.7164 | 0.0072523 | 30 | Commercial_2031_Technical_MW_Before Competition Groups_30 | VFD on Pumps | 0.7252% | 0 | 21.2544 | Commercial_2031_Technical_MW_Before Competition Groups_VFD on Pumps
Commercial | Com ¦ Evaporator Fan Controls | 2031 | Achievable | MW | Before Competition Groups | 7.0245 | 0 | 0 | 996.5385 | 0.0070489 | 25 | Commercial_2031_Achievable_MW_Before Competition Groups_25 | Evaporator Fan Controls | 0.7049% | 0 | 7.0245 | Commercial_2031_Achievable_MW_Before Competition Groups_Evaporator Fan Controls
Commercial | Com ¦ Chilled Water Optimization | 2031 | Technical | MW | Before Competition Groups | 20.3727 | 0 | 0 | 2930.7164 | 0.0069514 | 31 | Commercial_2031_Technical_MW_Before Competition Groups_31 | Chilled Water Optimization | 0.6951% | 0 | 20.3727 | Commercial_2031_Technical_MW_Before Competition Groups_Chilled Water Optimization
Commercial | Com ¦ HOTEL OCCUPANCY CONTROLS (HVAC + LIGHTING) | 2031 | Technical | MW | Before Competition Groups | 19.3404 | 0 | 0 | 2930.7164 | 0.0065992 | 32 | Commercial_2031_Technical_MW_Before Competition Groups_32 | HOTEL OCCUPANCY CONTROLS (HVAC + LIGHTING) | 0.6599% | 0 | 19.3404 | Commercial_2031_Technical_MW_Before Competition Groups_HOTEL OCCUPANCY CONTROLS (HVAC + LIGHTING)
Commercial | Com ¦ Freezer Case Light Sensor | 2031 | Achievable | MW | Before Competition Groups | 6.3092 | 0 | 0 | 996.5385 | 0.0063311 | 26 | Commercial_2031_Achievable_MW_Before Competition Groups_26 | Freezer Case Light Sensor | 0.6331% | 0 | 6.3092 | Commercial_2031_Achievable_MW_Before Competition Groups_Freezer Case Light Sensor
Commercial | Com ¦ Refrigeration Optimization | 2031 | Technical | MW | Before Competition Groups | 18.3929 | 0 | 0 | 2930.7164 | 0.0062759 | 33 | Commercial_2031_Technical_MW_Before Competition Groups_33 | Refrigeration Optimization | 0.6276% | 0 | 18.3929 | Commercial_2031_Technical_MW_Before Competition Groups_Refrigeration Optimization
Commercial | Com ¦ Air Handler with Dedicated Outdoor Air Systems | 2031 | Technical | MW | Before Competition Groups | 17.6438 | 0 | 0 | 2930.7164 | 0.0060203 | 34 | Commercial_2031_Technical_MW_Before Competition Groups_34 | Air Handler with Dedicated Outdoor Air Systems | 0.602% | 0 | 17.6438 | Commercial_2031_Technical_MW_Before Competition Groups_Air Handler with Dedicated Outdoor Air Systems
Commercial | Com ¦ ECM MOTORS FOR EVAPORATOR FANS for refrigeration (WALK-IN) | 2031 | Economic | MW | Before Competition Groups | 11.6703 | 0 | 0 | 1989.4619 | 0.0058661 | 25 | Commercial_2031_Economic_MW_Before Competition Groups_25 | ECM MOTORS FOR EVAPORATOR FANS for refrigeration (WALK-IN) | 0.5866% | 0 | 11.6703 | Commercial_2031_Economic_MW_Before Competition Groups_ECM MOTORS FOR EVAPORATOR FANS for refrigeration (WALK-IN)
Commercial | Com ¦ Demand Control Kitchen Ventilation | 2031 | Economic | MW | Before Competition Groups | 11.1347 | 0 | 0 | 1989.4619 | 0.0055968 | 26 | Commercial_2031_Economic_MW_Before Competition Groups_26 | Demand Control Kitchen Ventilation | 0.5597% | 0 | 11.1347 | Commercial_2031_Economic_MW_Before Competition Groups_Demand Control Kitchen Ventilation
Commercial | Com ¦ Demand Control Kitchen Ventilation | 2031 | Achievable | MW | Before Competition Groups | 5.4622 | 0 | 0 | 996.5385 | 0.0054812 | 27 | Commercial_2031_Achievable_MW_Before Competition Groups_27 | Demand Control Kitchen Ventilation | 0.5481% | 0 | 5.4622 | Commercial_2031_Achievable_MW_Before Competition Groups_Demand Control Kitchen Ventilation
Commercial | Com ¦ ENERGY STAR LED LAMPS (General Service Lamps) | 2031 | Economic | MW | Before Competition Groups | 10.8763 | 0 | 0 | 1989.4619 | 0.0054669 | 27 | Commercial_2031_Economic_MW_Before Competition Groups_27 | ENERGY STAR LED LAMPS (General Service Lamps) | 0.5467% | 0 | 10.8763 | Commercial_2031_Economic_MW_Before Competition Groups_ENERGY STAR LED LAMPS (General Service Lamps)
Commercial | Com ¦ Networked/Connected - High Impact Application | 2031 | Economic | MW | Before Competition Groups | 10.6354 | 0 | 0 | 1989.4619 | 0.0053459 | 28 | Commercial_2031_Economic_MW_Before Competition Groups_28 | Networked/Connected - High Impact Application | 0.5346% | 0 | 10.6354 | Commercial_2031_Economic_MW_Before Competition Groups_Networked/Connected - High Impact Application
Commercial | Com ¦ LED EXTERIOR AREA LIGHTS - LED fixture (200W) | 2031 | Achievable | MW | Before Competition Groups | 5.1572 | 0 | 0 | 996.5385 | 0.0051751 | 28 | Commercial_2031_Achievable_MW_Before Competition Groups_28 | LED EXTERIOR AREA LIGHTS - LED fixture (200W) | 0.5175% | 0 | 5.1572 | Commercial_2031_Achievable_MW_Before Competition Groups_LED EXTERIOR AREA LIGHTS - LED fixture (200W)
Commercial | Com ¦ Freezer Case Light Sensor | 2031 | Economic | MW | Before Competition Groups | 10.1238 | 0 | 0 | 1989.4619 | 0.0050887 | 29 | Commercial_2031_Economic_MW_Before Competition Groups_29 | Freezer Case Light Sensor | 0.5089% | 0 | 10.1238 | Commercial_2031_Economic_MW_Before Competition Groups_Freezer Case Light Sensor
Commercial | Com ¦ Occupancy Sensors | 2031 | Economic | MW | Before Competition Groups | 9.9385 | 0 | 0 | 1989.4619 | 0.0049956 | 30 | Commercial_2031_Economic_MW_Before Competition Groups_30 | Occupancy Sensors | 0.4996% | 0 | 9.9385 | Commercial_2031_Economic_MW_Before Competition Groups_Occupancy Sensors
Commercial | Com ¦ LED parking lot fixture | 2031 | Achievable | MW | Before Competition Groups | 4.9714 | 0 | 0 | 996.5385 | 0.0049886 | 29 | Commercial_2031_Achievable_MW_Before Competition Groups_29 | LED parking lot fixture | 0.4989% | 0 | 4.9714 | Commercial_2031_Achievable_MW_Before Competition Groups_LED parking lot fixture
Commercial | Com ¦ Evaporator Fan Controls | 2031 | Economic | MW | Before Competition Groups | 9.8614 | 0 | 0 | 1989.4619 | 0.0049568 | 31 | Commercial_2031_Economic_MW_Before Competition Groups_31 | Evaporator Fan Controls | 0.4957% | 0 | 9.8614 | Commercial_2031_Economic_MW_Before Competition Groups_Evaporator Fan Controls
Commercial | Com ¦ Indoor Daylight Sensors/Photocell Dimming Control | 2031 | Technical | MW | Before Competition Groups | 14.2265 | 0 | 0 | 2930.7164 | 0.0048543 | 35 | Commercial_2031_Technical_MW_Before Competition Groups_35 | Indoor Daylight Sensors/Photocell Dimming Control | 0.4854% | 0 | 14.2265 | Commercial_2031_Technical_MW_Before Competition Groups_Indoor Daylight Sensors/Photocell Dimming Control
Commercial | Com ¦ ENERGY STAR FREEZER | 2031 | Technical | MW | Before Competition Groups | 13.9363 | 0 | 0 | 2930.7164 | 0.0047553 | 36 | Commercial_2031_Technical_MW_Before Competition Groups_36 | ENERGY STAR FREEZER | 0.4755% | 0 | 13.9363 | Commercial_2031_Technical_MW_Before Competition Groups_ENERGY STAR FREEZER
Commercial | Com ¦ Ground Source Heat Pump | 2031 | Technical | MW | Before Competition Groups | 12.8849 | 0 | 0 | 2930.7164 | 0.0043965 | 37 | Commercial_2031_Technical_MW_Before Competition Groups_37 | Ground Source Heat Pump | 0.4397% | 0 | 12.8849 | Commercial_2031_Technical_MW_Before Competition Groups_Ground Source Heat Pump
Commercial | Com ¦ ENERGY STAR LED LAMPS (General Service Lamps) | 2031 | Technical | MW | Before Competition Groups | 12.5203 | 0 | 0 | 2930.7164 | 0.0042721 | 38 | Commercial_2031_Technical_MW_Before Competition Groups_38 | ENERGY STAR LED LAMPS (General Service Lamps) | 0.4272% | 0 | 12.5203 | Commercial_2031_Technical_MW_Before Competition Groups_ENERGY STAR LED LAMPS (General Service Lamps)
Commercial | Com ¦ Duct Insulation, R8 | 2031 | Achievable | MW | Before Competition Groups | 4.2493 | 0 | 0 | 996.5385 | 0.004264 | 30 | Commercial_2031_Achievable_MW_Before Competition Groups_30 | Duct Insulation, R8 | 0.4264% | 0 | 4.2493 | Commercial_2031_Achievable_MW_Before Competition Groups_Duct Insulation, R8
Commercial | Com ¦ ECM MOTORS FOR EVAPORATOR FANS for refrigeration (WALK-IN) | 2031 | Technical | MW | Before Competition Groups | 11.6703 | 0 | 0 | 2930.7164 | 0.0039821 | 39 | Commercial_2031_Technical_MW_Before Competition Groups_39 | ECM MOTORS FOR EVAPORATOR FANS for refrigeration (WALK-IN) | 0.3982% | 0 | 11.6703 | Commercial_2031_Technical_MW_Before Competition Groups_ECM MOTORS FOR EVAPORATOR FANS for refrigeration (WALK-IN)
Commercial | Com ¦ ENERGY STAR ICE MACHINES - Ice Making Head | 2031 | Technical | MW | Before Competition Groups | 11.1736 | 0 | 0 | 2930.7164 | 0.0038126 | 40 | Commercial_2031_Technical_MW_Before Competition Groups_40 | ENERGY STAR ICE MACHINES - Ice Making Head | 0.3813% | 0 | 11.1736 | Commercial_2031_Technical_MW_Before Competition Groups_ENERGY STAR ICE MACHINES - Ice Making Head
Commercial | Com ¦ Demand Control Kitchen Ventilation | 2031 | Technical | MW | Before Competition Groups | 11.1347 | 0 | 0 | 2930.7164 | 0.0037993 | 41 | Commercial_2031_Technical_MW_Before Competition Groups_41 | Demand Control Kitchen Ventilation | 0.3799% | 0 | 11.1347 | Commercial_2031_Technical_MW_Before Competition Groups_Demand Control Kitchen Ventilation
Commercial | Com ¦ High R-Value Glass Doors/no-heat glass door | 2031 | Technical | MW | Before Competition Groups | 11.1018 | 0 | 0 | 2930.7164 | 0.0037881 | 42 | Commercial_2031_Technical_MW_Before Competition Groups_42 | High R-Value Glass Doors/no-heat glass door | 0.3788% | 0 | 11.1018 | Commercial_2031_Technical_MW_Before Competition Groups_High R-Value Glass Doors/no-heat glass door
Commercial | Com ¦ Freezer Case Light Sensor | 2031 | Technical | MW | Before Competition Groups | 10.1238 | 0 | 0 | 2930.7164 | 0.0034544 | 43 | Commercial_2031_Technical_MW_Before Competition Groups_43 | Freezer Case Light Sensor | 0.3454% | 0 | 10.1238 | Commercial_2031_Technical_MW_Before Competition Groups_Freezer Case Light Sensor
Commercial | Com ¦ Occupancy Sensors | 2031 | Technical | MW | Before Competition Groups | 9.9385 | 0 | 0 | 2930.7164 | 0.0033911 | 44 | Commercial_2031_Technical_MW_Before Competition Groups_44 | Occupancy Sensors | 0.3391% | 0 | 9.9385 | Commercial_2031_Technical_MW_Before Competition Groups_Occupancy Sensors
Commercial | Com ¦ Evaporator Fan Controls | 2031 | Technical | MW | Before Competition Groups | 9.8614 | 0 | 0 | 2930.7164 | 0.0033648 | 45 | Commercial_2031_Technical_MW_Before Competition Groups_45 | Evaporator Fan Controls | 0.3365% | 0 | 9.8614 | Commercial_2031_Technical_MW_Before Competition Groups_Evaporator Fan Controls
Commercial | Com ¦ LED EXTERIOR AREA LIGHTS - LED fixture (200W) | 2031 | Economic | MW | Before Competition Groups | 6.5866 | 0 | 0 | 1989.4619 | 0.0033108 | 32 | Commercial_2031_Economic_MW_Before Competition Groups_32 | LED EXTERIOR AREA LIGHTS - LED fixture (200W) | 0.3311% | 0 | 6.5866 | Commercial_2031_Economic_MW_Before Competition Groups_LED EXTERIOR AREA LIGHTS - LED fixture (200W)
Commercial | Com ¦ LED parking lot fixture | 2031 | Economic | MW | Before Competition Groups | 6.3155 | 0 | 0 | 1989.4619 | 0.0031745 | 33 | Commercial_2031_Economic_MW_Before Competition Groups_33 | LED parking lot fixture | 0.3174% | 0 | 6.3155 | Commercial_2031_Economic_MW_Before Competition Groups_LED parking lot fixture
Commercial | Com ¦ LED street light fixture | 2031 | Achievable | MW | Before Competition Groups | 3.1482 | 0 | 0 | 996.5385 | 0.0031591 | 31 | Commercial_2031_Achievable_MW_Before Competition Groups_31 | LED street light fixture | 0.3159% | 0 | 3.1482 | Commercial_2031_Achievable_MW_Before Competition Groups_LED street light fixture
Commercial | Com ¦ Refrigerated Display Case LED | 2031 | Achievable | MW | Before Competition Groups | 3.1343 | 0 | 0 | 996.5385 | 0.0031452 | 32 | Commercial_2031_Achievable_MW_Before Competition Groups_32 | Refrigerated Display Case LED | 0.3145% | 0 | 3.1343 | Commercial_2031_Achievable_MW_Before Competition Groups_Refrigerated Display Case LED
Commercial | Com ¦ ENERGY STAR Griddle (74% eff) | 2031 | Achievable | MW | Before Competition Groups | 3.0086 | 0 | 0 | 996.5385 | 0.003019 | 33 | Commercial_2031_Achievable_MW_Before Competition Groups_33 | ENERGY STAR Griddle (74% eff) | 0.3019% | 0 | 3.0086 | Commercial_2031_Achievable_MW_Before Competition Groups_ENERGY STAR Griddle (74% eff)
Commercial | Com ¦ Duct Insulation, R8 | 2031 | Economic | MW | Before Competition Groups | 5.8852 | 0 | 0 | 1989.4619 | 0.0029582 | 34 | Commercial_2031_Economic_MW_Before Competition Groups_34 | Duct Insulation, R8 | 0.2958% | 0 | 5.8852 | Commercial_2031_Economic_MW_Before Competition Groups_Duct Insulation, R8
Commercial | Com ¦ Water Source Heat Pump (4 ton) | 2031 | Economic | MW | Before Competition Groups | 5.4473 | 0 | 0 | 1989.4619 | 0.0027381 | 35 | Commercial_2031_Economic_MW_Before Competition Groups_35 | Water Source Heat Pump (4 ton) | 0.2738% | 0 | 5.4473 | Commercial_2031_Economic_MW_Before Competition Groups_Water Source Heat Pump (4 ton)
Commercial | Com ¦ Water Source Heat Pump (4 ton) | 2031 | Achievable | MW | Before Competition Groups | 2.6181 | 0 | 0 | 996.5385 | 0.0026272 | 34 | Commercial_2031_Achievable_MW_Before Competition Groups_34 | Water Source Heat Pump (4 ton) | 0.2627% | 0 | 2.6181 | Commercial_2031_Achievable_MW_Before Competition Groups_Water Source Heat Pump (4 ton)
Commercial | Com ¦ Temperature Adjustment in Commercial Freezers | 2031 | Achievable | MW | Before Competition Groups | 2.5654 | 0 | 0 | 996.5385 | 0.0025743 | 35 | Commercial_2031_Achievable_MW_Before Competition Groups_35 | Temperature Adjustment in Commercial Freezers | 0.2574% | 0 | 2.5654 | Commercial_2031_Achievable_MW_Before Competition Groups_Temperature Adjustment in Commercial Freezers
Commercial | Com ¦ ENERGY STAR Griddle (74% eff) | 2031 | Economic | MW | Before Competition Groups | 5.1125 | 0 | 0 | 1989.4619 | 0.0025698 | 36 | Commercial_2031_Economic_MW_Before Competition Groups_36 | ENERGY STAR Griddle (74% eff) | 0.257% | 0 | 5.1125 | Commercial_2031_Economic_MW_Before Competition Groups_ENERGY STAR Griddle (74% eff)
Commercial | Com ¦ BEVERAGE VENDING MACHINE CONTROLS | 2031 | Achievable | MW | Before Competition Groups | 2.4677 | 0 | 0 | 996.5385 | 0.0024763 | 36 | Commercial_2031_Achievable_MW_Before Competition Groups_36 | BEVERAGE VENDING MACHINE CONTROLS | 0.2476% | 0 | 2.4677 | Commercial_2031_Achievable_MW_Before Competition Groups_BEVERAGE VENDING MACHINE CONTROLS
Commercial | Com ¦ Elec Storage WH 2.30 Et | 2031 | Economic | MW | Before Competition Groups | 4.7915 | 0 | 0 | 1989.4619 | 0.0024084 | 37 | Commercial_2031_Economic_MW_Before Competition Groups_37 | Elec Storage WH 2.30 Et | 0.2408% | 0 | 4.7915 | Commercial_2031_Economic_MW_Before Competition Groups_Elec Storage WH 2.30 Et
Commercial | Com ¦ BEVERAGE VENDING MACHINE CONTROLS | 2031 | Economic | MW | Before Competition Groups | 4.6814 | 0 | 0 | 1989.4619 | 0.0023531 | 38 | Commercial_2031_Economic_MW_Before Competition Groups_38 | BEVERAGE VENDING MACHINE CONTROLS | 0.2353% | 0 | 4.6814 | Commercial_2031_Economic_MW_Before Competition Groups_BEVERAGE VENDING MACHINE CONTROLS
Commercial | Com ¦ Refrigeration Commissioning | 2031 | Technical | MW | Before Competition Groups | 6.8831 | 0 | 0 | 2930.7164 | 0.0023486 | 46 | Commercial_2031_Technical_MW_Before Competition Groups_46 | Refrigeration Commissioning | 0.2349% | 0 | 6.8831 | Commercial_2031_Technical_MW_Before Competition Groups_Refrigeration Commissioning
Commercial | Com ¦ Water Source Heat Pump (4 ton) | 2031 | Technical | MW | Before Competition Groups | 6.8486 | 0 | 0 | 2930.7164 | 0.0023368 | 47 | Commercial_2031_Technical_MW_Before Competition Groups_47 | Water Source Heat Pump (4 ton) | 0.2337% | 0 | 6.8486 | Commercial_2031_Technical_MW_Before Competition Groups_Water Source Heat Pump (4 ton)
Commercial | Com ¦ Elec Storage WH 2.30 Et | 2031 | Achievable | MW | Before Competition Groups | 2.2793 | 0 | 0 | 996.5385 | 0.0022872 | 37 | Commercial_2031_Achievable_MW_Before Competition Groups_37 | Elec Storage WH 2.30 Et | 0.2287% | 0 | 2.2793 | Commercial_2031_Achievable_MW_Before Competition Groups_Elec Storage WH 2.30 Et
Commercial | Com ¦ ENERGY STAR Refrigerator | 2031 | Technical | MW | Before Competition Groups | 6.6918 | 0 | 0 | 2930.7164 | 0.0022833 | 48 | Commercial_2031_Technical_MW_Before Competition Groups_48 | ENERGY STAR Refrigerator | 0.2283% | 0 | 6.6918 | Commercial_2031_Technical_MW_Before Competition Groups_ENERGY STAR Refrigerator
Commercial | Com ¦ LED EXTERIOR AREA LIGHTS - LED fixture (200W) | 2031 | Technical | MW | Before Competition Groups | 6.5866 | 0 | 0 | 2930.7164 | 0.0022474 | 49 | Commercial_2031_Technical_MW_Before Competition Groups_49 | LED EXTERIOR AREA LIGHTS - LED fixture (200W) | 0.2247% | 0 | 6.5866 | Commercial_2031_Technical_MW_Before Competition Groups_LED EXTERIOR AREA LIGHTS - LED fixture (200W)
Commercial | Com ¦ LED parking lot fixture | 2031 | Technical | MW | Before Competition Groups | 6.3155 | 0 | 0 | 2930.7164 | 0.0021549 | 50 | Commercial_2031_Technical_MW_Before Competition Groups_50 | LED parking lot fixture | 0.2155% | 0 | 6.3155 | Commercial_2031_Technical_MW_Before Competition Groups_LED parking lot fixture
Commercial | Com ¦ Vertical Night Covers | 2031 | Achievable | MW | Before Competition Groups | 2.1293 | 0 | 0 | 996.5385 | 0.0021367 | 38 | Commercial_2031_Achievable_MW_Before Competition Groups_38 | Vertical Night Covers | 0.2137% | 0 | 2.1293 | Commercial_2031_Achievable_MW_Before Competition Groups_Vertical Night Covers
Commercial | Com ¦ Condensing Make Up Air Unit | 2031 | Achievable | MW | Before Competition Groups | 2.0982 | 0 | 0 | 996.5385 | 0.0021055 | 39 | Commercial_2031_Achievable_MW_Before Competition Groups_39 | Condensing Make Up Air Unit | 0.2105% | 0 | 2.0982 | Commercial_2031_Achievable_MW_Before Competition Groups_Condensing Make Up Air Unit
Commercial | Com ¦ Energy Efficient Laboratory Fume Hood | 2031 | Achievable | MW | Before Competition Groups | 2.089 | 0 | 0 | 996.5385 | 0.0020962 | 40 | Commercial_2031_Achievable_MW_Before Competition Groups_40 | Energy Efficient Laboratory Fume Hood | 0.2096% | 0 | 2.089 | Commercial_2031_Achievable_MW_Before Competition Groups_Energy Efficient Laboratory Fume Hood
Commercial | Com ¦ Occupancy Sensors | 2031 | Achievable | MW | Before Competition Groups | 2.0687 | 0 | 0 | 996.5385 | 0.0020759 | 41 | Commercial_2031_Achievable_MW_Before Competition Groups_41 | Occupancy Sensors | 0.2076% | 0 | 2.0687 | Commercial_2031_Achievable_MW_Before Competition Groups_Occupancy Sensors
Commercial | Com ¦ CO Sensors for parking garage exhaust fans | 2031 | Achievable | MW | Before Competition Groups | 2.0388 | 0 | 0 | 996.5385 | 0.0020459 | 42 | Commercial_2031_Achievable_MW_Before Competition Groups_42 | CO Sensors for parking garage exhaust fans | 0.2046% | 0 | 2.0388 | Commercial_2031_Achievable_MW_Before Competition Groups_CO Sensors for parking garage exhaust fans
Commercial | Com ¦ LED street light fixture | 2031 | Economic | MW | Before Competition Groups | 4.052 | 0 | 0 | 1989.4619 | 0.0020367 | 39 | Commercial_2031_Economic_MW_Before Competition Groups_39 | LED street light fixture | 0.2037% | 0 | 4.052 | Commercial_2031_Economic_MW_Before Competition Groups_LED street light fixture
Commercial | Com ¦ Condensing Make Up Air Unit | 2031 | Economic | MW | Before Competition Groups | 4.0028 | 0 | 0 | 1989.4619 | 0.002012 | 40 | Commercial_2031_Economic_MW_Before Competition Groups_40 | Condensing Make Up Air Unit | 0.2012% | 0 | 4.0028 | Commercial_2031_Economic_MW_Before Competition Groups_Condensing Make Up Air Unit
Commercial | Com ¦ Duct Insulation, R8 | 2031 | Technical | MW | Before Competition Groups | 5.8852 | 0 | 0 | 2930.7164 | 0.0020081 | 51 | Commercial_2031_Technical_MW_Before Competition Groups_51 | Duct Insulation, R8 | 0.2008% | 0 | 5.8852 | Commercial_2031_Technical_MW_Before Competition Groups_Duct Insulation, R8
Commercial | Com ¦ Refrigerated Display Case LED | 2031 | Economic | MW | Before Competition Groups | 3.9649 | 0 | 0 | 1989.4619 | 0.001993 | 41 | Commercial_2031_Economic_MW_Before Competition Groups_41 | Refrigerated Display Case LED | 0.1993% | 0 | 3.9649 | Commercial_2031_Economic_MW_Before Competition Groups_Refrigerated Display Case LED
Commercial | Com ¦ Networked/Connected - Low Impact Application | 2031 | Economic | MW | Before Competition Groups | 3.7753 | 0 | 0 | 1989.4619 | 0.0018977 | 42 | Commercial_2031_Economic_MW_Before Competition Groups_42 | Networked/Connected - Low Impact Application | 0.1898% | 0 | 3.7753 | Commercial_2031_Economic_MW_Before Competition Groups_Networked/Connected - Low Impact Application
Commercial | Com ¦ Temperature Adjustment in Commercial Freezers | 2031 | Economic | MW | Before Competition Groups | 3.5987 | 0 | 0 | 1989.4619 | 0.0018089 | 43 | Commercial_2031_Economic_MW_Before Competition Groups_43 | Temperature Adjustment in Commercial Freezers | 0.1809% | 0 | 3.5987 | Commercial_2031_Economic_MW_Before Competition Groups_Temperature Adjustment in Commercial Freezers
Commercial | Com ¦ ENERGY STAR Griddle (74% eff) | 2031 | Technical | MW | Before Competition Groups | 5.1125 | 0 | 0 | 2930.7164 | 0.0017444 | 52 | Commercial_2031_Technical_MW_Before Competition Groups_52 | ENERGY STAR Griddle (74% eff) | 0.1744% | 0 | 5.1125 | Commercial_2031_Technical_MW_Before Competition Groups_ENERGY STAR Griddle (74% eff)
Commercial | Com ¦ Condensing Make Up Air Unit | 2031 | Technical | MW | Before Competition Groups | 4.8814 | 0 | 0 | 2930.7164 | 0.0016656 | 53 | Commercial_2031_Technical_MW_Before Competition Groups_53 | Condensing Make Up Air Unit | 0.1666% | 0 | 4.8814 | Commercial_2031_Technical_MW_Before Competition Groups_Condensing Make Up Air Unit
Commercial | Com ¦ Elec Storage WH 2.30 Et | 2031 | Technical | MW | Before Competition Groups | 4.7915 | 0 | 0 | 2930.7164 | 0.0016349 | 54 | Commercial_2031_Technical_MW_Before Competition Groups_54 | Elec Storage WH 2.30 Et | 0.1635% | 0 | 4.7915 | Commercial_2031_Technical_MW_Before Competition Groups_Elec Storage WH 2.30 Et
Commercial | Com ¦ Water Heating (DHW) Pipe Insulation (Add 3/4\ Foam)" | 2031 | Achievable | MW | Before Competition Groups | 1.6143 | 0 | 0 | 996.5385 | 0.0016199 | 43 | Commercial_2031_Achievable_MW_Before Competition Groups_43 | Water Heating (DHW) Pipe Insulation (Add 3/4\ Foam)" | 0.162% | 0 | 1.6143 | Commercial_2031_Achievable_MW_Before Competition Groups_Water Heating (DHW) Pipe Insulation (Add 3/4\ Foam)"
Commercial | Com ¦ CO Sensors for parking garage exhaust fans | 2031 | Economic | MW | Before Competition Groups | 3.1953 | 0 | 0 | 1989.4619 | 0.0016061 | 44 | Commercial_2031_Economic_MW_Before Competition Groups_44 | CO Sensors for parking garage exhaust fans | 0.1606% | 0 | 3.1953 | Commercial_2031_Economic_MW_Before Competition Groups_CO Sensors for parking garage exhaust fans
Commercial | Com ¦ BEVERAGE VENDING MACHINE CONTROLS | 2031 | Technical | MW | Before Competition Groups | 4.6814 | 0 | 0 | 2930.7164 | 0.0015974 | 55 | Commercial_2031_Technical_MW_Before Competition Groups_55 | BEVERAGE VENDING MACHINE CONTROLS | 0.1597% | 0 | 4.6814 | Commercial_2031_Technical_MW_Before Competition Groups_BEVERAGE VENDING MACHINE CONTROLS
Commercial | Com ¦ Super-High Efficiency Furnaces (Emerging Tech) | 2031 | Technical | MW | Before Competition Groups | 4.6722 | 0 | 0 | 2930.7164 | 0.0015942 | 56 | Commercial_2031_Technical_MW_Before Competition Groups_56 | Super-High Efficiency Furnaces (Emerging Tech) | 0.1594% | 0 | 4.6722 | Commercial_2031_Technical_MW_Before Competition Groups_Super-High Efficiency Furnaces (Emerging Tech)
Commercial | Com ¦ Vertical Night Covers | 2031 | Economic | MW | Before Competition Groups | 2.9893 | 0 | 0 | 1989.4619 | 0.0015026 | 45 | Commercial_2031_Economic_MW_Before Competition Groups_45 | Vertical Night Covers | 0.1503% | 0 | 2.9893 | Commercial_2031_Economic_MW_Before Competition Groups_Vertical Night Covers
Commercial | Com ¦ Energy Efficient Laboratory Fume Hood | 2031 | Economic | MW | Before Competition Groups | 2.8942 | 0 | 0 | 1989.4619 | 0.0014548 | 46 | Commercial_2031_Economic_MW_Before Competition Groups_46 | Energy Efficient Laboratory Fume Hood | 0.1455% | 0 | 2.8942 | Commercial_2031_Economic_MW_Before Competition Groups_Energy Efficient Laboratory Fume Hood
Commercial | Com ¦ LED street light fixture | 2031 | Technical | MW | Before Competition Groups | 4.052 | 0 | 0 | 2930.7164 | 0.0013826 | 57 | Commercial_2031_Technical_MW_Before Competition Groups_57 | LED street light fixture | 0.1383% | 0 | 4.052 | Commercial_2031_Technical_MW_Before Competition Groups_LED street light fixture
Commercial | Com ¦ Roof Insulation/Ceiling Insulation (R25 Code to R35) | 2031 | Technical | MW | Before Competition Groups | 3.9022 | 0 | 0 | 2930.7164 | 0.0013315 | 58 | Commercial_2031_Technical_MW_Before Competition Groups_58 | Roof Insulation/Ceiling Insulation (R25 Code to R35) | 0.1331% | 0 | 3.9022 | Commercial_2031_Technical_MW_Before Competition Groups_Roof Insulation/Ceiling Insulation (R25 Code to R35)
Commercial | Com ¦ Outside Air Economizer | 2031 | Achievable | MW | Before Competition Groups | 1.3228 | 0 | 0 | 996.5385 | 0.0013274 | 44 | Commercial_2031_Achievable_MW_Before Competition Groups_44 | Outside Air Economizer | 0.1327% | 0 | 1.3228 | Commercial_2031_Achievable_MW_Before Competition Groups_Outside Air Economizer
Commercial | Com ¦ Temperature Adjustment in Commercial Freezers | 2031 | Technical | MW | Before Competition Groups | 3.5987 | 0 | 0 | 2930.7164 | 0.0012279 | 59 | Commercial_2031_Technical_MW_Before Competition Groups_59 | Temperature Adjustment in Commercial Freezers | 0.1228% | 0 | 3.5987 | Commercial_2031_Technical_MW_Before Competition Groups_Temperature Adjustment in Commercial Freezers
Commercial | Com ¦ Water Heating (DHW) Pipe Insulation (Add 3/4\ Foam)" | 2031 | Economic | MW | Before Competition Groups | 2.2559 | 0 | 0 | 1989.4619 | 0.0011339 | 47 | Commercial_2031_Economic_MW_Before Competition Groups_47 | Water Heating (DHW) Pipe Insulation (Add 3/4\ Foam)" | 0.1134% | 0 | 2.2559 | Commercial_2031_Economic_MW_Before Competition Groups_Water Heating (DHW) Pipe Insulation (Add 3/4\ Foam)"
Commercial | Com ¦ Anti-sweat heat (ASH) controls - Cooler/Freezer | 2031 | Technical | MW | Before Competition Groups | 3.2886 | 0 | 0 | 2930.7164 | 0.0011221 | 60 | Commercial_2031_Technical_MW_Before Competition Groups_60 | Anti-sweat heat (ASH) controls - Cooler/Freezer | 0.1122% | 0 | 3.2886 | Commercial_2031_Technical_MW_Before Competition Groups_Anti-sweat heat (ASH) controls - Cooler/Freezer
Commercial | Com ¦ Suction Pipe Insulation Freezer/Refrigerator | 2031 | Achievable | MW | Before Competition Groups | 1.1043 | 0 | 0 | 996.5385 | 0.0011082 | 45 | Commercial_2031_Achievable_MW_Before Competition Groups_45 | Suction Pipe Insulation Freezer/Refrigerator | 0.1108% | 0 | 1.1043 | Commercial_2031_Achievable_MW_Before Competition Groups_Suction Pipe Insulation Freezer/Refrigerator
Commercial | Com ¦ CO Sensors for parking garage exhaust fans | 2031 | Technical | MW | Before Competition Groups | 3.1953 | 0 | 0 | 2930.7164 | 0.0010903 | 61 | Commercial_2031_Technical_MW_Before Competition Groups_61 | CO Sensors for parking garage exhaust fans | 0.109% | 0 | 3.1953 | Commercial_2031_Technical_MW_Before Competition Groups_CO Sensors for parking garage exhaust fans
Commercial | Com ¦ Vertical Night Covers | 2031 | Technical | MW | Before Competition Groups | 2.9893 | 0 | 0 | 2930.7164 | 0.00102 | 62 | Commercial_2031_Technical_MW_Before Competition Groups_62 | Vertical Night Covers | 0.102% | 0 | 2.9893 | Commercial_2031_Technical_MW_Before Competition Groups_Vertical Night Covers
Commercial | Com ¦ Energy Efficient Laboratory Fume Hood | 2031 | Technical | MW | Before Competition Groups | 2.8942 | 0 | 0 | 2930.7164 | 0.00098753 | 63 | Commercial_2031_Technical_MW_Before Competition Groups_63 | Energy Efficient Laboratory Fume Hood | 0.09875% | 0 | 2.8942 | Commercial_2031_Technical_MW_Before Competition Groups_Energy Efficient Laboratory Fume Hood
Commercial | Com ¦ Outside Air Economizer | 2031 | Economic | MW | Before Competition Groups | 1.8562 | 0 | 0 | 1989.4619 | 0.00093299 | 48 | Commercial_2031_Economic_MW_Before Competition Groups_48 | Outside Air Economizer | 0.0933% | 0 | 1.8562 | Commercial_2031_Economic_MW_Before Competition Groups_Outside Air Economizer
Commercial | Com ¦ ENERGY STAR Fryer (84% eff) | 2031 | Achievable | MW | Before Competition Groups | 0.89909 | 0 | 0 | 996.5385 | 0.00090221 | 46 | Commercial_2031_Achievable_MW_Before Competition Groups_46 | ENERGY STAR Fryer (84% eff) | 0.09022% | 0 | 0.89909 | Commercial_2031_Achievable_MW_Before Competition Groups_ENERGY STAR Fryer (84% eff)
Commercial | Com ¦ Suction Pipe Insulation Freezer/Refrigerator | 2031 | Economic | MW | Before Competition Groups | 1.5485 | 0 | 0 | 1989.4619 | 0.00077834 | 49 | Commercial_2031_Economic_MW_Before Competition Groups_49 | Suction Pipe Insulation Freezer/Refrigerator | 0.07783% | 0 | 1.5485 | Commercial_2031_Economic_MW_Before Competition Groups_Suction Pipe Insulation Freezer/Refrigerator
Commercial | Com ¦ Water Heating (DHW) Pipe Insulation (Add 3/4\ Foam)" | 2031 | Technical | MW | Before Competition Groups | 2.2559 | 0 | 0 | 2930.7164 | 0.00076976 | 64 | Commercial_2031_Technical_MW_Before Competition Groups_64 | Water Heating (DHW) Pipe Insulation (Add 3/4\ Foam)" | 0.07698% | 0 | 2.2559 | Commercial_2031_Technical_MW_Before Competition Groups_Water Heating (DHW) Pipe Insulation (Add 3/4\ Foam)"
Commercial | Com ¦ ENERGY STAR Fryer (84% eff) | 2031 | Economic | MW | Before Competition Groups | 1.4959 | 0 | 0 | 1989.4619 | 0.0007519 | 50 | Commercial_2031_Economic_MW_Before Competition Groups_50 | ENERGY STAR Fryer (84% eff) | 0.07519% | 0 | 1.4959 | Commercial_2031_Economic_MW_Before Competition Groups_ENERGY STAR Fryer (84% eff)
Commercial | Com ¦ ENERGY STAR Dishwasher | 2031 | Economic | MW | Before Competition Groups | 1.3301 | 0 | 0 | 1989.4619 | 0.00066858 | 51 | Commercial_2031_Economic_MW_Before Competition Groups_51 | ENERGY STAR Dishwasher | 0.06686% | 0 | 1.3301 | Commercial_2031_Economic_MW_Before Competition Groups_ENERGY STAR Dishwasher
Commercial | Com ¦ Outside Air Economizer | 2031 | Technical | MW | Before Competition Groups | 1.8562 | 0 | 0 | 2930.7164 | 0.00063334 | 65 | Commercial_2031_Technical_MW_Before Competition Groups_65 | Outside Air Economizer | 0.06333% | 0 | 1.8562 | Commercial_2031_Technical_MW_Before Competition Groups_Outside Air Economizer
Commercial | Com ¦ Thermostat Setback | 2031 | Achievable | MW | Before Competition Groups | 0.57627 | 0 | 0 | 996.5385 | 0.00057828 | 47 | Commercial_2031_Achievable_MW_Before Competition Groups_47 | Thermostat Setback | 0.05783% | 0 | 0.57627 | Commercial_2031_Achievable_MW_Before Competition Groups_Thermostat Setback
Commercial | Com ¦ ENERGY STAR Steam Cookers | 2031 | Achievable | MW | Before Competition Groups | 0.56386 | 0 | 0 | 996.5385 | 0.00056582 | 48 | Commercial_2031_Achievable_MW_Before Competition Groups_48 | ENERGY STAR Steam Cookers | 0.05658% | 0 | 0.56386 | Commercial_2031_Achievable_MW_Before Competition Groups_ENERGY STAR Steam Cookers
Commercial | Com ¦ Suction Pipe Insulation Freezer/Refrigerator | 2031 | Technical | MW | Before Competition Groups | 1.5485 | 0 | 0 | 2930.7164 | 0.00052836 | 66 | Commercial_2031_Technical_MW_Before Competition Groups_66 | Suction Pipe Insulation Freezer/Refrigerator | 0.05284% | 0 | 1.5485 | Commercial_2031_Technical_MW_Before Competition Groups_Suction Pipe Insulation Freezer/Refrigerator
Commercial | Com ¦ ENERGY STAR Fryer (84% eff) | 2031 | Technical | MW | Before Competition Groups | 1.4959 | 0 | 0 | 2930.7164 | 0.00051042 | 67 | Commercial_2031_Technical_MW_Before Competition Groups_67 | ENERGY STAR Fryer (84% eff) | 0.05104% | 0 | 1.4959 | Commercial_2031_Technical_MW_Before Competition Groups_ENERGY STAR Fryer (84% eff)
Commercial | Com ¦ Ozone Laundry Treatment | 2031 | Achievable | MW | Before Competition Groups | 0.50075 | 0 | 0 | 996.5385 | 0.00050249 | 49 | Commercial_2031_Achievable_MW_Before Competition Groups_49 | Ozone Laundry Treatment | 0.05025% | 0 | 0.50075 | Commercial_2031_Achievable_MW_Before Competition Groups_Ozone Laundry Treatment
Commercial | Com ¦ ENERGY STAR Steam Cookers | 2031 | Economic | MW | Before Competition Groups | 0.96063 | 0 | 0 | 1989.4619 | 0.00048286 | 52 | Commercial_2031_Economic_MW_Before Competition Groups_52 | ENERGY STAR Steam Cookers | 0.04829% | 0 | 0.96063 | Commercial_2031_Economic_MW_Before Competition Groups_ENERGY STAR Steam Cookers
Commercial | Com ¦ High Efficiency Small Instantaneous Water Heater | 2031 | Technical | MW | Before Competition Groups | 1.3642 | 0 | 0 | 2930.7164 | 0.00046547 | 68 | Commercial_2031_Technical_MW_Before Competition Groups_68 | High Efficiency Small Instantaneous Water Heater | 0.04655% | 0 | 1.3642 | Commercial_2031_Technical_MW_Before Competition Groups_High Efficiency Small Instantaneous Water Heater
Commercial | Com ¦ ENERGY STAR Dishwasher | 2031 | Technical | MW | Before Competition Groups | 1.3301 | 0 | 0 | 2930.7164 | 0.00045385 | 69 | Commercial_2031_Technical_MW_Before Competition Groups_69 | ENERGY STAR Dishwasher | 0.04539% | 0 | 1.3301 | Commercial_2031_Technical_MW_Before Competition Groups_ENERGY STAR Dishwasher
Commercial | Com ¦ LED RECESSED DOWNLIGHTS | 2031 | Technical | MW | Before Competition Groups | 1.3194 | 0 | 0 | 2930.7164 | 0.00045018 | 70 | Commercial_2031_Technical_MW_Before Competition Groups_70 | LED RECESSED DOWNLIGHTS | 0.04502% | 0 | 1.3194 | Commercial_2031_Technical_MW_Before Competition Groups_LED RECESSED DOWNLIGHTS
Commercial | Com ¦ Evaporator Coil Defrost (Cooler) | 2031 | Technical | MW | Before Competition Groups | 1.3184 | 0 | 0 | 2930.7164 | 0.00044987 | 71 | Commercial_2031_Technical_MW_Before Competition Groups_71 | Evaporator Coil Defrost (Cooler) | 0.04499% | 0 | 1.3184 | Commercial_2031_Technical_MW_Before Competition Groups_Evaporator Coil Defrost (Cooler)
Commercial | Com ¦ ENERGY STAR Dishwasher | 2031 | Achievable | MW | Before Competition Groups | 0.44469 | 0 | 0 | 996.5385 | 0.00044624 | 50 | Commercial_2031_Achievable_MW_Before Competition Groups_50 | ENERGY STAR Dishwasher | 0.04462% | 0 | 0.44469 | Commercial_2031_Achievable_MW_Before Competition Groups_ENERGY STAR Dishwasher
Commercial | Com ¦ Room AC (w/ louvered sides) 14 SEER from 12 SEER code | 2031 | Technical | MW | Before Competition Groups | 1.2831 | 0 | 0 | 2930.7164 | 0.00043782 | 72 | Commercial_2031_Technical_MW_Before Competition Groups_72 | Room AC (w/ louvered sides) 14 SEER from 12 SEER code | 0.04378% | 0 | 1.2831 | Commercial_2031_Technical_MW_Before Competition Groups_Room AC (w/ louvered sides) 14 SEER from 12 SEER code
Commercial | Com ¦ Ozone Laundry Treatment | 2031 | Economic | MW | Before Competition Groups | 0.77082 | 0 | 0 | 1989.4619 | 0.00038745 | 53 | Commercial_2031_Economic_MW_Before Competition Groups_53 | Ozone Laundry Treatment | 0.03875% | 0 | 0.77082 | Commercial_2031_Economic_MW_Before Competition Groups_Ozone Laundry Treatment
Commercial | Com ¦ High Efficiency Small Instantaneous Water Heater | 2031 | Economic | MW | Before Competition Groups | 0.66002 | 0 | 0 | 1989.4619 | 0.00033176 | 54 | Commercial_2031_Economic_MW_Before Competition Groups_54 | High Efficiency Small Instantaneous Water Heater | 0.03318% | 0 | 0.66002 | Commercial_2031_Economic_MW_Before Competition Groups_High Efficiency Small Instantaneous Water Heater
Commercial | Com ¦ Thermostat Setback | 2031 | Economic | MW | Before Competition Groups | 0.6591 | 0 | 0 | 1989.4619 | 0.0003313 | 55 | Commercial_2031_Economic_MW_Before Competition Groups_55 | Thermostat Setback | 0.03313% | 0 | 0.6591 | Commercial_2031_Economic_MW_Before Competition Groups_Thermostat Setback
Commercial | Com ¦ ENERGY STAR Steam Cookers | 2031 | Technical | MW | Before Competition Groups | 0.96063 | 0 | 0 | 2930.7164 | 0.00032778 | 73 | Commercial_2031_Technical_MW_Before Competition Groups_73 | ENERGY STAR Steam Cookers | 0.03278% | 0 | 0.96063 | Commercial_2031_Technical_MW_Before Competition Groups_ENERGY STAR Steam Cookers
Commercial | Com ¦ Variable Refrigerant Flow Heat Pump | 2031 | Achievable | MW | Before Competition Groups | 0.26646 | 0 | 0 | 996.5385 | 0.00026738 | 51 | Commercial_2031_Achievable_MW_Before Competition Groups_51 | Variable Refrigerant Flow Heat Pump | 0.02674% | 0 | 0.26646 | Commercial_2031_Achievable_MW_Before Competition Groups_Variable Refrigerant Flow Heat Pump
Commercial | Com ¦ Ozone Laundry Treatment | 2031 | Technical | MW | Before Competition Groups | 0.77082 | 0 | 0 | 2930.7164 | 0.00026302 | 74 | Commercial_2031_Technical_MW_Before Competition Groups_74 | Ozone Laundry Treatment | 0.0263% | 0 | 0.77082 | Commercial_2031_Technical_MW_Before Competition Groups_Ozone Laundry Treatment
Commercial | Com ¦ PTAC (12 EER/10,000 BTU) | 2031 | Economic | MW | Before Competition Groups | 0.48009 | 0 | 0 | 1989.4619 | 0.00024132 | 56 | Commercial_2031_Economic_MW_Before Competition Groups_56 | PTAC (12 EER/10,000 BTU) | 0.02413% | 0 | 0.48009 | Commercial_2031_Economic_MW_Before Competition Groups_PTAC (12 EER/10,000 BTU)
Commercial | Com ¦ Wall Insulation | 2031 | Technical | MW | Before Competition Groups | 0.70596 | 0 | 0 | 2930.7164 | 0.00024088 | 75 | Commercial_2031_Technical_MW_Before Competition Groups_75 | Wall Insulation | 0.02409% | 0 | 0.70596 | Commercial_2031_Technical_MW_Before Competition Groups_Wall Insulation
Commercial | Com ¦ Solar Preheat Make up Air | 2031 | Technical | MW | Before Competition Groups | 0.69847 | 0 | 0 | 2930.7164 | 0.00023833 | 76 | Commercial_2031_Technical_MW_Before Competition Groups_76 | Solar Preheat Make up Air | 0.02383% | 0 | 0.69847 | Commercial_2031_Technical_MW_Before Competition Groups_Solar Preheat Make up Air
Commercial | Com ¦ SYNCHRONOUS BELT | 2031 | Technical | MW | Before Competition Groups | 0.67506 | 0 | 0 | 2930.7164 | 0.00023034 | 77 | Commercial_2031_Technical_MW_Before Competition Groups_77 | SYNCHRONOUS BELT | 0.02303% | 0 | 0.67506 | Commercial_2031_Technical_MW_Before Competition Groups_SYNCHRONOUS BELT
Commercial | Com ¦ Thermostat Setback | 2031 | Technical | MW | Before Competition Groups | 0.6591 | 0 | 0 | 2930.7164 | 0.00022489 | 78 | Commercial_2031_Technical_MW_Before Competition Groups_78 | Thermostat Setback | 0.02249% | 0 | 0.6591 | Commercial_2031_Technical_MW_Before Competition Groups_Thermostat Setback
Commercial | Com ¦ ECM MOTORS FOR HVAC APPLICATION (FAN-POWERED VAV BOX) | 2031 | Achievable | MW | Before Competition Groups | 0.20634 | 0 | 0 | 996.5385 | 0.00020706 | 52 | Commercial_2031_Achievable_MW_Before Competition Groups_52 | ECM MOTORS FOR HVAC APPLICATION (FAN-POWERED VAV BOX) | 0.02071% | 0 | 0.20634 | Commercial_2031_Achievable_MW_Before Competition Groups_ECM MOTORS FOR HVAC APPLICATION (FAN-POWERED VAV BOX)
Commercial | Com ¦ Variable Refrigerant Flow Heat Pump | 2031 | Economic | MW | Before Competition Groups | 0.40686 | 0 | 0 | 1989.4619 | 0.00020451 | 57 | Commercial_2031_Economic_MW_Before Competition Groups_57 | Variable Refrigerant Flow Heat Pump | 0.02045% | 0 | 0.40686 | Commercial_2031_Economic_MW_Before Competition Groups_Variable Refrigerant Flow Heat Pump
Commercial | Com ¦ PTAC (12 EER/10,000 BTU) | 2031 | Technical | MW | Before Competition Groups | 0.54096 | 0 | 0 | 2930.7164 | 0.00018458 | 79 | Commercial_2031_Technical_MW_Before Competition Groups_79 | PTAC (12 EER/10,000 BTU) | 0.01846% | 0 | 0.54096 | Commercial_2031_Technical_MW_Before Competition Groups_PTAC (12 EER/10,000 BTU)
Commercial | Com ¦ Efficient compressor motor | 2031 | Technical | MW | Before Competition Groups | 0.53282 | 0 | 0 | 2930.7164 | 0.00018181 | 80 | Commercial_2031_Technical_MW_Before Competition Groups_80 | Efficient compressor motor | 0.01818% | 0 | 0.53282 | Commercial_2031_Technical_MW_Before Competition Groups_Efficient compressor motor
Commercial | Com ¦ Indoor Daylight Sensors/Photocell Dimming Control | 2031 | Economic | MW | Before Competition Groups | 0.3213 | 0 | 0 | 1989.4619 | 0.0001615 | 58 | Commercial_2031_Economic_MW_Before Competition Groups_58 | Indoor Daylight Sensors/Photocell Dimming Control | 0.01615% | 0 | 0.3213 | Commercial_2031_Economic_MW_Before Competition Groups_Indoor Daylight Sensors/Photocell Dimming Control
Commercial | Com ¦ PTAC (12 EER/10,000 BTU) | 2031 | Achievable | MW | Before Competition Groups | 0.15535 | 0 | 0 | 996.5385 | 0.00015589 | 53 | Commercial_2031_Achievable_MW_Before Competition Groups_53 | PTAC (12 EER/10,000 BTU) | 0.01559% | 0 | 0.15535 | Commercial_2031_Achievable_MW_Before Competition Groups_PTAC (12 EER/10,000 BTU)
Commercial | Com ¦ ECM MOTORS FOR HVAC APPLICATION (FAN-POWERED VAV BOX) | 2031 | Economic | MW | Before Competition Groups | 0.30522 | 0 | 0 | 1989.4619 | 0.00015342 | 59 | Commercial_2031_Economic_MW_Before Competition Groups_59 | ECM MOTORS FOR HVAC APPLICATION (FAN-POWERED VAV BOX) | 0.01534% | 0 | 0.30522 | Commercial_2031_Economic_MW_Before Competition Groups_ECM MOTORS FOR HVAC APPLICATION (FAN-POWERED VAV BOX)
Commercial | Com ¦ Efficient compressor motor | 2031 | Economic | MW | Before Competition Groups | 0.30157 | 0 | 0 | 1989.4619 | 0.00015158 | 60 | Commercial_2031_Economic_MW_Before Competition Groups_60 | Efficient compressor motor | 0.01516% | 0 | 0.30157 | Commercial_2031_Economic_MW_Before Competition Groups_Efficient compressor motor
Commercial | Com ¦ Solar Water Preheat (Pools/DHW) | 2031 | Economic | MW | Before Competition Groups | 0.29511 | 0 | 0 | 1989.4619 | 0.00014834 | 61 | Commercial_2031_Economic_MW_Before Competition Groups_61 | Solar Water Preheat (Pools/DHW) | 0.01483% | 0 | 0.29511 | Commercial_2031_Economic_MW_Before Competition Groups_Solar Water Preheat (Pools/DHW)
Commercial | COM ¦ Ductless Mini-Split Heat Pumps | 2031 | Economic | MW | Before Competition Groups | 0.28214 | 0 | 0 | 1989.4619 | 0.00014182 | 62 | Commercial_2031_Economic_MW_Before Competition Groups_62 | Ductless Mini-Split Heat Pumps | 0.01418% | 0 | 0.28214 | Commercial_2031_Economic_MW_Before Competition Groups_Ductless Mini-Split Heat Pumps
Commercial | COM ¦ Ductless Mini-Split Heat Pumps | 2031 | Achievable | MW | Before Competition Groups | 0.13245 | 0 | 0 | 996.5385 | 0.00013291 | 54 | Commercial_2031_Achievable_MW_Before Competition Groups_54 | Ductless Mini-Split Heat Pumps | 0.01329% | 0 | 0.13245 | Commercial_2031_Achievable_MW_Before Competition Groups_Ductless Mini-Split Heat Pumps
Commercial | Com ¦ Auto Off Time Switch or Time Clock control | 2031 | Achievable | MW | Before Competition Groups | 0.11491 | 0 | 0 | 996.5385 | 0.00011531 | 55 | Commercial_2031_Achievable_MW_Before Competition Groups_55 | Auto Off Time Switch or Time Clock control | 0.01153% | 0 | 0.11491 | Commercial_2031_Achievable_MW_Before Competition Groups_Auto Off Time Switch or Time Clock control
Commercial | Com ¦ Notched V belts for HVAC Systems | 2031 | Technical | MW | Before Competition Groups | 0.33753 | 0 | 0 | 2930.7164 | 0.00011517 | 81 | Commercial_2031_Technical_MW_Before Competition Groups_81 | Notched V belts for HVAC Systems | 0.01152% | 0 | 0.33753 | Commercial_2031_Technical_MW_Before Competition Groups_Notched V belts for HVAC Systems
Commercial | Com ¦ Demand controlled Circulating Systems | 2031 | Achievable | MW | Before Competition Groups | 0.1114 | 0 | 0 | 996.5385 | 0.00011179 | 56 | Commercial_2031_Achievable_MW_Before Competition Groups_56 | Demand controlled Circulating Systems | 0.01118% | 0 | 0.1114 | Commercial_2031_Achievable_MW_Before Competition Groups_Demand controlled Circulating Systems
Commercial | Com ¦ ECM MOTORS FOR HVAC APPLICATION (FAN-POWERED VAV BOX) | 2031 | Technical | MW | Before Competition Groups | 0.30631 | 0 | 0 | 2930.7164 | 0.00010452 | 82 | Commercial_2031_Technical_MW_Before Competition Groups_82 | ECM MOTORS FOR HVAC APPLICATION (FAN-POWERED VAV BOX) | 0.01045% | 0 | 0.30631 | Commercial_2031_Technical_MW_Before Competition Groups_ECM MOTORS FOR HVAC APPLICATION (FAN-POWERED VAV BOX)
Commercial | Com ¦ Solar Water Preheat (Pools/DHW) | 2031 | Technical | MW | Before Competition Groups | 0.29511 | 0 | 0 | 2930.7164 | 0.0001007 | 83 | Commercial_2031_Technical_MW_Before Competition Groups_83 | Solar Water Preheat (Pools/DHW) | 0.01007% | 0 | 0.29511 | Commercial_2031_Technical_MW_Before Competition Groups_Solar Water Preheat (Pools/DHW)
Commercial | Com ¦ CEE Tier 2/Energy Star Clothes Washers | 2031 | Achievable | MW | Before Competition Groups | 0.096106 | 0 | 0 | 996.5385 | 9.644e-05 | 57 | Commercial_2031_Achievable_MW_Before Competition Groups_57 | CEE Tier 2/Energy Star Clothes Washers | 0.009644% | 0 | 0.096106 | Commercial_2031_Achievable_MW_Before Competition Groups_CEE Tier 2/Energy Star Clothes Washers
Commercial | COM ¦ Ductless Mini-Split Heat Pumps | 2031 | Technical | MW | Before Competition Groups | 0.28214 | 0 | 0 | 2930.7164 | 9.6272e-05 | 84 | Commercial_2031_Technical_MW_Before Competition Groups_84 | Ductless Mini-Split Heat Pumps | 0.009627% | 0 | 0.28214 | Commercial_2031_Technical_MW_Before Competition Groups_Ductless Mini-Split Heat Pumps
Commercial | Com ¦ Heat Pump Water Heater (50 Gallons) | 2031 | Technical | MW | Before Competition Groups | 0.27668 | 0 | 0 | 2930.7164 | 9.4409e-05 | 85 | Commercial_2031_Technical_MW_Before Competition Groups_85 | Heat Pump Water Heater (50 Gallons) | 0.009441% | 0 | 0.27668 | Commercial_2031_Technical_MW_Before Competition Groups_Heat Pump Water Heater (50 Gallons)
Commercial | Com ¦ Auto Off Time Switch or Time Clock control | 2031 | Economic | MW | Before Competition Groups | 0.18692 | 0 | 0 | 1989.4619 | 9.3957e-05 | 63 | Commercial_2031_Economic_MW_Before Competition Groups_63 | Auto Off Time Switch or Time Clock control | 0.009396% | 0 | 0.18692 | Commercial_2031_Economic_MW_Before Competition Groups_Auto Off Time Switch or Time Clock control
Commercial | Com ¦ High Efficiency Chiller (avg of water and air cooled) | 2031 | Technical | MW | Before Competition Groups | 0.27352 | 0 | 0 | 2930.7164 | 9.3329e-05 | 86 | Commercial_2031_Technical_MW_Before Competition Groups_86 | High Efficiency Chiller (avg of water and air cooled) | 0.009333% | 0 | 0.27352 | Commercial_2031_Technical_MW_Before Competition Groups_High Efficiency Chiller (avg of water and air cooled)
Commercial | Com ¦ Solar Water Preheat (Pools/DHW) | 2031 | Achievable | MW | Before Competition Groups | 0.085796 | 0 | 0 | 996.5385 | 8.6094e-05 | 58 | Commercial_2031_Achievable_MW_Before Competition Groups_58 | Solar Water Preheat (Pools/DHW) | 0.008609% | 0 | 0.085796 | Commercial_2031_Achievable_MW_Before Competition Groups_Solar Water Preheat (Pools/DHW)
Commercial | Com ¦ HVAC Optimization | 2031 | Achievable | MW | Before Competition Groups | 0.081408 | 0 | 0 | 996.5385 | 8.1691e-05 | 59 | Commercial_2031_Achievable_MW_Before Competition Groups_59 | HVAC Optimization | 0.008169% | 0 | 0.081408 | Commercial_2031_Achievable_MW_Before Competition Groups_HVAC Optimization
Commercial | Com ¦ Notched V belts for HVAC Systems | 2031 | Economic | MW | Before Competition Groups | 0.16175 | 0 | 0 | 1989.4619 | 8.1304e-05 | 64 | Commercial_2031_Economic_MW_Before Competition Groups_64 | Notched V belts for HVAC Systems | 0.00813% | 0 | 0.16175 | Commercial_2031_Economic_MW_Before Competition Groups_Notched V belts for HVAC Systems
Commercial | Com ¦ HVAC Optimization | 2031 | Technical | MW | Before Competition Groups | 0.23803 | 0 | 0 | 2930.7164 | 8.1221e-05 | 87 | Commercial_2031_Technical_MW_Before Competition Groups_87 | HVAC Optimization | 0.008122% | 0 | 0.23803 | Commercial_2031_Technical_MW_Before Competition Groups_HVAC Optimization
Commercial | Com ¦ Commercial Hot Food Holding Cabinets | 2031 | Technical | MW | Before Competition Groups | 0.2235 | 0 | 0 | 2930.7164 | 7.6262e-05 | 88 | Commercial_2031_Technical_MW_Before Competition Groups_88 | Commercial Hot Food Holding Cabinets | 0.007626% | 0 | 0.2235 | Commercial_2031_Technical_MW_Before Competition Groups_Commercial Hot Food Holding Cabinets
Commercial | Com ¦ Demand controlled Circulating Systems | 2031 | Economic | MW | Before Competition Groups | 0.14928 | 0 | 0 | 1989.4619 | 7.5036e-05 | 65 | Commercial_2031_Economic_MW_Before Competition Groups_65 | Demand controlled Circulating Systems | 0.007504% | 0 | 0.14928 | Commercial_2031_Economic_MW_Before Competition Groups_Demand controlled Circulating Systems
Commercial | Com ¦ CEE Tier 2/Energy Star Clothes Washers | 2031 | Economic | MW | Before Competition Groups | 0.14503 | 0 | 0 | 1989.4619 | 7.2901e-05 | 66 | Commercial_2031_Economic_MW_Before Competition Groups_66 | CEE Tier 2/Energy Star Clothes Washers | 0.00729% | 0 | 0.14503 | Commercial_2031_Economic_MW_Before Competition Groups_CEE Tier 2/Energy Star Clothes Washers
Commercial | Com ¦ HVAC Optimization | 2031 | Economic | MW | Before Competition Groups | 0.1439 | 0 | 0 | 1989.4619 | 7.2333e-05 | 67 | Commercial_2031_Economic_MW_Before Competition Groups_67 | HVAC Optimization | 0.007233% | 0 | 0.1439 | Commercial_2031_Economic_MW_Before Competition Groups_HVAC Optimization
Commercial | Com ¦ Auto Off Time Switch or Time Clock control | 2031 | Technical | MW | Before Competition Groups | 0.18692 | 0 | 0 | 2930.7164 | 6.3781e-05 | 89 | Commercial_2031_Technical_MW_Before Competition Groups_89 | Auto Off Time Switch or Time Clock control | 0.006378% | 0 | 0.18692 | Commercial_2031_Technical_MW_Before Competition Groups_Auto Off Time Switch or Time Clock control
Commercial | Com ¦ Low Flow Pre-Rinse Spray Nozzle | 2031 | Achievable | MW | Before Competition Groups | 0.060272 | 0 | 0 | 996.5385 | 6.0482e-05 | 60 | Commercial_2031_Achievable_MW_Before Competition Groups_60 | Low Flow Pre-Rinse Spray Nozzle | 0.006048% | 0 | 0.060272 | Commercial_2031_Achievable_MW_Before Competition Groups_Low Flow Pre-Rinse Spray Nozzle
Commercial | Com ¦ Low Flow Pre-Rinse Spray Nozzle | 2031 | Economic | MW | Before Competition Groups | 0.10213 | 0 | 0 | 1989.4619 | 5.1337e-05 | 68 | Commercial_2031_Economic_MW_Before Competition Groups_68 | Low Flow Pre-Rinse Spray Nozzle | 0.005134% | 0 | 0.10213 | Commercial_2031_Economic_MW_Before Competition Groups_Low Flow Pre-Rinse Spray Nozzle
Commercial | Com ¦ Demand controlled Circulating Systems | 2031 | Technical | MW | Before Competition Groups | 0.14928 | 0 | 0 | 2930.7164 | 5.0937e-05 | 90 | Commercial_2031_Technical_MW_Before Competition Groups_90 | Demand controlled Circulating Systems | 0.005094% | 0 | 0.14928 | Commercial_2031_Technical_MW_Before Competition Groups_Demand controlled Circulating Systems
Commercial | Com ¦ CEE Tier 2/Energy Star Clothes Washers | 2031 | Technical | MW | Before Competition Groups | 0.14503 | 0 | 0 | 2930.7164 | 4.9488e-05 | 91 | Commercial_2031_Technical_MW_Before Competition Groups_91 | CEE Tier 2/Energy Star Clothes Washers | 0.004949% | 0 | 0.14503 | Commercial_2031_Technical_MW_Before Competition Groups_CEE Tier 2/Energy Star Clothes Washers
Commercial | Com ¦ Commercial Hot Food Holding Cabinets | 2031 | Economic | MW | Before Competition Groups | 0.084309 | 0 | 0 | 1989.4619 | 4.2378e-05 | 69 | Commercial_2031_Economic_MW_Before Competition Groups_69 | Commercial Hot Food Holding Cabinets | 0.004238% | 0 | 0.084309 | Commercial_2031_Economic_MW_Before Competition Groups_Commercial Hot Food Holding Cabinets
Commercial | Com ¦ Wall Insulation | 2031 | Achievable | MW | Before Competition Groups | 0.038841 | 0 | 0 | 996.5385 | 3.8976e-05 | 61 | Commercial_2031_Achievable_MW_Before Competition Groups_61 | Wall Insulation | 0.003898% | 0 | 0.038841 | Commercial_2031_Achievable_MW_Before Competition Groups_Wall Insulation
Commercial | Com ¦ Solar Electric Water Heater (50 Gallon) | 2031 | Technical | MW | Before Competition Groups | 0.11334 | 0 | 0 | 2930.7164 | 3.8673e-05 | 92 | Commercial_2031_Technical_MW_Before Competition Groups_92 | Solar Electric Water Heater (50 Gallon) | 0.003867% | 0 | 0.11334 | Commercial_2031_Technical_MW_Before Competition Groups_Solar Electric Water Heater (50 Gallon)
Commercial | Com ¦ Commercial Hot Food Holding Cabinets | 2031 | Achievable | MW | Before Competition Groups | 0.038135 | 0 | 0 | 996.5385 | 3.8267e-05 | 62 | Commercial_2031_Achievable_MW_Before Competition Groups_62 | Commercial Hot Food Holding Cabinets | 0.003827% | 0 | 0.038135 | Commercial_2031_Achievable_MW_Before Competition Groups_Commercial Hot Food Holding Cabinets
Commercial | Com ¦ Condensing Unit Heaters or other Efficient Unit Heating System | 2031 | Achievable | MW | Before Competition Groups | 0.036676 | 0 | 0 | 996.5385 | 3.6804e-05 | 63 | Commercial_2031_Achievable_MW_Before Competition Groups_63 | Condensing Unit Heaters or other Efficient Unit Heating System | 0.00368% | 0 | 0.036676 | Commercial_2031_Achievable_MW_Before Competition Groups_Condensing Unit Heaters or other Efficient Unit Heating System
Commercial | Com ¦ Low Flow Pre-Rinse Spray Nozzle | 2031 | Technical | MW | Before Competition Groups | 0.10213 | 0 | 0 | 2930.7164 | 3.4849e-05 | 93 | Commercial_2031_Technical_MW_Before Competition Groups_93 | Low Flow Pre-Rinse Spray Nozzle | 0.003485% | 0 | 0.10213 | Commercial_2031_Technical_MW_Before Competition Groups_Low Flow Pre-Rinse Spray Nozzle
Commercial | Com ¦ Wall Insulation | 2031 | Economic | MW | Before Competition Groups | 0.055516 | 0 | 0 | 1989.4619 | 2.7905e-05 | 70 | Commercial_2031_Economic_MW_Before Competition Groups_70 | Wall Insulation | 0.00279% | 0 | 0.055516 | Commercial_2031_Economic_MW_Before Competition Groups_Wall Insulation
Commercial | Com ¦ LED RECESSED DOWNLIGHTS | 2031 | Achievable | MW | Before Competition Groups | 0.025839 | 0 | 0 | 996.5385 | 2.5929e-05 | 64 | Commercial_2031_Achievable_MW_Before Competition Groups_64 | LED RECESSED DOWNLIGHTS | 0.002593% | 0 | 0.025839 | Commercial_2031_Achievable_MW_Before Competition Groups_LED RECESSED DOWNLIGHTS
Commercial | Com ¦ Condensing Unit Heaters or other Efficient Unit Heating System | 2031 | Economic | MW | Before Competition Groups | 0.051 | 0 | 0 | 1989.4619 | 2.5635e-05 | 71 | Commercial_2031_Economic_MW_Before Competition Groups_71 | Condensing Unit Heaters or other Efficient Unit Heating System | 0.002563% | 0 | 0.051 | Commercial_2031_Economic_MW_Before Competition Groups_Condensing Unit Heaters or other Efficient Unit Heating System
Commercial | Com ¦ High Efficiency Small Instantaneous Water Heater | 2031 | Achievable | MW | Before Competition Groups | 0.024769 | 0 | 0 | 996.5385 | 2.4856e-05 | 65 | Commercial_2031_Achievable_MW_Before Competition Groups_65 | High Efficiency Small Instantaneous Water Heater | 0.002486% | 0 | 0.024769 | Commercial_2031_Achievable_MW_Before Competition Groups_High Efficiency Small Instantaneous Water Heater
Commercial | Com ¦ LED RECESSED DOWNLIGHTS | 2031 | Economic | MW | Before Competition Groups | 0.044088 | 0 | 0 | 1989.4619 | 2.2161e-05 | 72 | Commercial_2031_Economic_MW_Before Competition Groups_72 | LED RECESSED DOWNLIGHTS | 0.002216% | 0 | 0.044088 | Commercial_2031_Economic_MW_Before Competition Groups_LED RECESSED DOWNLIGHTS
Commercial | Com ¦ Room AC (w/ louvered sides) 14 SEER from 12 SEER code | 2031 | Achievable | MW | Before Competition Groups | 0.019335 | 0 | 0 | 996.5385 | 1.9402e-05 | 66 | Commercial_2031_Achievable_MW_Before Competition Groups_66 | Room AC (w/ louvered sides) 14 SEER from 12 SEER code | 0.00194% | 0 | 0.019335 | Commercial_2031_Achievable_MW_Before Competition Groups_Room AC (w/ louvered sides) 14 SEER from 12 SEER code
Commercial | Com ¦ Condensing Unit Heaters or other Efficient Unit Heating System | 2031 | Technical | MW | Before Competition Groups | 0.051 | 0 | 0 | 2930.7164 | 1.7402e-05 | 94 | Commercial_2031_Technical_MW_Before Competition Groups_94 | Condensing Unit Heaters or other Efficient Unit Heating System | 0.00174% | 0 | 0.051 | Commercial_2031_Technical_MW_Before Competition Groups_Condensing Unit Heaters or other Efficient Unit Heating System
Commercial | Com ¦ Efficient compressor motor | 2031 | Achievable | MW | Before Competition Groups | 0.015732 | 0 | 0 | 996.5385 | 1.5787e-05 | 67 | Commercial_2031_Achievable_MW_Before Competition Groups_67 | Efficient compressor motor | 0.001579% | 0 | 0.015732 | Commercial_2031_Achievable_MW_Before Competition Groups_Efficient compressor motor
Commercial | Com ¦ Notched V belts for HVAC Systems | 2031 | Achievable | MW | Before Competition Groups | 0.014546 | 0 | 0 | 996.5385 | 1.4596e-05 | 68 | Commercial_2031_Achievable_MW_Before Competition Groups_68 | Notched V belts for HVAC Systems | 0.00146% | 0 | 0.014546 | Commercial_2031_Achievable_MW_Before Competition Groups_Notched V belts for HVAC Systems
Commercial | Com ¦ Room AC (w/ louvered sides) 14 SEER from 12 SEER code | 2031 | Economic | MW | Before Competition Groups | 0.02888 | 0 | 0 | 1989.4619 | 1.4516e-05 | 73 | Commercial_2031_Economic_MW_Before Competition Groups_73 | Room AC (w/ louvered sides) 14 SEER from 12 SEER code | 0.001452% | 0 | 0.02888 | Commercial_2031_Economic_MW_Before Competition Groups_Room AC (w/ louvered sides) 14 SEER from 12 SEER code
Commercial | Com ¦ VSD Air Compressor | 2031 | Achievable | MW | Before Competition Groups | 0.014152 | 0 | 0 | 996.5385 | 1.4201e-05 | 69 | Commercial_2031_Achievable_MW_Before Competition Groups_69 | VSD Air Compressor | 0.00142% | 0 | 0.014152 | Commercial_2031_Achievable_MW_Before Competition Groups_VSD Air Compressor
Commercial | Com ¦ VSD Air Compressor | 2031 | Economic | MW | Before Competition Groups | 0.023715 | 0 | 0 | 1989.4619 | 1.192e-05 | 74 | Commercial_2031_Economic_MW_Before Competition Groups_74 | VSD Air Compressor | 0.001192% | 0 | 0.023715 | Commercial_2031_Economic_MW_Before Competition Groups_VSD Air Compressor
Commercial | Com ¦ EC Plug Fan for Data Center (under cabinet) | 2031 | Technical | MW | Before Competition Groups | 0.027572 | 0 | 0 | 2930.7164 | 9.4079e-06 | 95 | Commercial_2031_Technical_MW_Before Competition Groups_95 | EC Plug Fan for Data Center (under cabinet) | 0.0009408% | 0 | 0.027572 | Commercial_2031_Technical_MW_Before Competition Groups_EC Plug Fan for Data Center (under cabinet)
Commercial | Com ¦ Energy Recovery Ventilation and Ventilation (Enhanced) | 2031 | Achievable | MW | Before Competition Groups | 0.0091912 | 0 | 0 | 996.5385 | 9.2231e-06 | 70 | Commercial_2031_Achievable_MW_Before Competition Groups_70 | Energy Recovery Ventilation and Ventilation (Enhanced) | 0.0009223% | 0 | 0.0091912 | Commercial_2031_Achievable_MW_Before Competition Groups_Energy Recovery Ventilation and Ventilation (Enhanced)
Commercial | Com ¦ VSD Air Compressor | 2031 | Technical | MW | Before Competition Groups | 0.023715 | 0 | 0 | 2930.7164 | 8.092e-06 | 96 | Commercial_2031_Technical_MW_Before Competition Groups_96 | VSD Air Compressor | 0.0008092% | 0 | 0.023715 | Commercial_2031_Technical_MW_Before Competition Groups_VSD Air Compressor
Commercial | Com ¦ High Efficiency Chiller (avg of water and air cooled) | 2031 | Achievable | MW | Before Competition Groups | 0.0079925 | 0 | 0 | 996.5385 | 8.0202e-06 | 71 | Commercial_2031_Achievable_MW_Before Competition Groups_71 | High Efficiency Chiller (avg of water and air cooled) | 0.000802% | 0 | 0.0079925 | Commercial_2031_Achievable_MW_Before Competition Groups_High Efficiency Chiller (avg of water and air cooled)
Commercial | Com ¦ eCube | 2031 | Technical | MW | Before Competition Groups | 0.020995 | 0 | 0 | 2930.7164 | 7.1637e-06 | 97 | Commercial_2031_Technical_MW_Before Competition Groups_97 | eCube | 0.0007164% | 0 | 0.020995 | Commercial_2031_Technical_MW_Before Competition Groups_eCube
Commercial | Com ¦ High Efficiency Chiller (avg of water and air cooled) | 2031 | Economic | MW | Before Competition Groups | 0.012292 | 0 | 0 | 1989.4619 | 6.1783e-06 | 75 | Commercial_2031_Economic_MW_Before Competition Groups_75 | High Efficiency Chiller (avg of water and air cooled) | 0.0006178% | 0 | 0.012292 | Commercial_2031_Economic_MW_Before Competition Groups_High Efficiency Chiller (avg of water and air cooled)
Commercial | Com ¦ Exterior Photocell | 2031 | Technical | MW | Before Competition Groups | 0.016552 | 0 | 0 | 2930.7164 | 5.6477e-06 | 98 | Commercial_2031_Technical_MW_Before Competition Groups_98 | Exterior Photocell | 0.0005648% | 0 | 0.016552 | Commercial_2031_Technical_MW_Before Competition Groups_Exterior Photocell
Commercial | Com ¦ Air Curtains | 2031 | Achievable | MW | Before Competition Groups | 0.0044034 | 0 | 0 | 996.5385 | 4.4187e-06 | 72 | Commercial_2031_Achievable_MW_Before Competition Groups_72 | Air Curtains | 0.0004419% | 0 | 0.0044034 | Commercial_2031_Achievable_MW_Before Competition Groups_Air Curtains
Commercial | Com ¦ Air Curtains | 2031 | Economic | MW | Before Competition Groups | 0.0067345 | 0 | 0 | 1989.4619 | 3.3851e-06 | 76 | Commercial_2031_Economic_MW_Before Competition Groups_76 | Air Curtains | 0.0003385% | 0 | 0.0067345 | Commercial_2031_Economic_MW_Before Competition Groups_Air Curtains
Commercial | Com ¦ Indoor Daylight Sensors/Photocell Dimming Control | 2031 | Achievable | MW | Before Competition Groups | 0.0033567 | 0 | 0 | 996.5385 | 3.3684e-06 | 73 | Commercial_2031_Achievable_MW_Before Competition Groups_73 | Indoor Daylight Sensors/Photocell Dimming Control | 0.0003368% | 0 | 0.0033567 | Commercial_2031_Achievable_MW_Before Competition Groups_Indoor Daylight Sensors/Photocell Dimming Control
Commercial | Com ¦ EC Plug Fan for Data Center (under cabinet) | 2031 | Economic | MW | Before Competition Groups | 0.0055578 | 0 | 0 | 1989.4619 | 2.7936e-06 | 77 | Commercial_2031_Economic_MW_Before Competition Groups_77 | EC Plug Fan for Data Center (under cabinet) | 0.0002794% | 0 | 0.0055578 | Commercial_2031_Economic_MW_Before Competition Groups_EC Plug Fan for Data Center (under cabinet)
Commercial | Com ¦ Air Curtains | 2031 | Technical | MW | Before Competition Groups | 0.0067345 | 0 | 0 | 2930.7164 | 2.2979e-06 | 99 | Commercial_2031_Technical_MW_Before Competition Groups_99 | Air Curtains | 0.0002298% | 0 | 0.0067345 | Commercial_2031_Technical_MW_Before Competition Groups_Air Curtains
Commercial | Com ¦ EC Plug Fan for Data Center (under cabinet) | 2031 | Achievable | MW | Before Competition Groups | 0.0018469 | 0 | 0 | 996.5385 | 1.8533e-06 | 74 | Commercial_2031_Achievable_MW_Before Competition Groups_74 | EC Plug Fan for Data Center (under cabinet) | 0.0001853% | 0 | 0.0018469 | Commercial_2031_Achievable_MW_Before Competition Groups_EC Plug Fan for Data Center (under cabinet)
Commercial | Com ¦ High Efficiency Induction Cooking | 2031 | Technical | MW | Before Competition Groups | 0.0012528 | 0 | 0 | 2930.7164 | 4.2746e-07 | 100 | Commercial_2031_Technical_MW_Before Competition Groups_100 | High Efficiency Induction Cooking | 4.275e-05% | 0 | 0.0012528 | Commercial_2031_Technical_MW_Before Competition Groups_High Efficiency Induction Cooking
Commercial | Com ¦ Electric Convection Combination Ovens | 2031 | Achievable | MW | Before Competition Groups | 0.00023061 | 0 | 0 | 996.5385 | 2.3141e-07 | 75 | Commercial_2031_Achievable_MW_Before Competition Groups_75 | Electric Convection Combination Ovens | 2.314e-05% | 0 | 0.00023061 | Commercial_2031_Achievable_MW_Before Competition Groups_Electric Convection Combination Ovens
Commercial | Com ¦ Electric Convection Combination Ovens | 2031 | Economic | MW | Before Competition Groups | 0.00030979 | 0 | 0 | 1989.4619 | 1.5572e-07 | 78 | Commercial_2031_Economic_MW_Before Competition Groups_78 | Electric Convection Combination Ovens | 1.557e-05% | 0 | 0.00030979 | Commercial_2031_Economic_MW_Before Competition Groups_Electric Convection Combination Ovens
Commercial | Com ¦ Electric Convection Combination Ovens | 2031 | Technical | MW | Before Competition Groups | 0.00030979 | 0 | 0 | 2930.7164 | 1.057e-07 | 101 | Commercial_2031_Technical_MW_Before Competition Groups_101 | Electric Convection Combination Ovens | 1.057e-05% | 0 | 0.00030979 | Commercial_2031_Technical_MW_Before Competition Groups_Electric Convection Combination Ovens
Commercial | Com ¦ LLLC - Low Impact Application | 2031 | Achievable | MW | Before Competition Groups | 8.395e-20 | 0 | 0 | 996.5385 | 8.4242e-23 | 76 | Commercial_2031_Achievable_MW_Before Competition Groups_76 | LLLC - Low Impact Application | 8.424e-21% | 0 | 8.395e-20 | Commercial_2031_Achievable_MW_Before Competition Groups_LLLC - Low Impact Application
Commercial | Com ¦ LLLC - High Impact Application | 2031 | Achievable | MW | Before Competition Groups | 3.7025e-20 | 0 | 0 | 996.5385 | 3.7154e-23 | 77 | Commercial_2031_Achievable_MW_Before Competition Groups_77 | LLLC - High Impact Application | 3.715e-21% | 0 | 3.7025e-20 | Commercial_2031_Achievable_MW_Before Competition Groups_LLLC - High Impact Application
Commercial | Com ¦ Networked/Connected - High Impact Application | 2031 | Achievable | MW | Before Competition Groups | 4.15e-22 | 0 | 0 | 996.5385 | 4.1644e-25 | 78 | Commercial_2031_Achievable_MW_Before Competition Groups_78 | Networked/Connected - High Impact Application | 4.164e-23% | 0 | 4.15e-22 | Commercial_2031_Achievable_MW_Before Competition Groups_Networked/Connected - High Impact Application
Commercial | Com ¦ Networked/Connected - Low Impact Application | 2031 | Achievable | MW | Before Competition Groups | 2.3647e-22 | 0 | 0 | 996.5385 | 2.3729e-25 | 79 | Commercial_2031_Achievable_MW_Before Competition Groups_79 | Networked/Connected - Low Impact Application | 2.373e-23% | 0 | 2.3647e-22 | Commercial_2031_Achievable_MW_Before Competition Groups_Networked/Connected - Low Impact Application
Commercial | Com ¦ Door Gasket Freezer/Refrigerator | 2031 | Achievable | MW | Before Competition Groups | 0 | 0 | 0 | 996.5385 | 0 | 80 | Commercial_2031_Achievable_MW_Before Competition Groups_80 | Door Gasket Freezer/Refrigerator | 0% | 0 | 0 | Commercial_2031_Achievable_MW_Before Competition Groups_Door Gasket Freezer/Refrigerator
Commercial | Com ¦ Door Gasket Freezer/Refrigerator | 2031 | Economic | MW | Before Competition Groups | 0 | 0 | 0 | 1989.4619 | 0 | 79 | Commercial_2031_Economic_MW_Before Competition Groups_79 | Door Gasket Freezer/Refrigerator | 0% | 0 | 0 | Commercial_2031_Economic_MW_Before Competition Groups_Door Gasket Freezer/Refrigerator
Commercial | Com ¦ ENERGY STAR FREEZER | 2031 | Achievable | MW | Before Competition Groups | 0 | 0 | 0 | 996.5385 | 0 | 81 | Commercial_2031_Achievable_MW_Before Competition Groups_81 | ENERGY STAR FREEZER | 0% | 0 | 0 | Commercial_2031_Achievable_MW_Before Competition Groups_ENERGY STAR FREEZER
Commercial | Com ¦ ENERGY STAR FREEZER | 2031 | Economic | MW | Before Competition Groups | 0 | 0 | 0 | 1989.4619 | 0 | 80 | Commercial_2031_Economic_MW_Before Competition Groups_80 | ENERGY STAR FREEZER | 0% | 0 | 0 | Commercial_2031_Economic_MW_Before Competition Groups_ENERGY STAR FREEZER
Commercial | Com ¦ Ground Source Heat Pump | 2031 | Achievable | MW | Before Competition Groups | 0 | 0 | 0 | 996.5385 | 0 | 82 | Commercial_2031_Achievable_MW_Before Competition Groups_82 | Ground Source Heat Pump | 0% | 0 | 0 | Commercial_2031_Achievable_MW_Before Competition Groups_Ground Source Heat Pump
Commercial | Com ¦ Ground Source Heat Pump | 2031 | Economic | MW | Before Competition Groups | 0 | 0 | 0 | 1989.4619 | 0 | 81 | Commercial_2031_Economic_MW_Before Competition Groups_81 | Ground Source Heat Pump | 0% | 0 | 0 | Commercial_2031_Economic_MW_Before Competition Groups_Ground Source Heat Pump
Commercial | Com ¦ High R-Value Glass Doors/no-heat glass door | 2031 | Achievable | MW | Before Competition Groups | 0 | 0 | 0 | 996.5385 | 0 | 83 | Commercial_2031_Achievable_MW_Before Competition Groups_83 | High R-Value Glass Doors/no-heat glass door | 0% | 0 | 0 | Commercial_2031_Achievable_MW_Before Competition Groups_High R-Value Glass Doors/no-heat glass door
Commercial | Com ¦ High R-Value Glass Doors/no-heat glass door | 2031 | Economic | MW | Before Competition Groups | 0 | 0 | 0 | 1989.4619 | 0 | 82 | Commercial_2031_Economic_MW_Before Competition Groups_82 | High R-Value Glass Doors/no-heat glass door | 0% | 0 | 0 | Commercial_2031_Economic_MW_Before Competition Groups_High R-Value Glass Doors/no-heat glass door
Commercial | Com ¦ HOTEL OCCUPANCY CONTROLS (HVAC + LIGHTING) | 2031 | Achievable | MW | Before Competition Groups | 0 | 0 | 0 | 996.5385 | 0 | 84 | Commercial_2031_Achievable_MW_Before Competition Groups_84 | HOTEL OCCUPANCY CONTROLS (HVAC + LIGHTING) | 0% | 0 | 0 | Commercial_2031_Achievable_MW_Before Competition Groups_HOTEL OCCUPANCY CONTROLS (HVAC + LIGHTING)
Commercial | Com ¦ HOTEL OCCUPANCY CONTROLS (HVAC + LIGHTING) | 2031 | Economic | MW | Before Competition Groups | 0 | 0 | 0 | 1989.4619 | 0 | 83 | Commercial_2031_Economic_MW_Before Competition Groups_83 | HOTEL OCCUPANCY CONTROLS (HVAC + LIGHTING) | 0% | 0 | 0 | Commercial_2031_Economic_MW_Before Competition Groups_HOTEL OCCUPANCY CONTROLS (HVAC + LIGHTING)
Commercial | Com ¦ Refrigeration Commissioning | 2031 | Achievable | MW | Before Competition Groups | 0 | 0 | 0 | 996.5385 | 0 | 85 | Commercial_2031_Achievable_MW_Before Competition Groups_85 | Refrigeration Commissioning | 0% | 0 | 0 | Commercial_2031_Achievable_MW_Before Competition Groups_Refrigeration Commissioning
Commercial | Com ¦ Refrigeration Commissioning | 2031 | Economic | MW | Before Competition Groups | 0 | 0 | 0 | 1989.4619 | 0 | 84 | Commercial_2031_Economic_MW_Before Competition Groups_84 | Refrigeration Commissioning | 0% | 0 | 0 | Commercial_2031_Economic_MW_Before Competition Groups_Refrigeration Commissioning
Commercial | Com ¦ Roof Insulation/Ceiling Insulation (R25 Code to R35) | 2031 | Achievable | MW | Before Competition Groups | 0 | 0 | 0 | 996.5385 | 0 | 86 | Commercial_2031_Achievable_MW_Before Competition Groups_86 | Roof Insulation/Ceiling Insulation (R25 Code to R35) | 0% | 0 | 0 | Commercial_2031_Achievable_MW_Before Competition Groups_Roof Insulation/Ceiling Insulation (R25 Code to R35)
Commercial | Com ¦ Roof Insulation/Ceiling Insulation (R25 Code to R35) | 2031 | Economic | MW | Before Competition Groups | 0 | 0 | 0 | 1989.4619 | 0 | 85 | Commercial_2031_Economic_MW_Before Competition Groups_85 | Roof Insulation/Ceiling Insulation (R25 Code to R35) | 0% | 0 | 0 | Commercial_2031_Economic_MW_Before Competition Groups_Roof Insulation/Ceiling Insulation (R25 Code to R35)
Commercial | Com ¦ Super-High Efficiency Furnaces (Emerging Tech) | 2031 | Achievable | MW | Before Competition Groups | 0 | 0 | 0 | 996.5385 | 0 | 87 | Commercial_2031_Achievable_MW_Before Competition Groups_87 | Super-High Efficiency Furnaces (Emerging Tech) | 0% | 0 | 0 | Commercial_2031_Achievable_MW_Before Competition Groups_Super-High Efficiency Furnaces (Emerging Tech)
Commercial | Com ¦ Super-High Efficiency Furnaces (Emerging Tech) | 2031 | Economic | MW | Before Competition Groups | 0 | 0 | 0 | 1989.4619 | 0 | 86 | Commercial_2031_Economic_MW_Before Competition Groups_86 | Super-High Efficiency Furnaces (Emerging Tech) | 0% | 0 | 0 | Commercial_2031_Economic_MW_Before Competition Groups_Super-High Efficiency Furnaces (Emerging Tech)
Commercial | Com ¦ SYNCHRONOUS BELT | 2031 | Achievable | MW | Before Competition Groups | 0 | 0 | 0 | 996.5385 | 0 | 88 | Commercial_2031_Achievable_MW_Before Competition Groups_88 | SYNCHRONOUS BELT | 0% | 0 | 0 | Commercial_2031_Achievable_MW_Before Competition Groups_SYNCHRONOUS BELT
Commercial | Com ¦ SYNCHRONOUS BELT | 2031 | Economic | MW | Before Competition Groups | 0 | 0 | 0 | 1989.4619 | 0 | 87 | Commercial_2031_Economic_MW_Before Competition Groups_87 | SYNCHRONOUS BELT | 0% | 0 | 0 | Commercial_2031_Economic_MW_Before Competition Groups_SYNCHRONOUS BELT
Commercial | Com ¦ Education and Capacity Building/Energy Behavior | 2032 | Achievable | MW | Before Competition Groups | 165.0271 | 0 | 0 | 1111.4891 | 0.14847 | 1 | Commercial_2032_Achievable_MW_Before Competition Groups_1 | Education and Capacity Building/Energy Behavior | 14.85% | 0 | 165.0271 | Commercial_2032_Achievable_MW_Before Competition Groups_Education and Capacity Building/Energy Behavior
Commercial | Com ¦ Building Recommissioning, Operations and Maintenance (O&M) Improvements | 2032 | Economic | MW | Before Competition Groups | 273.6931 | 0 | 0 | 2013.8923 | 0.1359 | 1 | Commercial_2032_Economic_MW_Before Competition Groups_1 | Building Recommissioning, Operations and Maintenance (O&M) Improvements | 13.59% | 0 | 273.6931 | Commercial_2032_Economic_MW_Before Competition Groups_Building Recommissioning, Operations and Maintenance (O&M) Improvements
Commercial | Com ¦ Education and Capacity Building/Energy Behavior | 2032 | Economic | MW | Before Competition Groups | 244.7231 | 0 | 0 | 2013.8923 | 0.12152 | 2 | Commercial_2032_Economic_MW_Before Competition Groups_2 | Education and Capacity Building/Energy Behavior | 12.15% | 0 | 244.7231 | Commercial_2032_Economic_MW_Before Competition Groups_Education and Capacity Building/Energy Behavior
Commercial | Com ¦ LED Low/High Bay | 2032 | Achievable | MW | Before Competition Groups | 132.9506 | 0 | 0 | 1111.4891 | 0.11961 | 2 | Commercial_2032_Achievable_MW_Before Competition Groups_2 | LED Low/High Bay | 11.96% | 0 | 132.9506 | Commercial_2032_Achievable_MW_Before Competition Groups_LED Low/High Bay
Commercial | Com ¦ ENERGY STAR LED LAMPS (REFLECTOR LAMPs/MR16/PAR 16) | 2032 | Achievable | MW | Before Competition Groups | 114.6939 | 0 | 0 | 1111.4891 | 0.10319 | 3 | Commercial_2032_Achievable_MW_Before Competition Groups_3 | ENERGY STAR LED LAMPS (REFLECTOR LAMPs/MR16/PAR 16) | 10.32% | 0 | 114.6939 | Commercial_2032_Achievable_MW_Before Competition Groups_ENERGY STAR LED LAMPS (REFLECTOR LAMPs/MR16/PAR 16)
Commercial | Com ¦ LED Troffer/Surface/Suspended | 2032 | Achievable | MW | Before Competition Groups | 111.046 | 0 | 0 | 1111.4891 | 0.099907 | 4 | Commercial_2032_Achievable_MW_Before Competition Groups_4 | LED Troffer/Surface/Suspended | 9.991% | 0 | 111.046 | Commercial_2032_Achievable_MW_Before Competition Groups_LED Troffer/Surface/Suspended
Commercial | Com ¦ LED Low/High Bay | 2032 | Economic | MW | Before Competition Groups | 194.0363 | 0 | 0 | 2013.8923 | 0.096349 | 3 | Commercial_2032_Economic_MW_Before Competition Groups_3 | LED Low/High Bay | 9.635% | 0 | 194.0363 | Commercial_2032_Economic_MW_Before Competition Groups_LED Low/High Bay
Commercial | Com ¦ Building Recommissioning, Operations and Maintenance (O&M) Improvements | 2032 | Technical | MW | Before Competition Groups | 273.6931 | 0 | 0 | 2963.0898 | 0.092367 | 1 | Commercial_2032_Technical_MW_Before Competition Groups_1 | Building Recommissioning, Operations and Maintenance (O&M) Improvements | 9.237% | 0 | 273.6931 | Commercial_2032_Technical_MW_Before Competition Groups_Building Recommissioning, Operations and Maintenance (O&M) Improvements
Commercial | Com ¦ Education and Capacity Building/Energy Behavior | 2032 | Technical | MW | Before Competition Groups | 244.7231 | 0 | 0 | 2963.0898 | 0.082591 | 2 | Commercial_2032_Technical_MW_Before Competition Groups_2 | Education and Capacity Building/Energy Behavior | 8.259% | 0 | 244.7231 | Commercial_2032_Technical_MW_Before Competition Groups_Education and Capacity Building/Energy Behavior
Commercial | Com ¦ LED Troffer/Surface/Suspended | 2032 | Economic | MW | Before Competition Groups | 142.0198 | 0 | 0 | 2013.8923 | 0.07052 | 4 | Commercial_2032_Economic_MW_Before Competition Groups_4 | LED Troffer/Surface/Suspended | 7.052% | 0 | 142.0198 | Commercial_2032_Economic_MW_Before Competition Groups_LED Troffer/Surface/Suspended
Commercial | Com ¦ High Efficiency Air Source Heat Pump | 2032 | Economic | MW | Before Competition Groups | 137.3346 | 0 | 0 | 2013.8923 | 0.068194 | 5 | Commercial_2032_Economic_MW_Before Competition Groups_5 | High Efficiency Air Source Heat Pump | 6.819% | 0 | 137.3346 | Commercial_2032_Economic_MW_Before Competition Groups_High Efficiency Air Source Heat Pump
Commercial | Com ¦ ENERGY STAR LED LAMPS (REFLECTOR LAMPs/MR16/PAR 16) | 2032 | Economic | MW | Before Competition Groups | 133.1469 | 0 | 0 | 2013.8923 | 0.066114 | 6 | Commercial_2032_Economic_MW_Before Competition Groups_6 | ENERGY STAR LED LAMPS (REFLECTOR LAMPs/MR16/PAR 16) | 6.611% | 0 | 133.1469 | Commercial_2032_Economic_MW_Before Competition Groups_ENERGY STAR LED LAMPS (REFLECTOR LAMPs/MR16/PAR 16)
Commercial | Com ¦ LED Low/High Bay | 2032 | Technical | MW | Before Competition Groups | 194.0363 | 0 | 0 | 2963.0898 | 0.065484 | 3 | Commercial_2032_Technical_MW_Before Competition Groups_3 | LED Low/High Bay | 6.548% | 0 | 194.0363 | Commercial_2032_Technical_MW_Before Competition Groups_LED Low/High Bay
Commercial | Com ¦ Building Recommissioning, Operations and Maintenance (O&M) Improvements | 2032 | Achievable | MW | Before Competition Groups | 71.6489 | 0 | 0 | 1111.4891 | 0.064462 | 5 | Commercial_2032_Achievable_MW_Before Competition Groups_5 | Building Recommissioning, Operations and Maintenance (O&M) Improvements | 6.446% | 0 | 71.6489 | Commercial_2032_Achievable_MW_Before Competition Groups_Building Recommissioning, Operations and Maintenance (O&M) Improvements
Commercial | Com ¦ Central Lighting Control System | 2032 | Technical | MW | Before Competition Groups | 184.5389 | 0 | 0 | 2963.0898 | 0.062279 | 4 | Commercial_2032_Technical_MW_Before Competition Groups_4 | Central Lighting Control System | 6.228% | 0 | 184.5389 | Commercial_2032_Technical_MW_Before Competition Groups_Central Lighting Control System
Commercial | Com ¦ LLLC - High Impact Application | 2032 | Economic | MW | Before Competition Groups | 105.765 | 0 | 0 | 2013.8923 | 0.052518 | 7 | Commercial_2032_Economic_MW_Before Competition Groups_7 | LLLC - High Impact Application | 5.252% | 0 | 105.765 | Commercial_2032_Economic_MW_Before Competition Groups_LLLC - High Impact Application
Commercial | Com ¦ LED Replacement Lamp (Tube) | 2032 | Achievable | MW | Before Competition Groups | 55.1247 | 0 | 0 | 1111.4891 | 0.049595 | 6 | Commercial_2032_Achievable_MW_Before Competition Groups_6 | LED Replacement Lamp (Tube) | 4.96% | 0 | 55.1247 | Commercial_2032_Achievable_MW_Before Competition Groups_LED Replacement Lamp (Tube)
Commercial | Com ¦ Advanced BAS/Controllers | 2032 | Economic | MW | Before Competition Groups | 97.8008 | 0 | 0 | 2013.8923 | 0.048563 | 8 | Commercial_2032_Economic_MW_Before Competition Groups_8 | Advanced BAS/Controllers | 4.856% | 0 | 97.8008 | Commercial_2032_Economic_MW_Before Competition Groups_Advanced BAS/Controllers
Commercial | Com ¦ LED Troffer/Surface/Suspended | 2032 | Technical | MW | Before Competition Groups | 142.0198 | 0 | 0 | 2963.0898 | 0.04793 | 5 | Commercial_2032_Technical_MW_Before Competition Groups_5 | LED Troffer/Surface/Suspended | 4.793% | 0 | 142.0198 | Commercial_2032_Technical_MW_Before Competition Groups_LED Troffer/Surface/Suspended
Commercial | Com ¦ High Efficiency Air Source Heat Pump | 2032 | Technical | MW | Before Competition Groups | 137.3346 | 0 | 0 | 2963.0898 | 0.046348 | 6 | Commercial_2032_Technical_MW_Before Competition Groups_6 | High Efficiency Air Source Heat Pump | 4.635% | 0 | 137.3346 | Commercial_2032_Technical_MW_Before Competition Groups_High Efficiency Air Source Heat Pump
Commercial | Com ¦ ENERGY STAR LED LAMPS (REFLECTOR LAMPs/MR16/PAR 16) | 2032 | Technical | MW | Before Competition Groups | 136.5772 | 0 | 0 | 2963.0898 | 0.046093 | 7 | Commercial_2032_Technical_MW_Before Competition Groups_7 | ENERGY STAR LED LAMPS (REFLECTOR LAMPs/MR16/PAR 16) | 4.609% | 0 | 136.5772 | Commercial_2032_Technical_MW_Before Competition Groups_ENERGY STAR LED LAMPS (REFLECTOR LAMPs/MR16/PAR 16)
Commercial | Com ¦ LLLC - Low Impact Application | 2032 | Technical | MW | Before Competition Groups | 133.9096 | 0 | 0 | 2963.0898 | 0.045193 | 8 | Commercial_2032_Technical_MW_Before Competition Groups_8 | LLLC - Low Impact Application | 4.519% | 0 | 133.9096 | Commercial_2032_Technical_MW_Before Competition Groups_LLLC - Low Impact Application
Commercial | Com ¦ Variable Refrigerant Flow Heat Pump | 2032 | Technical | MW | Before Competition Groups | 129.908 | 0 | 0 | 2963.0898 | 0.043842 | 9 | Commercial_2032_Technical_MW_Before Competition Groups_9 | Variable Refrigerant Flow Heat Pump | 4.384% | 0 | 129.908 | Commercial_2032_Technical_MW_Before Competition Groups_Variable Refrigerant Flow Heat Pump
Commercial | Com ¦ LLLC - High Impact Application | 2032 | Technical | MW | Before Competition Groups | 121.6356 | 0 | 0 | 2963.0898 | 0.04105 | 10 | Commercial_2032_Technical_MW_Before Competition Groups_10 | LLLC - High Impact Application | 4.105% | 0 | 121.6356 | Commercial_2032_Technical_MW_Before Competition Groups_LLLC - High Impact Application
Commercial | Com ¦ High Efficiency Air Source Heat Pump | 2032 | Achievable | MW | Before Competition Groups | 44.6004 | 0 | 0 | 1111.4891 | 0.040127 | 7 | Commercial_2032_Achievable_MW_Before Competition Groups_7 | High Efficiency Air Source Heat Pump | 4.013% | 0 | 44.6004 | Commercial_2032_Achievable_MW_Before Competition Groups_High Efficiency Air Source Heat Pump
Commercial | Com ¦ Networked/Connected - Low Impact Application | 2032 | Technical | MW | Before Competition Groups | 113.7502 | 0 | 0 | 2963.0898 | 0.038389 | 11 | Commercial_2032_Technical_MW_Before Competition Groups_11 | Networked/Connected - Low Impact Application | 3.839% | 0 | 113.7502 | Commercial_2032_Technical_MW_Before Competition Groups_Networked/Connected - Low Impact Application
Commercial | Com ¦ Networked/Connected - High Impact Application | 2032 | Technical | MW | Before Competition Groups | 105.8275 | 0 | 0 | 2963.0898 | 0.035715 | 12 | Commercial_2032_Technical_MW_Before Competition Groups_12 | Networked/Connected - High Impact Application | 3.572% | 0 | 105.8275 | Commercial_2032_Technical_MW_Before Competition Groups_Networked/Connected - High Impact Application
Commercial | Com ¦ LED Replacement Lamp (Tube) | 2032 | Economic | MW | Before Competition Groups | 67.6686 | 0 | 0 | 2013.8923 | 0.033601 | 9 | Commercial_2032_Economic_MW_Before Competition Groups_9 | LED Replacement Lamp (Tube) | 3.36% | 0 | 67.6686 | Commercial_2032_Economic_MW_Before Competition Groups_LED Replacement Lamp (Tube)
Commercial | Com ¦ Advanced BAS/Controllers | 2032 | Technical | MW | Before Competition Groups | 97.8008 | 0 | 0 | 2963.0898 | 0.033006 | 13 | Commercial_2032_Technical_MW_Before Competition Groups_13 | Advanced BAS/Controllers | 3.301% | 0 | 97.8008 | Commercial_2032_Technical_MW_Before Competition Groups_Advanced BAS/Controllers
Commercial | Com ¦ Unitary Air-Conditioning Unit | 2032 | Technical | MW | Before Competition Groups | 92.5199 | 0 | 0 | 2963.0898 | 0.031224 | 14 | Commercial_2032_Technical_MW_Before Competition Groups_14 | Unitary Air-Conditioning Unit | 3.122% | 0 | 92.5199 | Commercial_2032_Technical_MW_Before Competition Groups_Unitary Air-Conditioning Unit
Commercial | Com ¦ Advanced BAS/Controllers | 2032 | Achievable | MW | Before Competition Groups | 34.2938 | 0 | 0 | 1111.4891 | 0.030854 | 8 | Commercial_2032_Achievable_MW_Before Competition Groups_8 | Advanced BAS/Controllers | 3.085% | 0 | 34.2938 | Commercial_2032_Achievable_MW_Before Competition Groups_Advanced BAS/Controllers
Commercial | Com ¦ Adaptive Thermostats | 2032 | Achievable | MW | Before Competition Groups | 29.878 | 0 | 0 | 1111.4891 | 0.026881 | 9 | Commercial_2032_Achievable_MW_Before Competition Groups_9 | Adaptive Thermostats | 2.688% | 0 | 29.878 | Commercial_2032_Achievable_MW_Before Competition Groups_Adaptive Thermostats
Commercial | Com ¦ Unitary Air-Conditioning Unit | 2032 | Achievable | MW | Before Competition Groups | 26.9265 | 0 | 0 | 1111.4891 | 0.024226 | 10 | Commercial_2032_Achievable_MW_Before Competition Groups_10 | Unitary Air-Conditioning Unit | 2.423% | 0 | 26.9265 | Commercial_2032_Achievable_MW_Before Competition Groups_Unitary Air-Conditioning Unit
Commercial | Com ¦ Data Center Storage/Server Virtualization | 2032 | Achievable | MW | Before Competition Groups | 26.095 | 0 | 0 | 1111.4891 | 0.023478 | 11 | Commercial_2032_Achievable_MW_Before Competition Groups_11 | Data Center Storage/Server Virtualization | 2.348% | 0 | 26.095 | Commercial_2032_Achievable_MW_Before Competition Groups_Data Center Storage/Server Virtualization
Commercial | Com ¦ LLLC - Low Impact Application | 2032 | Economic | MW | Before Competition Groups | 46.8567 | 0 | 0 | 2013.8923 | 0.023267 | 10 | Commercial_2032_Economic_MW_Before Competition Groups_10 | LLLC - Low Impact Application | 2.327% | 0 | 46.8567 | Commercial_2032_Economic_MW_Before Competition Groups_LLLC - Low Impact Application
Commercial | Com ¦ LED Replacement Lamp (Tube) | 2032 | Technical | MW | Before Competition Groups | 67.6686 | 0 | 0 | 2963.0898 | 0.022837 | 15 | Commercial_2032_Technical_MW_Before Competition Groups_15 | LED Replacement Lamp (Tube) | 2.284% | 0 | 67.6686 | Commercial_2032_Technical_MW_Before Competition Groups_LED Replacement Lamp (Tube)
Commercial | Com ¦ Furnace Tune-Up | 2032 | Achievable | MW | Before Competition Groups | 24.8737 | 0 | 0 | 1111.4891 | 0.022379 | 12 | Commercial_2032_Achievable_MW_Before Competition Groups_12 | Furnace Tune-Up | 2.238% | 0 | 24.8737 | Commercial_2032_Achievable_MW_Before Competition Groups_Furnace Tune-Up
Commercial | Com ¦ Strip Curtains | 2032 | Achievable | MW | Before Competition Groups | 24.4581 | 0 | 0 | 1111.4891 | 0.022005 | 13 | Commercial_2032_Achievable_MW_Before Competition Groups_13 | Strip Curtains | 2.2% | 0 | 24.4581 | Commercial_2032_Achievable_MW_Before Competition Groups_Strip Curtains
Commercial | Com ¦ Adaptive Thermostats | 2032 | Economic | MW | Before Competition Groups | 41.4573 | 0 | 0 | 2013.8923 | 0.020586 | 11 | Commercial_2032_Economic_MW_Before Competition Groups_11 | Adaptive Thermostats | 2.059% | 0 | 41.4573 | Commercial_2032_Economic_MW_Before Competition Groups_Adaptive Thermostats
Commercial | Com ¦ Smart Strip Plug Outlets | 2032 | Technical | MW | Before Competition Groups | 58.8496 | 0 | 0 | 2963.0898 | 0.019861 | 16 | Commercial_2032_Technical_MW_Before Competition Groups_16 | Smart Strip Plug Outlets | 1.986% | 0 | 58.8496 | Commercial_2032_Technical_MW_Before Competition Groups_Smart Strip Plug Outlets
Commercial | Com ¦ LED or Equivalent Sign Lighting | 2032 | Achievable | MW | Before Competition Groups | 21.3646 | 0 | 0 | 1111.4891 | 0.019222 | 14 | Commercial_2032_Achievable_MW_Before Competition Groups_14 | LED or Equivalent Sign Lighting | 1.922% | 0 | 21.3646 | Commercial_2032_Achievable_MW_Before Competition Groups_LED or Equivalent Sign Lighting
Commercial | Com ¦ Refrigerated Display Case Doors | 2032 | Achievable | MW | Before Competition Groups | 21.3074 | 0 | 0 | 1111.4891 | 0.01917 | 15 | Commercial_2032_Achievable_MW_Before Competition Groups_15 | Refrigerated Display Case Doors | 1.917% | 0 | 21.3074 | Commercial_2032_Achievable_MW_Before Competition Groups_Refrigerated Display Case Doors
Commercial | Com ¦ Unitary Air-Conditioning Unit | 2032 | Economic | MW | Before Competition Groups | 38.3135 | 0 | 0 | 2013.8923 | 0.019025 | 12 | Commercial_2032_Economic_MW_Before Competition Groups_12 | Unitary Air-Conditioning Unit | 1.902% | 0 | 38.3135 | Commercial_2032_Economic_MW_Before Competition Groups_Unitary Air-Conditioning Unit
Commercial | Com ¦ Data Center Storage/Server Virtualization | 2032 | Economic | MW | Before Competition Groups | 36.489 | 0 | 0 | 2013.8923 | 0.018119 | 13 | Commercial_2032_Economic_MW_Before Competition Groups_13 | Data Center Storage/Server Virtualization | 1.812% | 0 | 36.489 | Commercial_2032_Economic_MW_Before Competition Groups_Data Center Storage/Server Virtualization
Commercial | Com ¦ Reach-in Shaded Pole to ECM/PSC Evaporator Fan Motor | 2032 | Achievable | MW | Before Competition Groups | 19.4028 | 0 | 0 | 1111.4891 | 0.017457 | 16 | Commercial_2032_Achievable_MW_Before Competition Groups_16 | Reach-in Shaded Pole to ECM/PSC Evaporator Fan Motor | 1.746% | 0 | 19.4028 | Commercial_2032_Achievable_MW_Before Competition Groups_Reach-in Shaded Pole to ECM/PSC Evaporator Fan Motor
Commercial | Com ¦ Demand Control Ventilation | 2032 | Achievable | MW | Before Competition Groups | 17.9185 | 0 | 0 | 1111.4891 | 0.016121 | 17 | Commercial_2032_Achievable_MW_Before Competition Groups_17 | Demand Control Ventilation | 1.612% | 0 | 17.9185 | Commercial_2032_Achievable_MW_Before Competition Groups_Demand Control Ventilation
Commercial | Com ¦ Demand Control Ventilation | 2032 | Economic | MW | Before Competition Groups | 32.3535 | 0 | 0 | 2013.8923 | 0.016065 | 14 | Commercial_2032_Economic_MW_Before Competition Groups_14 | Demand Control Ventilation | 1.607% | 0 | 32.3535 | Commercial_2032_Economic_MW_Before Competition Groups_Demand Control Ventilation
Commercial | Com ¦ Variable Frequency Drive (VFD) | 2032 | Achievable | MW | Before Competition Groups | 17.8152 | 0 | 0 | 1111.4891 | 0.016028 | 18 | Commercial_2032_Achievable_MW_Before Competition Groups_18 | Variable Frequency Drive (VFD) | 1.603% | 0 | 17.8152 | Commercial_2032_Achievable_MW_Before Competition Groups_Variable Frequency Drive (VFD)
Commercial | Com ¦ Strip Curtains | 2032 | Economic | MW | Before Competition Groups | 31.6668 | 0 | 0 | 2013.8923 | 0.015724 | 15 | Commercial_2032_Economic_MW_Before Competition Groups_15 | Strip Curtains | 1.572% | 0 | 31.6668 | Commercial_2032_Economic_MW_Before Competition Groups_Strip Curtains
Commercial | Com ¦ Furnace Tune-Up | 2032 | Economic | MW | Before Competition Groups | 31.1682 | 0 | 0 | 2013.8923 | 0.015477 | 16 | Commercial_2032_Economic_MW_Before Competition Groups_16 | Furnace Tune-Up | 1.548% | 0 | 31.1682 | Commercial_2032_Economic_MW_Before Competition Groups_Furnace Tune-Up
Commercial | Com ¦ Refrigerated Display Case Doors | 2032 | Economic | MW | Before Competition Groups | 30.8411 | 0 | 0 | 2013.8923 | 0.015314 | 17 | Commercial_2032_Economic_MW_Before Competition Groups_17 | Refrigerated Display Case Doors | 1.531% | 0 | 30.8411 | Commercial_2032_Economic_MW_Before Competition Groups_Refrigerated Display Case Doors
Commercial | Com ¦ VFD on Pumps | 2032 | Achievable | MW | Before Competition Groups | 16.7251 | 0 | 0 | 1111.4891 | 0.015048 | 19 | Commercial_2032_Achievable_MW_Before Competition Groups_19 | VFD on Pumps | 1.505% | 0 | 16.7251 | Commercial_2032_Achievable_MW_Before Competition Groups_VFD on Pumps
Commercial | Com ¦ Centrally controlled desktop PC/NETWORK PC POWER MANAGEMENT SOFTWARE | 2032 | Achievable | MW | Before Competition Groups | 16.0387 | 0 | 0 | 1111.4891 | 0.01443 | 20 | Commercial_2032_Achievable_MW_Before Competition Groups_20 | Centrally controlled desktop PC/NETWORK PC POWER MANAGEMENT SOFTWARE | 1.443% | 0 | 16.0387 | Commercial_2032_Achievable_MW_Before Competition Groups_Centrally controlled desktop PC/NETWORK PC POWER MANAGEMENT SOFTWARE
Commercial | Com ¦ Adaptive Thermostats | 2032 | Technical | MW | Before Competition Groups | 41.7505 | 0 | 0 | 2963.0898 | 0.01409 | 17 | Commercial_2032_Technical_MW_Before Competition Groups_17 | Adaptive Thermostats | 1.409% | 0 | 41.7505 | Commercial_2032_Technical_MW_Before Competition Groups_Adaptive Thermostats
Commercial | Com ¦ Refrigerated Display Case Doors | 2032 | Technical | MW | Before Competition Groups | 41.536 | 0 | 0 | 2963.0898 | 0.014018 | 18 | Commercial_2032_Technical_MW_Before Competition Groups_18 | Refrigerated Display Case Doors | 1.402% | 0 | 41.536 | Commercial_2032_Technical_MW_Before Competition Groups_Refrigerated Display Case Doors
Commercial | Com ¦ Reach-in Shaded Pole to ECM/PSC Evaporator Fan Motor | 2032 | Economic | MW | Before Competition Groups | 26.8612 | 0 | 0 | 2013.8923 | 0.013338 | 18 | Commercial_2032_Economic_MW_Before Competition Groups_18 | Reach-in Shaded Pole to ECM/PSC Evaporator Fan Motor | 1.334% | 0 | 26.8612 | Commercial_2032_Economic_MW_Before Competition Groups_Reach-in Shaded Pole to ECM/PSC Evaporator Fan Motor
Commercial | Com ¦ LED or Equivalent Sign Lighting | 2032 | Economic | MW | Before Competition Groups | 26.1839 | 0 | 0 | 2013.8923 | 0.013002 | 19 | Commercial_2032_Economic_MW_Before Competition Groups_19 | LED or Equivalent Sign Lighting | 1.3% | 0 | 26.1839 | Commercial_2032_Economic_MW_Before Competition Groups_LED or Equivalent Sign Lighting
Commercial | Com ¦ Data Center Storage/Server Virtualization | 2032 | Technical | MW | Before Competition Groups | 36.489 | 0 | 0 | 2963.0898 | 0.012315 | 19 | Commercial_2032_Technical_MW_Before Competition Groups_19 | Data Center Storage/Server Virtualization | 1.231% | 0 | 36.489 | Commercial_2032_Technical_MW_Before Competition Groups_Data Center Storage/Server Virtualization
Commercial | Com ¦ Centrally controlled desktop PC/NETWORK PC POWER MANAGEMENT SOFTWARE | 2032 | Economic | MW | Before Competition Groups | 23.8448 | 0 | 0 | 2013.8923 | 0.01184 | 20 | Commercial_2032_Economic_MW_Before Competition Groups_20 | Centrally controlled desktop PC/NETWORK PC POWER MANAGEMENT SOFTWARE | 1.184% | 0 | 23.8448 | Commercial_2032_Economic_MW_Before Competition Groups_Centrally controlled desktop PC/NETWORK PC POWER MANAGEMENT SOFTWARE
Commercial | Com ¦ Demand Control Ventilation | 2032 | Technical | MW | Before Competition Groups | 32.9042 | 0 | 0 | 2963.0898 | 0.011105 | 20 | Commercial_2032_Technical_MW_Before Competition Groups_20 | Demand Control Ventilation | 1.11% | 0 | 32.9042 | Commercial_2032_Technical_MW_Before Competition Groups_Demand Control Ventilation
Commercial | Com ¦ Chilled Water Optimization | 2032 | Economic | MW | Before Competition Groups | 22.1943 | 0 | 0 | 2013.8923 | 0.011021 | 21 | Commercial_2032_Economic_MW_Before Competition Groups_21 | Chilled Water Optimization | 1.102% | 0 | 22.1943 | Commercial_2032_Economic_MW_Before Competition Groups_Chilled Water Optimization
Commercial | Com ¦ Variable Frequency Drive (VFD) | 2032 | Economic | MW | Before Competition Groups | 22.1533 | 0 | 0 | 2013.8923 | 0.011 | 22 | Commercial_2032_Economic_MW_Before Competition Groups_22 | Variable Frequency Drive (VFD) | 1.1% | 0 | 22.1533 | Commercial_2032_Economic_MW_Before Competition Groups_Variable Frequency Drive (VFD)
Commercial | Com ¦ Strip Curtains | 2032 | Technical | MW | Before Competition Groups | 31.6668 | 0 | 0 | 2963.0898 | 0.010687 | 21 | Commercial_2032_Technical_MW_Before Competition Groups_21 | Strip Curtains | 1.069% | 0 | 31.6668 | Commercial_2032_Technical_MW_Before Competition Groups_Strip Curtains
Commercial | Com ¦ Furnace Tune-Up | 2032 | Technical | MW | Before Competition Groups | 31.1682 | 0 | 0 | 2963.0898 | 0.010519 | 22 | Commercial_2032_Technical_MW_Before Competition Groups_22 | Furnace Tune-Up | 1.052% | 0 | 31.1682 | Commercial_2032_Technical_MW_Before Competition Groups_Furnace Tune-Up
Commercial | Com ¦ VFD on Pumps | 2032 | Economic | MW | Before Competition Groups | 20.8271 | 0 | 0 | 2013.8923 | 0.010342 | 23 | Commercial_2032_Economic_MW_Before Competition Groups_23 | VFD on Pumps | 1.034% | 0 | 20.8271 | Commercial_2032_Economic_MW_Before Competition Groups_VFD on Pumps
Commercial | Com ¦ Chilled Water Optimization | 2032 | Achievable | MW | Before Competition Groups | 11.479 | 0 | 0 | 1111.4891 | 0.010328 | 21 | Commercial_2032_Achievable_MW_Before Competition Groups_21 | Chilled Water Optimization | 1.033% | 0 | 11.479 | Commercial_2032_Achievable_MW_Before Competition Groups_Chilled Water Optimization
Commercial | Com ¦ Reach-in Shaded Pole to ECM/PSC Evaporator Fan Motor | 2032 | Technical | MW | Before Competition Groups | 26.8612 | 0 | 0 | 2963.0898 | 0.0090653 | 23 | Commercial_2032_Technical_MW_Before Competition Groups_23 | Reach-in Shaded Pole to ECM/PSC Evaporator Fan Motor | 0.9065% | 0 | 26.8612 | Commercial_2032_Technical_MW_Before Competition Groups_Reach-in Shaded Pole to ECM/PSC Evaporator Fan Motor
Commercial | Com ¦ Networked/Connected - High Impact Application | 2032 | Economic | MW | Before Competition Groups | 18.0094 | 0 | 0 | 2013.8923 | 0.0089426 | 24 | Commercial_2032_Economic_MW_Before Competition Groups_24 | Networked/Connected - High Impact Application | 0.8943% | 0 | 18.0094 | Commercial_2032_Economic_MW_Before Competition Groups_Networked/Connected - High Impact Application
Commercial | Com ¦ Air Handler with Dedicated Outdoor Air Systems | 2032 | Achievable | MW | Before Competition Groups | 9.8851 | 0 | 0 | 1111.4891 | 0.0088936 | 22 | Commercial_2032_Achievable_MW_Before Competition Groups_22 | Air Handler with Dedicated Outdoor Air Systems | 0.8894% | 0 | 9.8851 | Commercial_2032_Achievable_MW_Before Competition Groups_Air Handler with Dedicated Outdoor Air Systems
Commercial | Com ¦ LED or Equivalent Sign Lighting | 2032 | Technical | MW | Before Competition Groups | 26.1839 | 0 | 0 | 2963.0898 | 0.0088367 | 24 | Commercial_2032_Technical_MW_Before Competition Groups_24 | LED or Equivalent Sign Lighting | 0.8837% | 0 | 26.1839 | Commercial_2032_Technical_MW_Before Competition Groups_LED or Equivalent Sign Lighting
Commercial | Com ¦ Air Handler with Dedicated Outdoor Air Systems | 2032 | Economic | MW | Before Competition Groups | 17.2891 | 0 | 0 | 2013.8923 | 0.0085849 | 25 | Commercial_2032_Economic_MW_Before Competition Groups_25 | Air Handler with Dedicated Outdoor Air Systems | 0.8585% | 0 | 17.2891 | Commercial_2032_Economic_MW_Before Competition Groups_Air Handler with Dedicated Outdoor Air Systems
Commercial | Com ¦ Adding reflective (White) roof treatment or a green roof | 2032 | Technical | MW | Before Competition Groups | 24.7353 | 0 | 0 | 2963.0898 | 0.0083478 | 25 | Commercial_2032_Technical_MW_Before Competition Groups_25 | Adding reflective (White) roof treatment or a green roof | 0.8348% | 0 | 24.7353 | Commercial_2032_Technical_MW_Before Competition Groups_Adding reflective (White) roof treatment or a green roof
Commercial | Com ¦ ECM MOTORS FOR EVAPORATOR FANS for refrigeration (WALK-IN) | 2032 | Achievable | MW | Before Competition Groups | 9.1029 | 0 | 0 | 1111.4891 | 0.0081898 | 23 | Commercial_2032_Achievable_MW_Before Competition Groups_23 | ECM MOTORS FOR EVAPORATOR FANS for refrigeration (WALK-IN) | 0.819% | 0 | 9.1029 | Commercial_2032_Achievable_MW_Before Competition Groups_ECM MOTORS FOR EVAPORATOR FANS for refrigeration (WALK-IN)
Commercial | Com ¦ ENERGY STAR LED LAMPS (General Service Lamps) | 2032 | Achievable | MW | Before Competition Groups | 9.0432 | 0 | 0 | 1111.4891 | 0.0081361 | 24 | Commercial_2032_Achievable_MW_Before Competition Groups_24 | ENERGY STAR LED LAMPS (General Service Lamps) | 0.8136% | 0 | 9.0432 | Commercial_2032_Achievable_MW_Before Competition Groups_ENERGY STAR LED LAMPS (General Service Lamps)
Commercial | Com ¦ Refrigerated Display Case LED | 2032 | Technical | MW | Before Competition Groups | 24.0478 | 0 | 0 | 2963.0898 | 0.0081158 | 26 | Commercial_2032_Technical_MW_Before Competition Groups_26 | Refrigerated Display Case LED | 0.8116% | 0 | 24.0478 | Commercial_2032_Technical_MW_Before Competition Groups_Refrigerated Display Case LED
Commercial | Com ¦ Centrally controlled desktop PC/NETWORK PC POWER MANAGEMENT SOFTWARE | 2032 | Technical | MW | Before Competition Groups | 23.8448 | 0 | 0 | 2963.0898 | 0.0080473 | 27 | Commercial_2032_Technical_MW_Before Competition Groups_27 | Centrally controlled desktop PC/NETWORK PC POWER MANAGEMENT SOFTWARE | 0.8047% | 0 | 23.8448 | Commercial_2032_Technical_MW_Before Competition Groups_Centrally controlled desktop PC/NETWORK PC POWER MANAGEMENT SOFTWARE
Commercial | Com ¦ Door Gasket Freezer/Refrigerator | 2032 | Technical | MW | Before Competition Groups | 23.4802 | 0 | 0 | 2963.0898 | 0.0079242 | 28 | Commercial_2032_Technical_MW_Before Competition Groups_28 | Door Gasket Freezer/Refrigerator | 0.7924% | 0 | 23.4802 | Commercial_2032_Technical_MW_Before Competition Groups_Door Gasket Freezer/Refrigerator
Commercial | Com ¦ Chilled Water Optimization | 2032 | Technical | MW | Before Competition Groups | 22.1943 | 0 | 0 | 2963.0898 | 0.0074903 | 29 | Commercial_2032_Technical_MW_Before Competition Groups_29 | Chilled Water Optimization | 0.749% | 0 | 22.1943 | Commercial_2032_Technical_MW_Before Competition Groups_Chilled Water Optimization
Commercial | Com ¦ Variable Frequency Drive (VFD) | 2032 | Technical | MW | Before Competition Groups | 22.1533 | 0 | 0 | 2963.0898 | 0.0074764 | 30 | Commercial_2032_Technical_MW_Before Competition Groups_30 | Variable Frequency Drive (VFD) | 0.7476% | 0 | 22.1533 | Commercial_2032_Technical_MW_Before Competition Groups_Variable Frequency Drive (VFD)
Commercial | Com ¦ VFD on Pumps | 2032 | Technical | MW | Before Competition Groups | 20.8271 | 0 | 0 | 2963.0898 | 0.0070289 | 31 | Commercial_2032_Technical_MW_Before Competition Groups_31 | VFD on Pumps | 0.7029% | 0 | 20.8271 | Commercial_2032_Technical_MW_Before Competition Groups_VFD on Pumps
Commercial | Com ¦ Evaporator Fan Controls | 2032 | Achievable | MW | Before Competition Groups | 7.6764 | 0 | 0 | 1111.4891 | 0.0069064 | 25 | Commercial_2032_Achievable_MW_Before Competition Groups_25 | Evaporator Fan Controls | 0.6906% | 0 | 7.6764 | Commercial_2032_Achievable_MW_Before Competition Groups_Evaporator Fan Controls
Commercial | Com ¦ HOTEL OCCUPANCY CONTROLS (HVAC + LIGHTING) | 2032 | Technical | MW | Before Competition Groups | 19.4187 | 0 | 0 | 2963.0898 | 0.0065535 | 32 | Commercial_2032_Technical_MW_Before Competition Groups_32 | HOTEL OCCUPANCY CONTROLS (HVAC + LIGHTING) | 0.6554% | 0 | 19.4187 | Commercial_2032_Technical_MW_Before Competition Groups_HOTEL OCCUPANCY CONTROLS (HVAC + LIGHTING)
Commercial | Com ¦ Refrigeration Optimization | 2032 | Technical | MW | Before Competition Groups | 18.9019 | 0 | 0 | 2963.0898 | 0.0063791 | 33 | Commercial_2032_Technical_MW_Before Competition Groups_33 | Refrigeration Optimization | 0.6379% | 0 | 18.9019 | Commercial_2032_Technical_MW_Before Competition Groups_Refrigeration Optimization
Commercial | Com ¦ Freezer Case Light Sensor | 2032 | Achievable | MW | Before Competition Groups | 7.0379 | 0 | 0 | 1111.4891 | 0.006332 | 26 | Commercial_2032_Achievable_MW_Before Competition Groups_26 | Freezer Case Light Sensor | 0.6332% | 0 | 7.0379 | Commercial_2032_Achievable_MW_Before Competition Groups_Freezer Case Light Sensor
Commercial | Com ¦ Air Handler with Dedicated Outdoor Air Systems | 2032 | Technical | MW | Before Competition Groups | 17.2891 | 0 | 0 | 2963.0898 | 0.0058348 | 34 | Commercial_2032_Technical_MW_Before Competition Groups_34 | Air Handler with Dedicated Outdoor Air Systems | 0.5835% | 0 | 17.2891 | Commercial_2032_Technical_MW_Before Competition Groups_Air Handler with Dedicated Outdoor Air Systems
Commercial | Com ¦ Demand Control Kitchen Ventilation | 2032 | Economic | MW | Before Competition Groups | 11.4593 | 0 | 0 | 2013.8923 | 0.0056901 | 26 | Commercial_2032_Economic_MW_Before Competition Groups_26 | Demand Control Kitchen Ventilation | 0.569% | 0 | 11.4593 | Commercial_2032_Economic_MW_Before Competition Groups_Demand Control Kitchen Ventilation
Commercial | Com ¦ ECM MOTORS FOR EVAPORATOR FANS for refrigeration (WALK-IN) | 2032 | Economic | MW | Before Competition Groups | 11.4357 | 0 | 0 | 2013.8923 | 0.0056784 | 27 | Commercial_2032_Economic_MW_Before Competition Groups_27 | ECM MOTORS FOR EVAPORATOR FANS for refrigeration (WALK-IN) | 0.5678% | 0 | 11.4357 | Commercial_2032_Economic_MW_Before Competition Groups_ECM MOTORS FOR EVAPORATOR FANS for refrigeration (WALK-IN)
Commercial | Com ¦ Demand Control Kitchen Ventilation | 2032 | Achievable | MW | Before Competition Groups | 6.2694 | 0 | 0 | 1111.4891 | 0.0056406 | 27 | Commercial_2032_Achievable_MW_Before Competition Groups_27 | Demand Control Kitchen Ventilation | 0.5641% | 0 | 6.2694 | Commercial_2032_Achievable_MW_Before Competition Groups_Demand Control Kitchen Ventilation
Commercial | Com ¦ ENERGY STAR LED LAMPS (General Service Lamps) | 2032 | Economic | MW | Before Competition Groups | 10.9767 | 0 | 0 | 2013.8923 | 0.0054505 | 28 | Commercial_2032_Economic_MW_Before Competition Groups_28 | ENERGY STAR LED LAMPS (General Service Lamps) | 0.5451% | 0 | 10.9767 | Commercial_2032_Economic_MW_Before Competition Groups_ENERGY STAR LED LAMPS (General Service Lamps)
Commercial | Com ¦ Occupancy Sensors | 2032 | Economic | MW | Before Competition Groups | 10.0088 | 0 | 0 | 2013.8923 | 0.0049699 | 29 | Commercial_2032_Economic_MW_Before Competition Groups_29 | Occupancy Sensors | 0.497% | 0 | 10.0088 | Commercial_2032_Economic_MW_Before Competition Groups_Occupancy Sensors
Commercial | Com ¦ LED EXTERIOR AREA LIGHTS - LED fixture (200W) | 2032 | Achievable | MW | Before Competition Groups | 5.5092 | 0 | 0 | 1111.4891 | 0.0049566 | 28 | Commercial_2032_Achievable_MW_Before Competition Groups_28 | LED EXTERIOR AREA LIGHTS - LED fixture (200W) | 0.4957% | 0 | 5.5092 | Commercial_2032_Achievable_MW_Before Competition Groups_LED EXTERIOR AREA LIGHTS - LED fixture (200W)
Commercial | Com ¦ Freezer Case Light Sensor | 2032 | Economic | MW | Before Competition Groups | 9.9203 | 0 | 0 | 2013.8923 | 0.0049259 | 30 | Commercial_2032_Economic_MW_Before Competition Groups_30 | Freezer Case Light Sensor | 0.4926% | 0 | 9.9203 | Commercial_2032_Economic_MW_Before Competition Groups_Freezer Case Light Sensor
Commercial | Com ¦ ENERGY STAR FREEZER | 2032 | Technical | MW | Before Competition Groups | 14.3247 | 0 | 0 | 2963.0898 | 0.0048344 | 35 | Commercial_2032_Technical_MW_Before Competition Groups_35 | ENERGY STAR FREEZER | 0.4834% | 0 | 14.3247 | Commercial_2032_Technical_MW_Before Competition Groups_ENERGY STAR FREEZER
Commercial | Com ¦ Indoor Daylight Sensors/Photocell Dimming Control | 2032 | Technical | MW | Before Competition Groups | 14.3233 | 0 | 0 | 2963.0898 | 0.0048339 | 36 | Commercial_2032_Technical_MW_Before Competition Groups_36 | Indoor Daylight Sensors/Photocell Dimming Control | 0.4834% | 0 | 14.3233 | Commercial_2032_Technical_MW_Before Competition Groups_Indoor Daylight Sensors/Photocell Dimming Control
Commercial | Com ¦ Evaporator Fan Controls | 2032 | Economic | MW | Before Competition Groups | 9.6632 | 0 | 0 | 2013.8923 | 0.0047983 | 31 | Commercial_2032_Economic_MW_Before Competition Groups_31 | Evaporator Fan Controls | 0.4798% | 0 | 9.6632 | Commercial_2032_Economic_MW_Before Competition Groups_Evaporator Fan Controls
Commercial | Com ¦ LED parking lot fixture | 2032 | Achievable | MW | Before Competition Groups | 5.2919 | 0 | 0 | 1111.4891 | 0.0047611 | 29 | Commercial_2032_Achievable_MW_Before Competition Groups_29 | LED parking lot fixture | 0.4761% | 0 | 5.2919 | Commercial_2032_Achievable_MW_Before Competition Groups_LED parking lot fixture
Commercial | Com ¦ Ground Source Heat Pump | 2032 | Technical | MW | Before Competition Groups | 14.0058 | 0 | 0 | 2963.0898 | 0.0047267 | 37 | Commercial_2032_Technical_MW_Before Competition Groups_37 | Ground Source Heat Pump | 0.4727% | 0 | 14.0058 | Commercial_2032_Technical_MW_Before Competition Groups_Ground Source Heat Pump
Commercial | Com ¦ ENERGY STAR LED LAMPS (General Service Lamps) | 2032 | Technical | MW | Before Competition Groups | 12.625 | 0 | 0 | 2963.0898 | 0.0042608 | 38 | Commercial_2032_Technical_MW_Before Competition Groups_38 | ENERGY STAR LED LAMPS (General Service Lamps) | 0.4261% | 0 | 12.625 | Commercial_2032_Technical_MW_Before Competition Groups_ENERGY STAR LED LAMPS (General Service Lamps)
Commercial | Com ¦ Duct Insulation, R8 | 2032 | Achievable | MW | Before Competition Groups | 4.6363 | 0 | 0 | 1111.4891 | 0.0041712 | 30 | Commercial_2032_Achievable_MW_Before Competition Groups_30 | Duct Insulation, R8 | 0.4171% | 0 | 4.6363 | Commercial_2032_Achievable_MW_Before Competition Groups_Duct Insulation, R8
Commercial | Com ¦ ENERGY STAR ICE MACHINES - Ice Making Head | 2032 | Technical | MW | Before Competition Groups | 11.8803 | 0 | 0 | 2963.0898 | 0.0040094 | 39 | Commercial_2032_Technical_MW_Before Competition Groups_39 | ENERGY STAR ICE MACHINES - Ice Making Head | 0.4009% | 0 | 11.8803 | Commercial_2032_Technical_MW_Before Competition Groups_ENERGY STAR ICE MACHINES - Ice Making Head
Commercial | Com ¦ Demand Control Kitchen Ventilation | 2032 | Technical | MW | Before Competition Groups | 11.4593 | 0 | 0 | 2963.0898 | 0.0038673 | 40 | Commercial_2032_Technical_MW_Before Competition Groups_40 | Demand Control Kitchen Ventilation | 0.3867% | 0 | 11.4593 | Commercial_2032_Technical_MW_Before Competition Groups_Demand Control Kitchen Ventilation
Commercial | Com ¦ ECM MOTORS FOR EVAPORATOR FANS for refrigeration (WALK-IN) | 2032 | Technical | MW | Before Competition Groups | 11.4357 | 0 | 0 | 2963.0898 | 0.0038594 | 41 | Commercial_2032_Technical_MW_Before Competition Groups_41 | ECM MOTORS FOR EVAPORATOR FANS for refrigeration (WALK-IN) | 0.3859% | 0 | 11.4357 | Commercial_2032_Technical_MW_Before Competition Groups_ECM MOTORS FOR EVAPORATOR FANS for refrigeration (WALK-IN)
Commercial | Com ¦ High R-Value Glass Doors/no-heat glass door | 2032 | Technical | MW | Before Competition Groups | 10.8787 | 0 | 0 | 2963.0898 | 0.0036714 | 42 | Commercial_2032_Technical_MW_Before Competition Groups_42 | High R-Value Glass Doors/no-heat glass door | 0.3671% | 0 | 10.8787 | Commercial_2032_Technical_MW_Before Competition Groups_High R-Value Glass Doors/no-heat glass door
Commercial | Com ¦ Occupancy Sensors | 2032 | Technical | MW | Before Competition Groups | 10.0088 | 0 | 0 | 2963.0898 | 0.0033778 | 43 | Commercial_2032_Technical_MW_Before Competition Groups_43 | Occupancy Sensors | 0.3378% | 0 | 10.0088 | Commercial_2032_Technical_MW_Before Competition Groups_Occupancy Sensors
Commercial | Com ¦ Freezer Case Light Sensor | 2032 | Technical | MW | Before Competition Groups | 9.9203 | 0 | 0 | 2963.0898 | 0.003348 | 44 | Commercial_2032_Technical_MW_Before Competition Groups_44 | Freezer Case Light Sensor | 0.3348% | 0 | 9.9203 | Commercial_2032_Technical_MW_Before Competition Groups_Freezer Case Light Sensor
Commercial | Com ¦ LED EXTERIOR AREA LIGHTS - LED fixture (200W) | 2032 | Economic | MW | Before Competition Groups | 6.6907 | 0 | 0 | 2013.8923 | 0.0033223 | 32 | Commercial_2032_Economic_MW_Before Competition Groups_32 | LED EXTERIOR AREA LIGHTS - LED fixture (200W) | 0.3322% | 0 | 6.6907 | Commercial_2032_Economic_MW_Before Competition Groups_LED EXTERIOR AREA LIGHTS - LED fixture (200W)
Commercial | Com ¦ Evaporator Fan Controls | 2032 | Technical | MW | Before Competition Groups | 9.6632 | 0 | 0 | 2963.0898 | 0.0032612 | 45 | Commercial_2032_Technical_MW_Before Competition Groups_45 | Evaporator Fan Controls | 0.3261% | 0 | 9.6632 | Commercial_2032_Technical_MW_Before Competition Groups_Evaporator Fan Controls
Commercial | Com ¦ LED parking lot fixture | 2032 | Economic | MW | Before Competition Groups | 6.3968 | 0 | 0 | 2013.8923 | 0.0031763 | 33 | Commercial_2032_Economic_MW_Before Competition Groups_33 | LED parking lot fixture | 0.3176% | 0 | 6.3968 | Commercial_2032_Economic_MW_Before Competition Groups_LED parking lot fixture
Commercial | Com ¦ Refrigerated Display Case LED | 2032 | Achievable | MW | Before Competition Groups | 3.4881 | 0 | 0 | 1111.4891 | 0.0031382 | 31 | Commercial_2032_Achievable_MW_Before Competition Groups_31 | Refrigerated Display Case LED | 0.3138% | 0 | 3.4881 | Commercial_2032_Achievable_MW_Before Competition Groups_Refrigerated Display Case LED
Commercial | Com ¦ LED street light fixture | 2032 | Achievable | MW | Before Competition Groups | 3.3891 | 0 | 0 | 1111.4891 | 0.0030491 | 32 | Commercial_2032_Achievable_MW_Before Competition Groups_32 | LED street light fixture | 0.3049% | 0 | 3.3891 | Commercial_2032_Achievable_MW_Before Competition Groups_LED street light fixture
Commercial | Com ¦ ENERGY STAR Griddle (74% eff) | 2032 | Achievable | MW | Before Competition Groups | 3.3308 | 0 | 0 | 1111.4891 | 0.0029967 | 33 | Commercial_2032_Achievable_MW_Before Competition Groups_33 | ENERGY STAR Griddle (74% eff) | 0.2997% | 0 | 3.3308 | Commercial_2032_Achievable_MW_Before Competition Groups_ENERGY STAR Griddle (74% eff)
Commercial | Com ¦ Water Source Heat Pump (4 ton) | 2032 | Economic | MW | Before Competition Groups | 6.0316 | 0 | 0 | 2013.8923 | 0.002995 | 34 | Commercial_2032_Economic_MW_Before Competition Groups_34 | Water Source Heat Pump (4 ton) | 0.2995% | 0 | 6.0316 | Commercial_2032_Economic_MW_Before Competition Groups_Water Source Heat Pump (4 ton)
Commercial | Com ¦ Duct Insulation, R8 | 2032 | Economic | MW | Before Competition Groups | 5.7669 | 0 | 0 | 2013.8923 | 0.0028636 | 35 | Commercial_2032_Economic_MW_Before Competition Groups_35 | Duct Insulation, R8 | 0.2864% | 0 | 5.7669 | Commercial_2032_Economic_MW_Before Competition Groups_Duct Insulation, R8
Commercial | Com ¦ Water Source Heat Pump (4 ton) | 2032 | Achievable | MW | Before Competition Groups | 3.1654 | 0 | 0 | 1111.4891 | 0.0028479 | 34 | Commercial_2032_Achievable_MW_Before Competition Groups_34 | Water Source Heat Pump (4 ton) | 0.2848% | 0 | 3.1654 | Commercial_2032_Achievable_MW_Before Competition Groups_Water Source Heat Pump (4 ton)
Commercial | Com ¦ ENERGY STAR Griddle (74% eff) | 2032 | Economic | MW | Before Competition Groups | 5.5187 | 0 | 0 | 2013.8923 | 0.0027403 | 36 | Commercial_2032_Economic_MW_Before Competition Groups_36 | ENERGY STAR Griddle (74% eff) | 0.274% | 0 | 5.5187 | Commercial_2032_Economic_MW_Before Competition Groups_ENERGY STAR Griddle (74% eff)
Commercial | Com ¦ BEVERAGE VENDING MACHINE CONTROLS | 2032 | Achievable | MW | Before Competition Groups | 2.8081 | 0 | 0 | 1111.4891 | 0.0025264 | 35 | Commercial_2032_Achievable_MW_Before Competition Groups_35 | BEVERAGE VENDING MACHINE CONTROLS | 0.2526% | 0 | 2.8081 | Commercial_2032_Achievable_MW_Before Competition Groups_BEVERAGE VENDING MACHINE CONTROLS
Commercial | Com ¦ Temperature Adjustment in Commercial Freezers | 2032 | Achievable | MW | Before Competition Groups | 2.8032 | 0 | 0 | 1111.4891 | 0.0025221 | 36 | Commercial_2032_Achievable_MW_Before Competition Groups_36 | Temperature Adjustment in Commercial Freezers | 0.2522% | 0 | 2.8032 | Commercial_2032_Achievable_MW_Before Competition Groups_Temperature Adjustment in Commercial Freezers
Commercial | Com ¦ Water Source Heat Pump (4 ton) | 2032 | Technical | MW | Before Competition Groups | 7.4329 | 0 | 0 | 2963.0898 | 0.0025085 | 46 | Commercial_2032_Technical_MW_Before Competition Groups_46 | Water Source Heat Pump (4 ton) | 0.2508% | 0 | 7.4329 | Commercial_2032_Technical_MW_Before Competition Groups_Water Source Heat Pump (4 ton)
Commercial | Com ¦ Elec Storage WH 2.30 Et | 2032 | Economic | MW | Before Competition Groups | 4.9275 | 0 | 0 | 2013.8923 | 0.0024468 | 37 | Commercial_2032_Economic_MW_Before Competition Groups_37 | Elec Storage WH 2.30 Et | 0.2447% | 0 | 4.9275 | Commercial_2032_Economic_MW_Before Competition Groups_Elec Storage WH 2.30 Et
Commercial | Com ¦ BEVERAGE VENDING MACHINE CONTROLS | 2032 | Economic | MW | Before Competition Groups | 4.7633 | 0 | 0 | 2013.8923 | 0.0023652 | 38 | Commercial_2032_Economic_MW_Before Competition Groups_38 | BEVERAGE VENDING MACHINE CONTROLS | 0.2365% | 0 | 4.7633 | Commercial_2032_Economic_MW_Before Competition Groups_BEVERAGE VENDING MACHINE CONTROLS
Commercial | Com ¦ ENERGY STAR Refrigerator | 2032 | Technical | MW | Before Competition Groups | 6.88 | 0 | 0 | 2963.0898 | 0.0023219 | 47 | Commercial_2032_Technical_MW_Before Competition Groups_47 | ENERGY STAR Refrigerator | 0.2322% | 0 | 6.88 | Commercial_2032_Technical_MW_Before Competition Groups_ENERGY STAR Refrigerator
Commercial | Com ¦ Elec Storage WH 2.30 Et | 2032 | Achievable | MW | Before Competition Groups | 2.555 | 0 | 0 | 1111.4891 | 0.0022987 | 37 | Commercial_2032_Achievable_MW_Before Competition Groups_37 | Elec Storage WH 2.30 Et | 0.2299% | 0 | 2.555 | Commercial_2032_Achievable_MW_Before Competition Groups_Elec Storage WH 2.30 Et
Commercial | Com ¦ Refrigeration Commissioning | 2032 | Technical | MW | Before Competition Groups | 6.7447 | 0 | 0 | 2963.0898 | 0.0022762 | 48 | Commercial_2032_Technical_MW_Before Competition Groups_48 | Refrigeration Commissioning | 0.2276% | 0 | 6.7447 | Commercial_2032_Technical_MW_Before Competition Groups_Refrigeration Commissioning
Commercial | Com ¦ LED EXTERIOR AREA LIGHTS - LED fixture (200W) | 2032 | Technical | MW | Before Competition Groups | 6.6907 | 0 | 0 | 2963.0898 | 0.002258 | 49 | Commercial_2032_Technical_MW_Before Competition Groups_49 | LED EXTERIOR AREA LIGHTS - LED fixture (200W) | 0.2258% | 0 | 6.6907 | Commercial_2032_Technical_MW_Before Competition Groups_LED EXTERIOR AREA LIGHTS - LED fixture (200W)
Commercial | Com ¦ Condensing Make Up Air Unit | 2032 | Achievable | MW | Before Competition Groups | 2.5026 | 0 | 0 | 1111.4891 | 0.0022516 | 38 | Commercial_2032_Achievable_MW_Before Competition Groups_38 | Condensing Make Up Air Unit | 0.2252% | 0 | 2.5026 | Commercial_2032_Achievable_MW_Before Competition Groups_Condensing Make Up Air Unit
Commercial | Com ¦ Condensing Make Up Air Unit | 2032 | Economic | MW | Before Competition Groups | 4.4523 | 0 | 0 | 2013.8923 | 0.0022108 | 39 | Commercial_2032_Economic_MW_Before Competition Groups_39 | Condensing Make Up Air Unit | 0.2211% | 0 | 4.4523 | Commercial_2032_Economic_MW_Before Competition Groups_Condensing Make Up Air Unit
Commercial | Com ¦ LED parking lot fixture | 2032 | Technical | MW | Before Competition Groups | 6.3968 | 0 | 0 | 2963.0898 | 0.0021588 | 50 | Commercial_2032_Technical_MW_Before Competition Groups_50 | LED parking lot fixture | 0.2159% | 0 | 6.3968 | Commercial_2032_Technical_MW_Before Competition Groups_LED parking lot fixture
Commercial | Com ¦ Occupancy Sensors | 2032 | Achievable | MW | Before Competition Groups | 2.3658 | 0 | 0 | 1111.4891 | 0.0021285 | 39 | Commercial_2032_Achievable_MW_Before Competition Groups_39 | Occupancy Sensors | 0.2129% | 0 | 2.3658 | Commercial_2032_Achievable_MW_Before Competition Groups_Occupancy Sensors
Commercial | Com ¦ Vertical Night Covers | 2032 | Achievable | MW | Before Competition Groups | 2.3269 | 0 | 0 | 1111.4891 | 0.0020935 | 40 | Commercial_2032_Achievable_MW_Before Competition Groups_40 | Vertical Night Covers | 0.2094% | 0 | 2.3269 | Commercial_2032_Achievable_MW_Before Competition Groups_Vertical Night Covers
Commercial | Com ¦ Refrigerated Display Case LED | 2032 | Economic | MW | Before Competition Groups | 4.1892 | 0 | 0 | 2013.8923 | 0.0020802 | 40 | Commercial_2032_Economic_MW_Before Competition Groups_40 | Refrigerated Display Case LED | 0.208% | 0 | 4.1892 | Commercial_2032_Economic_MW_Before Competition Groups_Refrigerated Display Case LED
Commercial | Com ¦ LED street light fixture | 2032 | Economic | MW | Before Competition Groups | 4.1447 | 0 | 0 | 2013.8923 | 0.002058 | 41 | Commercial_2032_Economic_MW_Before Competition Groups_41 | LED street light fixture | 0.2058% | 0 | 4.1447 | Commercial_2032_Economic_MW_Before Competition Groups_LED street light fixture
Commercial | Com ¦ Energy Efficient Laboratory Fume Hood | 2032 | Achievable | MW | Before Competition Groups | 2.2793 | 0 | 0 | 1111.4891 | 0.0020507 | 41 | Commercial_2032_Achievable_MW_Before Competition Groups_41 | Energy Efficient Laboratory Fume Hood | 0.2051% | 0 | 2.2793 | Commercial_2032_Achievable_MW_Before Competition Groups_Energy Efficient Laboratory Fume Hood
Commercial | Com ¦ CO Sensors for parking garage exhaust fans | 2032 | Achievable | MW | Before Competition Groups | 2.2566 | 0 | 0 | 1111.4891 | 0.0020302 | 42 | Commercial_2032_Achievable_MW_Before Competition Groups_42 | CO Sensors for parking garage exhaust fans | 0.203% | 0 | 2.2566 | Commercial_2032_Achievable_MW_Before Competition Groups_CO Sensors for parking garage exhaust fans
Commercial | Com ¦ Duct Insulation, R8 | 2032 | Technical | MW | Before Competition Groups | 5.7669 | 0 | 0 | 2963.0898 | 0.0019463 | 51 | Commercial_2032_Technical_MW_Before Competition Groups_51 | Duct Insulation, R8 | 0.1946% | 0 | 5.7669 | Commercial_2032_Technical_MW_Before Competition Groups_Duct Insulation, R8
Commercial | Com ¦ ENERGY STAR Griddle (74% eff) | 2032 | Technical | MW | Before Competition Groups | 5.5187 | 0 | 0 | 2963.0898 | 0.0018625 | 52 | Commercial_2032_Technical_MW_Before Competition Groups_52 | ENERGY STAR Griddle (74% eff) | 0.1862% | 0 | 5.5187 | Commercial_2032_Technical_MW_Before Competition Groups_ENERGY STAR Griddle (74% eff)
Commercial | Com ¦ Networked/Connected - Low Impact Application | 2032 | Economic | MW | Before Competition Groups | 3.6994 | 0 | 0 | 2013.8923 | 0.001837 | 42 | Commercial_2032_Economic_MW_Before Competition Groups_42 | Networked/Connected - Low Impact Application | 0.1837% | 0 | 3.6994 | Commercial_2032_Economic_MW_Before Competition Groups_Networked/Connected - Low Impact Application
Commercial | Com ¦ Condensing Make Up Air Unit | 2032 | Technical | MW | Before Competition Groups | 5.3308 | 0 | 0 | 2963.0898 | 0.0017991 | 53 | Commercial_2032_Technical_MW_Before Competition Groups_53 | Condensing Make Up Air Unit | 0.1799% | 0 | 5.3308 | Commercial_2032_Technical_MW_Before Competition Groups_Condensing Make Up Air Unit
Commercial | Com ¦ Temperature Adjustment in Commercial Freezers | 2032 | Economic | MW | Before Competition Groups | 3.5263 | 0 | 0 | 2013.8923 | 0.001751 | 43 | Commercial_2032_Economic_MW_Before Competition Groups_43 | Temperature Adjustment in Commercial Freezers | 0.1751% | 0 | 3.5263 | Commercial_2032_Economic_MW_Before Competition Groups_Temperature Adjustment in Commercial Freezers
Commercial | Com ¦ Super-High Efficiency Furnaces (Emerging Tech) | 2032 | Technical | MW | Before Competition Groups | 5.0906 | 0 | 0 | 2963.0898 | 0.001718 | 54 | Commercial_2032_Technical_MW_Before Competition Groups_54 | Super-High Efficiency Furnaces (Emerging Tech) | 0.1718% | 0 | 5.0906 | Commercial_2032_Technical_MW_Before Competition Groups_Super-High Efficiency Furnaces (Emerging Tech)
Commercial | Com ¦ Elec Storage WH 2.30 Et | 2032 | Technical | MW | Before Competition Groups | 4.9275 | 0 | 0 | 2963.0898 | 0.001663 | 55 | Commercial_2032_Technical_MW_Before Competition Groups_55 | Elec Storage WH 2.30 Et | 0.1663% | 0 | 4.9275 | Commercial_2032_Technical_MW_Before Competition Groups_Elec Storage WH 2.30 Et
Commercial | Com ¦ BEVERAGE VENDING MACHINE CONTROLS | 2032 | Technical | MW | Before Competition Groups | 4.7633 | 0 | 0 | 2963.0898 | 0.0016075 | 56 | Commercial_2032_Technical_MW_Before Competition Groups_56 | BEVERAGE VENDING MACHINE CONTROLS | 0.1608% | 0 | 4.7633 | Commercial_2032_Technical_MW_Before Competition Groups_BEVERAGE VENDING MACHINE CONTROLS
Commercial | Com ¦ CO Sensors for parking garage exhaust fans | 2032 | Economic | MW | Before Competition Groups | 3.2207 | 0 | 0 | 2013.8923 | 0.0015992 | 44 | Commercial_2032_Economic_MW_Before Competition Groups_44 | CO Sensors for parking garage exhaust fans | 0.1599% | 0 | 3.2207 | Commercial_2032_Economic_MW_Before Competition Groups_CO Sensors for parking garage exhaust fans
Commercial | Com ¦ Water Heating (DHW) Pipe Insulation (Add 3/4\ Foam)" | 2032 | Achievable | MW | Before Competition Groups | 1.7631 | 0 | 0 | 1111.4891 | 0.0015863 | 43 | Commercial_2032_Achievable_MW_Before Competition Groups_43 | Water Heating (DHW) Pipe Insulation (Add 3/4\ Foam)" | 0.1586% | 0 | 1.7631 | Commercial_2032_Achievable_MW_Before Competition Groups_Water Heating (DHW) Pipe Insulation (Add 3/4\ Foam)"
Commercial | Com ¦ Vertical Night Covers | 2032 | Economic | MW | Before Competition Groups | 2.9292 | 0 | 0 | 2013.8923 | 0.0014545 | 45 | Commercial_2032_Economic_MW_Before Competition Groups_45 | Vertical Night Covers | 0.1454% | 0 | 2.9292 | Commercial_2032_Economic_MW_Before Competition Groups_Vertical Night Covers
Commercial | Com ¦ Energy Efficient Laboratory Fume Hood | 2032 | Economic | MW | Before Competition Groups | 2.836 | 0 | 0 | 2013.8923 | 0.0014082 | 46 | Commercial_2032_Economic_MW_Before Competition Groups_46 | Energy Efficient Laboratory Fume Hood | 0.1408% | 0 | 2.836 | Commercial_2032_Economic_MW_Before Competition Groups_Energy Efficient Laboratory Fume Hood
Commercial | Com ¦ LED street light fixture | 2032 | Technical | MW | Before Competition Groups | 4.1447 | 0 | 0 | 2963.0898 | 0.0013988 | 57 | Commercial_2032_Technical_MW_Before Competition Groups_57 | LED street light fixture | 0.1399% | 0 | 4.1447 | Commercial_2032_Technical_MW_Before Competition Groups_LED street light fixture
Commercial | Com ¦ ENERGY STAR FREEZER | 2032 | Economic | MW | Before Competition Groups | 2.6736 | 0 | 0 | 2013.8923 | 0.0013276 | 47 | Commercial_2032_Economic_MW_Before Competition Groups_47 | ENERGY STAR FREEZER | 0.1328% | 0 | 2.6736 | Commercial_2032_Economic_MW_Before Competition Groups_ENERGY STAR FREEZER
Commercial | Com ¦ Roof Insulation/Ceiling Insulation (R25 Code to R35) | 2032 | Technical | MW | Before Competition Groups | 3.933 | 0 | 0 | 2963.0898 | 0.0013273 | 58 | Commercial_2032_Technical_MW_Before Competition Groups_58 | Roof Insulation/Ceiling Insulation (R25 Code to R35) | 0.1327% | 0 | 3.933 | Commercial_2032_Technical_MW_Before Competition Groups_Roof Insulation/Ceiling Insulation (R25 Code to R35)
Commercial | Com ¦ Outside Air Economizer | 2032 | Achievable | MW | Before Competition Groups | 1.4544 | 0 | 0 | 1111.4891 | 0.0013085 | 44 | Commercial_2032_Achievable_MW_Before Competition Groups_44 | Outside Air Economizer | 0.1309% | 0 | 1.4544 | Commercial_2032_Achievable_MW_Before Competition Groups_Outside Air Economizer
Commercial | Com ¦ Temperature Adjustment in Commercial Freezers | 2032 | Technical | MW | Before Competition Groups | 3.5263 | 0 | 0 | 2963.0898 | 0.0011901 | 59 | Commercial_2032_Technical_MW_Before Competition Groups_59 | Temperature Adjustment in Commercial Freezers | 0.119% | 0 | 3.5263 | Commercial_2032_Technical_MW_Before Competition Groups_Temperature Adjustment in Commercial Freezers
Commercial | Com ¦ Anti-sweat heat (ASH) controls - Cooler/Freezer | 2032 | Technical | MW | Before Competition Groups | 3.3103 | 0 | 0 | 2963.0898 | 0.0011172 | 60 | Commercial_2032_Technical_MW_Before Competition Groups_60 | Anti-sweat heat (ASH) controls - Cooler/Freezer | 0.1117% | 0 | 3.3103 | Commercial_2032_Technical_MW_Before Competition Groups_Anti-sweat heat (ASH) controls - Cooler/Freezer
Commercial | Com ¦ Water Heating (DHW) Pipe Insulation (Add 3/4\ Foam)" | 2032 | Economic | MW | Before Competition Groups | 2.2106 | 0 | 0 | 2013.8923 | 0.0010977 | 48 | Commercial_2032_Economic_MW_Before Competition Groups_48 | Water Heating (DHW) Pipe Insulation (Add 3/4\ Foam)" | 0.1098% | 0 | 2.2106 | Commercial_2032_Economic_MW_Before Competition Groups_Water Heating (DHW) Pipe Insulation (Add 3/4\ Foam)"
Commercial | Com ¦ CO Sensors for parking garage exhaust fans | 2032 | Technical | MW | Before Competition Groups | 3.2207 | 0 | 0 | 2963.0898 | 0.0010869 | 61 | Commercial_2032_Technical_MW_Before Competition Groups_61 | CO Sensors for parking garage exhaust fans | 0.1087% | 0 | 3.2207 | Commercial_2032_Technical_MW_Before Competition Groups_CO Sensors for parking garage exhaust fans
Commercial | Com ¦ Suction Pipe Insulation Freezer/Refrigerator | 2032 | Achievable | MW | Before Competition Groups | 1.2066 | 0 | 0 | 1111.4891 | 0.0010856 | 45 | Commercial_2032_Achievable_MW_Before Competition Groups_45 | Suction Pipe Insulation Freezer/Refrigerator | 0.1086% | 0 | 1.2066 | Commercial_2032_Achievable_MW_Before Competition Groups_Suction Pipe Insulation Freezer/Refrigerator
Commercial | Com ¦ Vertical Night Covers | 2032 | Technical | MW | Before Competition Groups | 2.9292 | 0 | 0 | 2963.0898 | 0.00098856 | 62 | Commercial_2032_Technical_MW_Before Competition Groups_62 | Vertical Night Covers | 0.09886% | 0 | 2.9292 | Commercial_2032_Technical_MW_Before Competition Groups_Vertical Night Covers
Commercial | Com ¦ Energy Efficient Laboratory Fume Hood | 2032 | Technical | MW | Before Competition Groups | 2.836 | 0 | 0 | 2963.0898 | 0.00095711 | 63 | Commercial_2032_Technical_MW_Before Competition Groups_63 | Energy Efficient Laboratory Fume Hood | 0.09571% | 0 | 2.836 | Commercial_2032_Technical_MW_Before Competition Groups_Energy Efficient Laboratory Fume Hood
Commercial | Com ¦ Outside Air Economizer | 2032 | Economic | MW | Before Competition Groups | 1.8698 | 0 | 0 | 2013.8923 | 0.00092843 | 49 | Commercial_2032_Economic_MW_Before Competition Groups_49 | Outside Air Economizer | 0.09284% | 0 | 1.8698 | Commercial_2032_Economic_MW_Before Competition Groups_Outside Air Economizer
Commercial | Com ¦ ENERGY STAR Fryer (84% eff) | 2032 | Achievable | MW | Before Competition Groups | 0.99647 | 0 | 0 | 1111.4891 | 0.00089652 | 46 | Commercial_2032_Achievable_MW_Before Competition Groups_46 | ENERGY STAR Fryer (84% eff) | 0.08965% | 0 | 0.99647 | Commercial_2032_Achievable_MW_Before Competition Groups_ENERGY STAR Fryer (84% eff)
Commercial | Com ¦ ENERGY STAR Fryer (84% eff) | 2032 | Economic | MW | Before Competition Groups | 1.6164 | 0 | 0 | 2013.8923 | 0.00080261 | 50 | Commercial_2032_Economic_MW_Before Competition Groups_50 | ENERGY STAR Fryer (84% eff) | 0.08026% | 0 | 1.6164 | Commercial_2032_Economic_MW_Before Competition Groups_ENERGY STAR Fryer (84% eff)
Commercial | Com ¦ Suction Pipe Insulation Freezer/Refrigerator | 2032 | Economic | MW | Before Competition Groups | 1.5174 | 0 | 0 | 2013.8923 | 0.00075344 | 51 | Commercial_2032_Economic_MW_Before Competition Groups_51 | Suction Pipe Insulation Freezer/Refrigerator | 0.07534% | 0 | 1.5174 | Commercial_2032_Economic_MW_Before Competition Groups_Suction Pipe Insulation Freezer/Refrigerator
Commercial | Com ¦ Water Heating (DHW) Pipe Insulation (Add 3/4\ Foam)" | 2032 | Technical | MW | Before Competition Groups | 2.2106 | 0 | 0 | 2963.0898 | 0.00074604 | 64 | Commercial_2032_Technical_MW_Before Competition Groups_64 | Water Heating (DHW) Pipe Insulation (Add 3/4\ Foam)" | 0.0746% | 0 | 2.2106 | Commercial_2032_Technical_MW_Before Competition Groups_Water Heating (DHW) Pipe Insulation (Add 3/4\ Foam)"
Commercial | Com ¦ ENERGY STAR Dishwasher | 2032 | Economic | MW | Before Competition Groups | 1.3678 | 0 | 0 | 2013.8923 | 0.0006792 | 52 | Commercial_2032_Economic_MW_Before Competition Groups_52 | ENERGY STAR Dishwasher | 0.06792% | 0 | 1.3678 | Commercial_2032_Economic_MW_Before Competition Groups_ENERGY STAR Dishwasher
Commercial | Com ¦ Outside Air Economizer | 2032 | Technical | MW | Before Competition Groups | 1.8698 | 0 | 0 | 2963.0898 | 0.00063102 | 65 | Commercial_2032_Technical_MW_Before Competition Groups_65 | Outside Air Economizer | 0.0631% | 0 | 1.8698 | Commercial_2032_Technical_MW_Before Competition Groups_Outside Air Economizer
Commercial | Com ¦ Variable Refrigerant Flow Heat Pump | 2032 | Achievable | MW | Before Competition Groups | 0.66631 | 0 | 0 | 1111.4891 | 0.00059947 | 47 | Commercial_2032_Achievable_MW_Before Competition Groups_47 | Variable Refrigerant Flow Heat Pump | 0.05995% | 0 | 0.66631 | Commercial_2032_Achievable_MW_Before Competition Groups_Variable Refrigerant Flow Heat Pump
Commercial | Com ¦ ENERGY STAR Steam Cookers | 2032 | Achievable | MW | Before Competition Groups | 0.62399 | 0 | 0 | 1111.4891 | 0.0005614 | 48 | Commercial_2032_Achievable_MW_Before Competition Groups_48 | ENERGY STAR Steam Cookers | 0.05614% | 0 | 0.62399 | Commercial_2032_Achievable_MW_Before Competition Groups_ENERGY STAR Steam Cookers
Commercial | Com ¦ ENERGY STAR Fryer (84% eff) | 2032 | Technical | MW | Before Competition Groups | 1.6164 | 0 | 0 | 2963.0898 | 0.0005455 | 66 | Commercial_2032_Technical_MW_Before Competition Groups_66 | ENERGY STAR Fryer (84% eff) | 0.05455% | 0 | 1.6164 | Commercial_2032_Technical_MW_Before Competition Groups_ENERGY STAR Fryer (84% eff)
Commercial | Com ¦ Thermostat Setback | 2032 | Achievable | MW | Before Competition Groups | 0.60018 | 0 | 0 | 1111.4891 | 0.00053998 | 49 | Commercial_2032_Achievable_MW_Before Competition Groups_49 | Thermostat Setback | 0.054% | 0 | 0.60018 | Commercial_2032_Achievable_MW_Before Competition Groups_Thermostat Setback
Commercial | Com ¦ ENERGY STAR Steam Cookers | 2032 | Economic | MW | Before Competition Groups | 1.0365 | 0 | 0 | 2013.8923 | 0.00051466 | 53 | Commercial_2032_Economic_MW_Before Competition Groups_53 | ENERGY STAR Steam Cookers | 0.05147% | 0 | 1.0365 | Commercial_2032_Economic_MW_Before Competition Groups_ENERGY STAR Steam Cookers
Commercial | Com ¦ Suction Pipe Insulation Freezer/Refrigerator | 2032 | Technical | MW | Before Competition Groups | 1.5174 | 0 | 0 | 2963.0898 | 0.00051208 | 67 | Commercial_2032_Technical_MW_Before Competition Groups_67 | Suction Pipe Insulation Freezer/Refrigerator | 0.05121% | 0 | 1.5174 | Commercial_2032_Technical_MW_Before Competition Groups_Suction Pipe Insulation Freezer/Refrigerator
Commercial | Com ¦ Ozone Laundry Treatment | 2032 | Achievable | MW | Before Competition Groups | 0.55311 | 0 | 0 | 1111.4891 | 0.00049763 | 50 | Commercial_2032_Achievable_MW_Before Competition Groups_50 | Ozone Laundry Treatment | 0.04976% | 0 | 0.55311 | Commercial_2032_Achievable_MW_Before Competition Groups_Ozone Laundry Treatment
Commercial | Com ¦ High Efficiency Small Instantaneous Water Heater | 2032 | Technical | MW | Before Competition Groups | 1.4032 | 0 | 0 | 2963.0898 | 0.00047355 | 68 | Commercial_2032_Technical_MW_Before Competition Groups_68 | High Efficiency Small Instantaneous Water Heater | 0.04735% | 0 | 1.4032 | Commercial_2032_Technical_MW_Before Competition Groups_High Efficiency Small Instantaneous Water Heater
Commercial | Com ¦ Room AC (w/ louvered sides) 14 SEER from 12 SEER code | 2032 | Technical | MW | Before Competition Groups | 1.3727 | 0 | 0 | 2963.0898 | 0.00046327 | 69 | Commercial_2032_Technical_MW_Before Competition Groups_69 | Room AC (w/ louvered sides) 14 SEER from 12 SEER code | 0.04633% | 0 | 1.3727 | Commercial_2032_Technical_MW_Before Competition Groups_Room AC (w/ louvered sides) 14 SEER from 12 SEER code
Commercial | Com ¦ ENERGY STAR Dishwasher | 2032 | Technical | MW | Before Competition Groups | 1.3678 | 0 | 0 | 2963.0898 | 0.00046163 | 70 | Commercial_2032_Technical_MW_Before Competition Groups_70 | ENERGY STAR Dishwasher | 0.04616% | 0 | 1.3678 | Commercial_2032_Technical_MW_Before Competition Groups_ENERGY STAR Dishwasher
Commercial | Com ¦ LED RECESSED DOWNLIGHTS | 2032 | Technical | MW | Before Competition Groups | 1.3416 | 0 | 0 | 2963.0898 | 0.00045277 | 71 | Commercial_2032_Technical_MW_Before Competition Groups_71 | LED RECESSED DOWNLIGHTS | 0.04528% | 0 | 1.3416 | Commercial_2032_Technical_MW_Before Competition Groups_LED RECESSED DOWNLIGHTS
Commercial | Com ¦ ENERGY STAR Dishwasher | 2032 | Achievable | MW | Before Competition Groups | 0.4993 | 0 | 0 | 1111.4891 | 0.00044922 | 51 | Commercial_2032_Achievable_MW_Before Competition Groups_51 | ENERGY STAR Dishwasher | 0.04492% | 0 | 0.4993 | Commercial_2032_Achievable_MW_Before Competition Groups_ENERGY STAR Dishwasher
Commercial | Com ¦ Evaporator Coil Defrost (Cooler) | 2032 | Technical | MW | Before Competition Groups | 1.2919 | 0 | 0 | 2963.0898 | 0.00043601 | 72 | Commercial_2032_Technical_MW_Before Competition Groups_72 | Evaporator Coil Defrost (Cooler) | 0.0436% | 0 | 1.2919 | Commercial_2032_Technical_MW_Before Competition Groups_Evaporator Coil Defrost (Cooler)
Commercial | Com ¦ Variable Refrigerant Flow Heat Pump | 2032 | Economic | MW | Before Competition Groups | 0.8017 | 0 | 0 | 2013.8923 | 0.00039809 | 54 | Commercial_2032_Economic_MW_Before Competition Groups_54 | Variable Refrigerant Flow Heat Pump | 0.03981% | 0 | 0.8017 | Commercial_2032_Economic_MW_Before Competition Groups_Variable Refrigerant Flow Heat Pump
Commercial | Com ¦ Ozone Laundry Treatment | 2032 | Economic | MW | Before Competition Groups | 0.77562 | 0 | 0 | 2013.8923 | 0.00038514 | 55 | Commercial_2032_Economic_MW_Before Competition Groups_55 | Ozone Laundry Treatment | 0.03851% | 0 | 0.77562 | Commercial_2032_Economic_MW_Before Competition Groups_Ozone Laundry Treatment
Commercial | Com ¦ High Efficiency Small Instantaneous Water Heater | 2032 | Economic | MW | Before Competition Groups | 0.71318 | 0 | 0 | 2013.8923 | 0.00035413 | 56 | Commercial_2032_Economic_MW_Before Competition Groups_56 | High Efficiency Small Instantaneous Water Heater | 0.03541% | 0 | 0.71318 | Commercial_2032_Economic_MW_Before Competition Groups_High Efficiency Small Instantaneous Water Heater
Commercial | Com ¦ ENERGY STAR Steam Cookers | 2032 | Technical | MW | Before Competition Groups | 1.0365 | 0 | 0 | 2963.0898 | 0.00034979 | 73 | Commercial_2032_Technical_MW_Before Competition Groups_73 | ENERGY STAR Steam Cookers | 0.03498% | 0 | 1.0365 | Commercial_2032_Technical_MW_Before Competition Groups_ENERGY STAR Steam Cookers
Commercial | Com ¦ Thermostat Setback | 2032 | Economic | MW | Before Competition Groups | 0.68391 | 0 | 0 | 2013.8923 | 0.00033959 | 57 | Commercial_2032_Economic_MW_Before Competition Groups_57 | Thermostat Setback | 0.03396% | 0 | 0.68391 | Commercial_2032_Economic_MW_Before Competition Groups_Thermostat Setback
Commercial | Com ¦ Ozone Laundry Treatment | 2032 | Technical | MW | Before Competition Groups | 0.77562 | 0 | 0 | 2963.0898 | 0.00026176 | 74 | Commercial_2032_Technical_MW_Before Competition Groups_74 | Ozone Laundry Treatment | 0.02618% | 0 | 0.77562 | Commercial_2032_Technical_MW_Before Competition Groups_Ozone Laundry Treatment
Commercial | Com ¦ PTAC (12 EER/10,000 BTU) | 2032 | Economic | MW | Before Competition Groups | 0.50706 | 0 | 0 | 2013.8923 | 0.00025178 | 58 | Commercial_2032_Economic_MW_Before Competition Groups_58 | PTAC (12 EER/10,000 BTU) | 0.02518% | 0 | 0.50706 | Commercial_2032_Economic_MW_Before Competition Groups_PTAC (12 EER/10,000 BTU)
Commercial | Com ¦ Wall Insulation | 2032 | Technical | MW | Before Competition Groups | 0.69177 | 0 | 0 | 2963.0898 | 0.00023346 | 75 | Commercial_2032_Technical_MW_Before Competition Groups_75 | Wall Insulation | 0.02335% | 0 | 0.69177 | Commercial_2032_Technical_MW_Before Competition Groups_Wall Insulation
Commercial | Com ¦ SYNCHRONOUS BELT | 2032 | Technical | MW | Before Competition Groups | 0.68951 | 0 | 0 | 2963.0898 | 0.0002327 | 76 | Commercial_2032_Technical_MW_Before Competition Groups_76 | SYNCHRONOUS BELT | 0.02327% | 0 | 0.68951 | Commercial_2032_Technical_MW_Before Competition Groups_SYNCHRONOUS BELT
Commercial | Com ¦ Solar Preheat Make up Air | 2032 | Technical | MW | Before Competition Groups | 0.68443 | 0 | 0 | 2963.0898 | 0.00023098 | 77 | Commercial_2032_Technical_MW_Before Competition Groups_77 | Solar Preheat Make up Air | 0.0231% | 0 | 0.68443 | Commercial_2032_Technical_MW_Before Competition Groups_Solar Preheat Make up Air
Commercial | Com ¦ Thermostat Setback | 2032 | Technical | MW | Before Competition Groups | 0.68391 | 0 | 0 | 2963.0898 | 0.00023081 | 78 | Commercial_2032_Technical_MW_Before Competition Groups_78 | Thermostat Setback | 0.02308% | 0 | 0.68391 | Commercial_2032_Technical_MW_Before Competition Groups_Thermostat Setback
Commercial | Com ¦ ECM MOTORS FOR HVAC APPLICATION (FAN-POWERED VAV BOX) | 2032 | Achievable | MW | Before Competition Groups | 0.22793 | 0 | 0 | 1111.4891 | 0.00020507 | 52 | Commercial_2032_Achievable_MW_Before Competition Groups_52 | ECM MOTORS FOR HVAC APPLICATION (FAN-POWERED VAV BOX) | 0.02051% | 0 | 0.22793 | Commercial_2032_Achievable_MW_Before Competition Groups_ECM MOTORS FOR HVAC APPLICATION (FAN-POWERED VAV BOX)
Commercial | Com ¦ PTAC (12 EER/10,000 BTU) | 2032 | Technical | MW | Before Competition Groups | 0.57004 | 0 | 0 | 2963.0898 | 0.00019238 | 79 | Commercial_2032_Technical_MW_Before Competition Groups_79 | PTAC (12 EER/10,000 BTU) | 0.01924% | 0 | 0.57004 | Commercial_2032_Technical_MW_Before Competition Groups_PTAC (12 EER/10,000 BTU)
Commercial | Com ¦ Efficient compressor motor | 2032 | Technical | MW | Before Competition Groups | 0.52211 | 0 | 0 | 2963.0898 | 0.00017621 | 80 | Commercial_2032_Technical_MW_Before Competition Groups_80 | Efficient compressor motor | 0.01762% | 0 | 0.52211 | Commercial_2032_Technical_MW_Before Competition Groups_Efficient compressor motor
Commercial | Com ¦ ENERGY STAR FREEZER | 2032 | Achievable | MW | Before Competition Groups | 0.19263 | 0 | 0 | 1111.4891 | 0.00017331 | 53 | Commercial_2032_Achievable_MW_Before Competition Groups_53 | ENERGY STAR FREEZER | 0.01733% | 0 | 0.19263 | Commercial_2032_Achievable_MW_Before Competition Groups_ENERGY STAR FREEZER
Commercial | Com ¦ PTAC (12 EER/10,000 BTU) | 2032 | Achievable | MW | Before Competition Groups | 0.18789 | 0 | 0 | 1111.4891 | 0.00016904 | 54 | Commercial_2032_Achievable_MW_Before Competition Groups_54 | PTAC (12 EER/10,000 BTU) | 0.0169% | 0 | 0.18789 | Commercial_2032_Achievable_MW_Before Competition Groups_PTAC (12 EER/10,000 BTU)
Commercial | Com ¦ Indoor Daylight Sensors/Photocell Dimming Control | 2032 | Economic | MW | Before Competition Groups | 0.32426 | 0 | 0 | 2013.8923 | 0.00016101 | 59 | Commercial_2032_Economic_MW_Before Competition Groups_59 | Indoor Daylight Sensors/Photocell Dimming Control | 0.0161% | 0 | 0.32426 | Commercial_2032_Economic_MW_Before Competition Groups_Indoor Daylight Sensors/Photocell Dimming Control
Commercial | Com ¦ Solar Water Preheat (Pools/DHW) | 2032 | Economic | MW | Before Competition Groups | 0.32055 | 0 | 0 | 2013.8923 | 0.00015917 | 60 | Commercial_2032_Economic_MW_Before Competition Groups_60 | Solar Water Preheat (Pools/DHW) | 0.01592% | 0 | 0.32055 | Commercial_2032_Economic_MW_Before Competition Groups_Solar Water Preheat (Pools/DHW)
Commercial | Com ¦ ECM MOTORS FOR HVAC APPLICATION (FAN-POWERED VAV BOX) | 2032 | Economic | MW | Before Competition Groups | 0.30733 | 0 | 0 | 2013.8923 | 0.0001526 | 61 | Commercial_2032_Economic_MW_Before Competition Groups_61 | ECM MOTORS FOR HVAC APPLICATION (FAN-POWERED VAV BOX) | 0.01526% | 0 | 0.30733 | Commercial_2032_Economic_MW_Before Competition Groups_ECM MOTORS FOR HVAC APPLICATION (FAN-POWERED VAV BOX)
Commercial | COM ¦ Ductless Mini-Split Heat Pumps | 2032 | Economic | MW | Before Competition Groups | 0.30633 | 0 | 0 | 2013.8923 | 0.00015211 | 62 | Commercial_2032_Economic_MW_Before Competition Groups_62 | Ductless Mini-Split Heat Pumps | 0.01521% | 0 | 0.30633 | Commercial_2032_Economic_MW_Before Competition Groups_Ductless Mini-Split Heat Pumps
Commercial | Com ¦ Efficient compressor motor | 2032 | Economic | MW | Before Competition Groups | 0.2955 | 0 | 0 | 2013.8923 | 0.00014673 | 63 | Commercial_2032_Economic_MW_Before Competition Groups_63 | Efficient compressor motor | 0.01467% | 0 | 0.2955 | Commercial_2032_Economic_MW_Before Competition Groups_Efficient compressor motor
Commercial | COM ¦ Ductless Mini-Split Heat Pumps | 2032 | Achievable | MW | Before Competition Groups | 0.15522 | 0 | 0 | 1111.4891 | 0.00013965 | 55 | Commercial_2032_Achievable_MW_Before Competition Groups_55 | Ductless Mini-Split Heat Pumps | 0.01397% | 0 | 0.15522 | Commercial_2032_Achievable_MW_Before Competition Groups_Ductless Mini-Split Heat Pumps
Commercial | Com ¦ Notched V belts for HVAC Systems | 2032 | Technical | MW | Before Competition Groups | 0.34475 | 0 | 0 | 2963.0898 | 0.00011635 | 81 | Commercial_2032_Technical_MW_Before Competition Groups_81 | Notched V belts for HVAC Systems | 0.01163% | 0 | 0.34475 | Commercial_2032_Technical_MW_Before Competition Groups_Notched V belts for HVAC Systems
Commercial | Com ¦ Auto Off Time Switch or Time Clock control | 2032 | Achievable | MW | Before Competition Groups | 0.12729 | 0 | 0 | 1111.4891 | 0.00011452 | 56 | Commercial_2032_Achievable_MW_Before Competition Groups_56 | Auto Off Time Switch or Time Clock control | 0.01145% | 0 | 0.12729 | Commercial_2032_Achievable_MW_Before Competition Groups_Auto Off Time Switch or Time Clock control
Commercial | Com ¦ Demand controlled Circulating Systems | 2032 | Achievable | MW | Before Competition Groups | 0.12109 | 0 | 0 | 1111.4891 | 0.00010895 | 57 | Commercial_2032_Achievable_MW_Before Competition Groups_57 | Demand controlled Circulating Systems | 0.01089% | 0 | 0.12109 | Commercial_2032_Achievable_MW_Before Competition Groups_Demand controlled Circulating Systems
Commercial | Com ¦ Solar Water Preheat (Pools/DHW) | 2032 | Technical | MW | Before Competition Groups | 0.32055 | 0 | 0 | 2963.0898 | 0.00010818 | 82 | Commercial_2032_Technical_MW_Before Competition Groups_82 | Solar Water Preheat (Pools/DHW) | 0.01082% | 0 | 0.32055 | Commercial_2032_Technical_MW_Before Competition Groups_Solar Water Preheat (Pools/DHW)
Commercial | Com ¦ ECM MOTORS FOR HVAC APPLICATION (FAN-POWERED VAV BOX) | 2032 | Technical | MW | Before Competition Groups | 0.30842 | 0 | 0 | 2963.0898 | 0.00010409 | 83 | Commercial_2032_Technical_MW_Before Competition Groups_83 | ECM MOTORS FOR HVAC APPLICATION (FAN-POWERED VAV BOX) | 0.01041% | 0 | 0.30842 | Commercial_2032_Technical_MW_Before Competition Groups_ECM MOTORS FOR HVAC APPLICATION (FAN-POWERED VAV BOX)
Commercial | COM ¦ Ductless Mini-Split Heat Pumps | 2032 | Technical | MW | Before Competition Groups | 0.30633 | 0 | 0 | 2963.0898 | 0.00010338 | 84 | Commercial_2032_Technical_MW_Before Competition Groups_84 | Ductless Mini-Split Heat Pumps | 0.01034% | 0 | 0.30633 | Commercial_2032_Technical_MW_Before Competition Groups_Ductless Mini-Split Heat Pumps
Commercial | Com ¦ Heat Pump Water Heater (50 Gallons) | 2032 | Technical | MW | Before Competition Groups | 0.29914 | 0 | 0 | 2963.0898 | 0.00010096 | 85 | Commercial_2032_Technical_MW_Before Competition Groups_85 | Heat Pump Water Heater (50 Gallons) | 0.0101% | 0 | 0.29914 | Commercial_2032_Technical_MW_Before Competition Groups_Heat Pump Water Heater (50 Gallons)
Commercial | Com ¦ High Efficiency Chiller (avg of water and air cooled) | 2032 | Technical | MW | Before Competition Groups | 0.29893 | 0 | 0 | 2963.0898 | 0.00010088 | 86 | Commercial_2032_Technical_MW_Before Competition Groups_86 | High Efficiency Chiller (avg of water and air cooled) | 0.01009% | 0 | 0.29893 | Commercial_2032_Technical_MW_Before Competition Groups_High Efficiency Chiller (avg of water and air cooled)
Commercial | Com ¦ Solar Water Preheat (Pools/DHW) | 2032 | Achievable | MW | Before Competition Groups | 0.10781 | 0 | 0 | 1111.4891 | 9.6993e-05 | 58 | Commercial_2032_Achievable_MW_Before Competition Groups_58 | Solar Water Preheat (Pools/DHW) | 0.009699% | 0 | 0.10781 | Commercial_2032_Achievable_MW_Before Competition Groups_Solar Water Preheat (Pools/DHW)
Commercial | Com ¦ CEE Tier 2/Energy Star Clothes Washers | 2032 | Achievable | MW | Before Competition Groups | 0.10646 | 0 | 0 | 1111.4891 | 9.5781e-05 | 59 | Commercial_2032_Achievable_MW_Before Competition Groups_59 | CEE Tier 2/Energy Star Clothes Washers | 0.009578% | 0 | 0.10646 | Commercial_2032_Achievable_MW_Before Competition Groups_CEE Tier 2/Energy Star Clothes Washers
Commercial | Com ¦ Auto Off Time Switch or Time Clock control | 2032 | Economic | MW | Before Competition Groups | 0.18821 | 0 | 0 | 2013.8923 | 9.3454e-05 | 64 | Commercial_2032_Economic_MW_Before Competition Groups_64 | Auto Off Time Switch or Time Clock control | 0.009345% | 0 | 0.18821 | Commercial_2032_Economic_MW_Before Competition Groups_Auto Off Time Switch or Time Clock control
Commercial | Com ¦ Notched V belts for HVAC Systems | 2032 | Economic | MW | Before Competition Groups | 0.16898 | 0 | 0 | 2013.8923 | 8.3905e-05 | 65 | Commercial_2032_Economic_MW_Before Competition Groups_65 | Notched V belts for HVAC Systems | 0.008391% | 0 | 0.16898 | Commercial_2032_Economic_MW_Before Competition Groups_Notched V belts for HVAC Systems
Commercial | Com ¦ HVAC Optimization | 2032 | Technical | MW | Before Competition Groups | 0.24429 | 0 | 0 | 2963.0898 | 8.2443e-05 | 87 | Commercial_2032_Technical_MW_Before Competition Groups_87 | HVAC Optimization | 0.008244% | 0 | 0.24429 | Commercial_2032_Technical_MW_Before Competition Groups_HVAC Optimization
Commercial | Com ¦ Commercial Hot Food Holding Cabinets | 2032 | Technical | MW | Before Competition Groups | 0.24131 | 0 | 0 | 2963.0898 | 8.1439e-05 | 88 | Commercial_2032_Technical_MW_Before Competition Groups_88 | Commercial Hot Food Holding Cabinets | 0.008144% | 0 | 0.24131 | Commercial_2032_Technical_MW_Before Competition Groups_Commercial Hot Food Holding Cabinets
Commercial | Com ¦ HVAC Optimization | 2032 | Achievable | MW | Before Competition Groups | 0.087313 | 0 | 0 | 1111.4891 | 7.8555e-05 | 60 | Commercial_2032_Achievable_MW_Before Competition Groups_60 | HVAC Optimization | 0.007855% | 0 | 0.087313 | Commercial_2032_Achievable_MW_Before Competition Groups_HVAC Optimization
Commercial | Com ¦ CEE Tier 2/Energy Star Clothes Washers | 2032 | Economic | MW | Before Competition Groups | 0.15398 | 0 | 0 | 2013.8923 | 7.6458e-05 | 66 | Commercial_2032_Economic_MW_Before Competition Groups_66 | CEE Tier 2/Energy Star Clothes Washers | 0.007646% | 0 | 0.15398 | Commercial_2032_Economic_MW_Before Competition Groups_CEE Tier 2/Energy Star Clothes Washers
Commercial | Com ¦ HVAC Optimization | 2032 | Economic | MW | Before Competition Groups | 0.14758 | 0 | 0 | 2013.8923 | 7.3283e-05 | 67 | Commercial_2032_Economic_MW_Before Competition Groups_67 | HVAC Optimization | 0.007328% | 0 | 0.14758 | Commercial_2032_Economic_MW_Before Competition Groups_HVAC Optimization
Commercial | Com ¦ Demand controlled Circulating Systems | 2032 | Economic | MW | Before Competition Groups | 0.14628 | 0 | 0 | 2013.8923 | 7.2636e-05 | 68 | Commercial_2032_Economic_MW_Before Competition Groups_68 | Demand controlled Circulating Systems | 0.007264% | 0 | 0.14628 | Commercial_2032_Economic_MW_Before Competition Groups_Demand controlled Circulating Systems
Commercial | Com ¦ Auto Off Time Switch or Time Clock control | 2032 | Technical | MW | Before Competition Groups | 0.18821 | 0 | 0 | 2963.0898 | 6.3517e-05 | 89 | Commercial_2032_Technical_MW_Before Competition Groups_89 | Auto Off Time Switch or Time Clock control | 0.006352% | 0 | 0.18821 | Commercial_2032_Technical_MW_Before Competition Groups_Auto Off Time Switch or Time Clock control
Commercial | Com ¦ Low Flow Pre-Rinse Spray Nozzle | 2032 | Achievable | MW | Before Competition Groups | 0.06577 | 0 | 0 | 1111.4891 | 5.9173e-05 | 61 | Commercial_2032_Achievable_MW_Before Competition Groups_61 | Low Flow Pre-Rinse Spray Nozzle | 0.005917% | 0 | 0.06577 | Commercial_2032_Achievable_MW_Before Competition Groups_Low Flow Pre-Rinse Spray Nozzle
Commercial | Com ¦ Low Flow Pre-Rinse Spray Nozzle | 2032 | Economic | MW | Before Competition Groups | 0.1053 | 0 | 0 | 2013.8923 | 5.2286e-05 | 69 | Commercial_2032_Economic_MW_Before Competition Groups_69 | Low Flow Pre-Rinse Spray Nozzle | 0.005229% | 0 | 0.1053 | Commercial_2032_Economic_MW_Before Competition Groups_Low Flow Pre-Rinse Spray Nozzle
Commercial | Com ¦ CEE Tier 2/Energy Star Clothes Washers | 2032 | Technical | MW | Before Competition Groups | 0.15398 | 0 | 0 | 2963.0898 | 5.1966e-05 | 90 | Commercial_2032_Technical_MW_Before Competition Groups_90 | CEE Tier 2/Energy Star Clothes Washers | 0.005197% | 0 | 0.15398 | Commercial_2032_Technical_MW_Before Competition Groups_CEE Tier 2/Energy Star Clothes Washers
Commercial | Com ¦ Demand controlled Circulating Systems | 2032 | Technical | MW | Before Competition Groups | 0.14628 | 0 | 0 | 2963.0898 | 4.9368e-05 | 91 | Commercial_2032_Technical_MW_Before Competition Groups_91 | Demand controlled Circulating Systems | 0.004937% | 0 | 0.14628 | Commercial_2032_Technical_MW_Before Competition Groups_Demand controlled Circulating Systems
Commercial | Com ¦ LED RECESSED DOWNLIGHTS | 2032 | Economic | MW | Before Competition Groups | 0.092287 | 0 | 0 | 2013.8923 | 4.5825e-05 | 70 | Commercial_2032_Economic_MW_Before Competition Groups_70 | LED RECESSED DOWNLIGHTS | 0.004583% | 0 | 0.092287 | Commercial_2032_Economic_MW_Before Competition Groups_LED RECESSED DOWNLIGHTS
Commercial | Com ¦ Commercial Hot Food Holding Cabinets | 2032 | Economic | MW | Before Competition Groups | 0.090978 | 0 | 0 | 2013.8923 | 4.5175e-05 | 71 | Commercial_2032_Economic_MW_Before Competition Groups_71 | Commercial Hot Food Holding Cabinets | 0.004517% | 0 | 0.090978 | Commercial_2032_Economic_MW_Before Competition Groups_Commercial Hot Food Holding Cabinets
Commercial | Com ¦ Solar Electric Water Heater (50 Gallon) | 2032 | Technical | MW | Before Competition Groups | 0.12249 | 0 | 0 | 2963.0898 | 4.1339e-05 | 92 | Commercial_2032_Technical_MW_Before Competition Groups_92 | Solar Electric Water Heater (50 Gallon) | 0.004134% | 0 | 0.12249 | Commercial_2032_Technical_MW_Before Competition Groups_Solar Electric Water Heater (50 Gallon)
Commercial | Com ¦ Commercial Hot Food Holding Cabinets | 2032 | Achievable | MW | Before Competition Groups | 0.044737 | 0 | 0 | 1111.4891 | 4.0249e-05 | 62 | Commercial_2032_Achievable_MW_Before Competition Groups_62 | Commercial Hot Food Holding Cabinets | 0.004025% | 0 | 0.044737 | Commercial_2032_Achievable_MW_Before Competition Groups_Commercial Hot Food Holding Cabinets
Commercial | Com ¦ Wall Insulation | 2032 | Achievable | MW | Before Competition Groups | 0.043848 | 0 | 0 | 1111.4891 | 3.945e-05 | 63 | Commercial_2032_Achievable_MW_Before Competition Groups_63 | Wall Insulation | 0.003945% | 0 | 0.043848 | Commercial_2032_Achievable_MW_Before Competition Groups_Wall Insulation
Commercial | Com ¦ LED RECESSED DOWNLIGHTS | 2032 | Achievable | MW | Before Competition Groups | 0.043349 | 0 | 0 | 1111.4891 | 3.9001e-05 | 64 | Commercial_2032_Achievable_MW_Before Competition Groups_64 | LED RECESSED DOWNLIGHTS | 0.0039% | 0 | 0.043349 | Commercial_2032_Achievable_MW_Before Competition Groups_LED RECESSED DOWNLIGHTS
Commercial | Com ¦ Wall Insulation | 2032 | Economic | MW | Before Competition Groups | 0.07736 | 0 | 0 | 2013.8923 | 3.8413e-05 | 72 | Commercial_2032_Economic_MW_Before Competition Groups_72 | Wall Insulation | 0.003841% | 0 | 0.07736 | Commercial_2032_Economic_MW_Before Competition Groups_Wall Insulation
Commercial | Com ¦ Condensing Unit Heaters or other Efficient Unit Heating System | 2032 | Achievable | MW | Before Competition Groups | 0.040035 | 0 | 0 | 1111.4891 | 3.602e-05 | 65 | Commercial_2032_Achievable_MW_Before Competition Groups_65 | Condensing Unit Heaters or other Efficient Unit Heating System | 0.003602% | 0 | 0.040035 | Commercial_2032_Achievable_MW_Before Competition Groups_Condensing Unit Heaters or other Efficient Unit Heating System
Commercial | Com ¦ Low Flow Pre-Rinse Spray Nozzle | 2032 | Technical | MW | Before Competition Groups | 0.1053 | 0 | 0 | 2963.0898 | 3.5537e-05 | 93 | Commercial_2032_Technical_MW_Before Competition Groups_93 | Low Flow Pre-Rinse Spray Nozzle | 0.003554% | 0 | 0.1053 | Commercial_2032_Technical_MW_Before Competition Groups_Low Flow Pre-Rinse Spray Nozzle
Commercial | Com ¦ High Efficiency Small Instantaneous Water Heater | 2032 | Achievable | MW | Before Competition Groups | 0.034533 | 0 | 0 | 1111.4891 | 3.1069e-05 | 66 | Commercial_2032_Achievable_MW_Before Competition Groups_66 | High Efficiency Small Instantaneous Water Heater | 0.003107% | 0 | 0.034533 | Commercial_2032_Achievable_MW_Before Competition Groups_High Efficiency Small Instantaneous Water Heater
Commercial | Com ¦ Efficient compressor motor | 2032 | Achievable | MW | Before Competition Groups | 0.03374 | 0 | 0 | 1111.4891 | 3.0356e-05 | 67 | Commercial_2032_Achievable_MW_Before Competition Groups_67 | Efficient compressor motor | 0.003036% | 0 | 0.03374 | Commercial_2032_Achievable_MW_Before Competition Groups_Efficient compressor motor
Commercial | Com ¦ Notched V belts for HVAC Systems | 2032 | Achievable | MW | Before Competition Groups | 0.031033 | 0 | 0 | 1111.4891 | 2.792e-05 | 68 | Commercial_2032_Achievable_MW_Before Competition Groups_68 | Notched V belts for HVAC Systems | 0.002792% | 0 | 0.031033 | Commercial_2032_Achievable_MW_Before Competition Groups_Notched V belts for HVAC Systems
Commercial | Com ¦ Condensing Unit Heaters or other Efficient Unit Heating System | 2032 | Economic | MW | Before Competition Groups | 0.049975 | 0 | 0 | 2013.8923 | 2.4815e-05 | 73 | Commercial_2032_Economic_MW_Before Competition Groups_73 | Condensing Unit Heaters or other Efficient Unit Heating System | 0.002481% | 0 | 0.049975 | Commercial_2032_Economic_MW_Before Competition Groups_Condensing Unit Heaters or other Efficient Unit Heating System
Commercial | Com ¦ Room AC (w/ louvered sides) 14 SEER from 12 SEER code | 2032 | Achievable | MW | Before Competition Groups | 0.025573 | 0 | 0 | 1111.4891 | 2.3008e-05 | 69 | Commercial_2032_Achievable_MW_Before Competition Groups_69 | Room AC (w/ louvered sides) 14 SEER from 12 SEER code | 0.002301% | 0 | 0.025573 | Commercial_2032_Achievable_MW_Before Competition Groups_Room AC (w/ louvered sides) 14 SEER from 12 SEER code
Commercial | Com ¦ Room AC (w/ louvered sides) 14 SEER from 12 SEER code | 2032 | Economic | MW | Before Competition Groups | 0.034587 | 0 | 0 | 2013.8923 | 1.7174e-05 | 74 | Commercial_2032_Economic_MW_Before Competition Groups_74 | Room AC (w/ louvered sides) 14 SEER from 12 SEER code | 0.001717% | 0 | 0.034587 | Commercial_2032_Economic_MW_Before Competition Groups_Room AC (w/ louvered sides) 14 SEER from 12 SEER code
Commercial | Com ¦ Condensing Unit Heaters or other Efficient Unit Heating System | 2032 | Technical | MW | Before Competition Groups | 0.049975 | 0 | 0 | 2963.0898 | 1.6866e-05 | 94 | Commercial_2032_Technical_MW_Before Competition Groups_94 | Condensing Unit Heaters or other Efficient Unit Heating System | 0.001687% | 0 | 0.049975 | Commercial_2032_Technical_MW_Before Competition Groups_Condensing Unit Heaters or other Efficient Unit Heating System
Commercial | Com ¦ VSD Air Compressor | 2032 | Achievable | MW | Before Competition Groups | 0.016024 | 0 | 0 | 1111.4891 | 1.4416e-05 | 70 | Commercial_2032_Achievable_MW_Before Competition Groups_70 | VSD Air Compressor | 0.001442% | 0 | 0.016024 | Commercial_2032_Achievable_MW_Before Competition Groups_VSD Air Compressor
Commercial | Com ¦ VSD Air Compressor | 2032 | Economic | MW | Before Competition Groups | 0.025652 | 0 | 0 | 2013.8923 | 1.2737e-05 | 75 | Commercial_2032_Economic_MW_Before Competition Groups_75 | VSD Air Compressor | 0.001274% | 0 | 0.025652 | Commercial_2032_Economic_MW_Before Competition Groups_VSD Air Compressor
Commercial | Com ¦ Indoor Daylight Sensors/Photocell Dimming Control | 2032 | Achievable | MW | Before Competition Groups | 0.012793 | 0 | 0 | 1111.4891 | 1.151e-05 | 71 | Commercial_2032_Achievable_MW_Before Competition Groups_71 | Indoor Daylight Sensors/Photocell Dimming Control | 0.001151% | 0 | 0.012793 | Commercial_2032_Achievable_MW_Before Competition Groups_Indoor Daylight Sensors/Photocell Dimming Control
Commercial | Com ¦ Energy Recovery Ventilation and Ventilation (Enhanced) | 2032 | Achievable | MW | Before Competition Groups | 0.011611 | 0 | 0 | 1111.4891 | 1.0447e-05 | 72 | Commercial_2032_Achievable_MW_Before Competition Groups_72 | Energy Recovery Ventilation and Ventilation (Enhanced) | 0.001045% | 0 | 0.011611 | Commercial_2032_Achievable_MW_Before Competition Groups_Energy Recovery Ventilation and Ventilation (Enhanced)
Commercial | Com ¦ High Efficiency Chiller (avg of water and air cooled) | 2032 | Achievable | MW | Before Competition Groups | 0.010396 | 0 | 0 | 1111.4891 | 9.3529e-06 | 73 | Commercial_2032_Achievable_MW_Before Competition Groups_73 | High Efficiency Chiller (avg of water and air cooled) | 0.0009353% | 0 | 0.010396 | Commercial_2032_Achievable_MW_Before Competition Groups_High Efficiency Chiller (avg of water and air cooled)
Commercial | Com ¦ EC Plug Fan for Data Center (under cabinet) | 2032 | Technical | MW | Before Competition Groups | 0.027697 | 0 | 0 | 2963.0898 | 9.3472e-06 | 95 | Commercial_2032_Technical_MW_Before Competition Groups_95 | EC Plug Fan for Data Center (under cabinet) | 0.0009347% | 0 | 0.027697 | Commercial_2032_Technical_MW_Before Competition Groups_EC Plug Fan for Data Center (under cabinet)
Commercial | Com ¦ VSD Air Compressor | 2032 | Technical | MW | Before Competition Groups | 0.025652 | 0 | 0 | 2963.0898 | 8.657e-06 | 96 | Commercial_2032_Technical_MW_Before Competition Groups_96 | VSD Air Compressor | 0.0008657% | 0 | 0.025652 | Commercial_2032_Technical_MW_Before Competition Groups_VSD Air Compressor
Commercial | Com ¦ eCube | 2032 | Technical | MW | Before Competition Groups | 0.023148 | 0 | 0 | 2963.0898 | 7.812e-06 | 97 | Commercial_2032_Technical_MW_Before Competition Groups_97 | eCube | 0.0007812% | 0 | 0.023148 | Commercial_2032_Technical_MW_Before Competition Groups_eCube
Commercial | Com ¦ High Efficiency Chiller (avg of water and air cooled) | 2032 | Economic | MW | Before Competition Groups | 0.015408 | 0 | 0 | 2013.8923 | 7.6507e-06 | 76 | Commercial_2032_Economic_MW_Before Competition Groups_76 | High Efficiency Chiller (avg of water and air cooled) | 0.0007651% | 0 | 0.015408 | Commercial_2032_Economic_MW_Before Competition Groups_High Efficiency Chiller (avg of water and air cooled)
Commercial | Com ¦ Exterior Photocell | 2032 | Technical | MW | Before Competition Groups | 0.016219 | 0 | 0 | 2963.0898 | 5.4738e-06 | 98 | Commercial_2032_Technical_MW_Before Competition Groups_98 | Exterior Photocell | 0.0005474% | 0 | 0.016219 | Commercial_2032_Technical_MW_Before Competition Groups_Exterior Photocell
Commercial | Com ¦ Air Curtains | 2032 | Achievable | MW | Before Competition Groups | 0.0048828 | 0 | 0 | 1111.4891 | 4.393e-06 | 74 | Commercial_2032_Achievable_MW_Before Competition Groups_74 | Air Curtains | 0.0004393% | 0 | 0.0048828 | Commercial_2032_Achievable_MW_Before Competition Groups_Air Curtains
Commercial | Com ¦ Air Curtains | 2032 | Economic | MW | Before Competition Groups | 0.0068188 | 0 | 0 | 2013.8923 | 3.3859e-06 | 77 | Commercial_2032_Economic_MW_Before Competition Groups_77 | Air Curtains | 0.0003386% | 0 | 0.0068188 | Commercial_2032_Economic_MW_Before Competition Groups_Air Curtains
Commercial | Com ¦ EC Plug Fan for Data Center (under cabinet) | 2032 | Economic | MW | Before Competition Groups | 0.006125 | 0 | 0 | 2013.8923 | 3.0414e-06 | 78 | Commercial_2032_Economic_MW_Before Competition Groups_78 | EC Plug Fan for Data Center (under cabinet) | 0.0003041% | 0 | 0.006125 | Commercial_2032_Economic_MW_Before Competition Groups_EC Plug Fan for Data Center (under cabinet)
Commercial | Com ¦ Air Curtains | 2032 | Technical | MW | Before Competition Groups | 0.0068188 | 0 | 0 | 2963.0898 | 2.3012e-06 | 99 | Commercial_2032_Technical_MW_Before Competition Groups_99 | Air Curtains | 0.0002301% | 0 | 0.0068188 | Commercial_2032_Technical_MW_Before Competition Groups_Air Curtains
Commercial | Com ¦ EC Plug Fan for Data Center (under cabinet) | 2032 | Achievable | MW | Before Competition Groups | 0.0022614 | 0 | 0 | 1111.4891 | 2.0346e-06 | 75 | Commercial_2032_Achievable_MW_Before Competition Groups_75 | EC Plug Fan for Data Center (under cabinet) | 0.0002035% | 0 | 0.0022614 | Commercial_2032_Achievable_MW_Before Competition Groups_EC Plug Fan for Data Center (under cabinet)
Commercial | Com ¦ High Efficiency Induction Cooking | 2032 | Technical | MW | Before Competition Groups | 0.001288 | 0 | 0 | 2963.0898 | 4.3467e-07 | 100 | Commercial_2032_Technical_MW_Before Competition Groups_100 | High Efficiency Induction Cooking | 4.347e-05% | 0 | 0.001288 | Commercial_2032_Technical_MW_Before Competition Groups_High Efficiency Induction Cooking
Commercial | Com ¦ Electric Convection Combination Ovens | 2032 | Achievable | MW | Before Competition Groups | 0.00025499 | 0 | 0 | 1111.4891 | 2.2941e-07 | 76 | Commercial_2032_Achievable_MW_Before Competition Groups_76 | Electric Convection Combination Ovens | 2.294e-05% | 0 | 0.00025499 | Commercial_2032_Achievable_MW_Before Competition Groups_Electric Convection Combination Ovens
Commercial | Com ¦ Electric Convection Combination Ovens | 2032 | Economic | MW | Before Competition Groups | 0.0003349 | 0 | 0 | 2013.8923 | 1.6629e-07 | 79 | Commercial_2032_Economic_MW_Before Competition Groups_79 | Electric Convection Combination Ovens | 1.663e-05% | 0 | 0.0003349 | Commercial_2032_Economic_MW_Before Competition Groups_Electric Convection Combination Ovens
Commercial | Com ¦ Electric Convection Combination Ovens | 2032 | Technical | MW | Before Competition Groups | 0.0003349 | 0 | 0 | 2963.0898 | 1.1302e-07 | 101 | Commercial_2032_Technical_MW_Before Competition Groups_101 | Electric Convection Combination Ovens | 1.13e-05% | 0 | 0.0003349 | Commercial_2032_Technical_MW_Before Competition Groups_Electric Convection Combination Ovens
Commercial | Com ¦ LLLC - Low Impact Application | 2032 | Achievable | MW | Before Competition Groups | 9.0468e-20 | 0 | 0 | 1111.4891 | 8.1393e-23 | 77 | Commercial_2032_Achievable_MW_Before Competition Groups_77 | LLLC - Low Impact Application | 8.139e-21% | 0 | 9.0468e-20 | Commercial_2032_Achievable_MW_Before Competition Groups_LLLC - Low Impact Application
Commercial | Com ¦ LLLC - High Impact Application | 2032 | Achievable | MW | Before Competition Groups | 4.1039e-20 | 0 | 0 | 1111.4891 | 3.6922e-23 | 78 | Commercial_2032_Achievable_MW_Before Competition Groups_78 | LLLC - High Impact Application | 3.692e-21% | 0 | 4.1039e-20 | Commercial_2032_Achievable_MW_Before Competition Groups_LLLC - High Impact Application
Commercial | Com ¦ Networked/Connected - High Impact Application | 2032 | Achievable | MW | Before Competition Groups | 5.2566e-22 | 0 | 0 | 1111.4891 | 4.7294e-25 | 79 | Commercial_2032_Achievable_MW_Before Competition Groups_79 | Networked/Connected - High Impact Application | 4.729e-23% | 0 | 5.2566e-22 | Commercial_2032_Achievable_MW_Before Competition Groups_Networked/Connected - High Impact Application
Commercial | Com ¦ Networked/Connected - Low Impact Application | 2032 | Achievable | MW | Before Competition Groups | 2.7397e-22 | 0 | 0 | 1111.4891 | 2.4648e-25 | 80 | Commercial_2032_Achievable_MW_Before Competition Groups_80 | Networked/Connected - Low Impact Application | 2.465e-23% | 0 | 2.7397e-22 | Commercial_2032_Achievable_MW_Before Competition Groups_Networked/Connected - Low Impact Application
Commercial | Com ¦ Door Gasket Freezer/Refrigerator | 2032 | Achievable | MW | Before Competition Groups | 0 | 0 | 0 | 1111.4891 | 0 | 81 | Commercial_2032_Achievable_MW_Before Competition Groups_81 | Door Gasket Freezer/Refrigerator | 0% | 0 | 0 | Commercial_2032_Achievable_MW_Before Competition Groups_Door Gasket Freezer/Refrigerator
Commercial | Com ¦ Door Gasket Freezer/Refrigerator | 2032 | Economic | MW | Before Competition Groups | 0 | 0 | 0 | 2013.8923 | 0 | 80 | Commercial_2032_Economic_MW_Before Competition Groups_80 | Door Gasket Freezer/Refrigerator | 0% | 0 | 0 | Commercial_2032_Economic_MW_Before Competition Groups_Door Gasket Freezer/Refrigerator
Commercial | Com ¦ Ground Source Heat Pump | 2032 | Achievable | MW | Before Competition Groups | 0 | 0 | 0 | 1111.4891 | 0 | 82 | Commercial_2032_Achievable_MW_Before Competition Groups_82 | Ground Source Heat Pump | 0% | 0 | 0 | Commercial_2032_Achievable_MW_Before Competition Groups_Ground Source Heat Pump
Commercial | Com ¦ Ground Source Heat Pump | 2032 | Economic | MW | Before Competition Groups | 0 | 0 | 0 | 2013.8923 | 0 | 81 | Commercial_2032_Economic_MW_Before Competition Groups_81 | Ground Source Heat Pump | 0% | 0 | 0 | Commercial_2032_Economic_MW_Before Competition Groups_Ground Source Heat Pump
Commercial | Com ¦ High R-Value Glass Doors/no-heat glass door | 2032 | Achievable | MW | Before Competition Groups | 0 | 0 | 0 | 1111.4891 | 0 | 83 | Commercial_2032_Achievable_MW_Before Competition Groups_83 | High R-Value Glass Doors/no-heat glass door | 0% | 0 | 0 | Commercial_2032_Achievable_MW_Before Competition Groups_High R-Value Glass Doors/no-heat glass door
Commercial | Com ¦ High R-Value Glass Doors/no-heat glass door | 2032 | Economic | MW | Before Competition Groups | 0 | 0 | 0 | 2013.8923 | 0 | 82 | Commercial_2032_Economic_MW_Before Competition Groups_82 | High R-Value Glass Doors/no-heat glass door | 0% | 0 | 0 | Commercial_2032_Economic_MW_Before Competition Groups_High R-Value Glass Doors/no-heat glass door
Commercial | Com ¦ HOTEL OCCUPANCY CONTROLS (HVAC + LIGHTING) | 2032 | Achievable | MW | Before Competition Groups | 0 | 0 | 0 | 1111.4891 | 0 | 84 | Commercial_2032_Achievable_MW_Before Competition Groups_84 | HOTEL OCCUPANCY CONTROLS (HVAC + LIGHTING) | 0% | 0 | 0 | Commercial_2032_Achievable_MW_Before Competition Groups_HOTEL OCCUPANCY CONTROLS (HVAC + LIGHTING)
Commercial | Com ¦ HOTEL OCCUPANCY CONTROLS (HVAC + LIGHTING) | 2032 | Economic | MW | Before Competition Groups | 0 | 0 | 0 | 2013.8923 | 0 | 83 | Commercial_2032_Economic_MW_Before Competition Groups_83 | HOTEL OCCUPANCY CONTROLS (HVAC + LIGHTING) | 0% | 0 | 0 | Commercial_2032_Economic_MW_Before Competition Groups_HOTEL OCCUPANCY CONTROLS (HVAC + LIGHTING)
Commercial | Com ¦ Refrigeration Commissioning | 2032 | Achievable | MW | Before Competition Groups | 0 | 0 | 0 | 1111.4891 | 0 | 85 | Commercial_2032_Achievable_MW_Before Competition Groups_85 | Refrigeration Commissioning | 0% | 0 | 0 | Commercial_2032_Achievable_MW_Before Competition Groups_Refrigeration Commissioning
Commercial | Com ¦ Refrigeration Commissioning | 2032 | Economic | MW | Before Competition Groups | 0 | 0 | 0 | 2013.8923 | 0 | 84 | Commercial_2032_Economic_MW_Before Competition Groups_84 | Refrigeration Commissioning | 0% | 0 | 0 | Commercial_2032_Economic_MW_Before Competition Groups_Refrigeration Commissioning
Commercial | Com ¦ Roof Insulation/Ceiling Insulation (R25 Code to R35) | 2032 | Achievable | MW | Before Competition Groups | 0 | 0 | 0 | 1111.4891 | 0 | 86 | Commercial_2032_Achievable_MW_Before Competition Groups_86 | Roof Insulation/Ceiling Insulation (R25 Code to R35) | 0% | 0 | 0 | Commercial_2032_Achievable_MW_Before Competition Groups_Roof Insulation/Ceiling Insulation (R25 Code to R35)
Commercial | Com ¦ Roof Insulation/Ceiling Insulation (R25 Code to R35) | 2032 | Economic | MW | Before Competition Groups | 0 | 0 | 0 | 2013.8923 | 0 | 85 | Commercial_2032_Economic_MW_Before Competition Groups_85 | Roof Insulation/Ceiling Insulation (R25 Code to R35) | 0% | 0 | 0 | Commercial_2032_Economic_MW_Before Competition Groups_Roof Insulation/Ceiling Insulation (R25 Code to R35)
Commercial | Com ¦ Super-High Efficiency Furnaces (Emerging Tech) | 2032 | Achievable | MW | Before Competition Groups | 0 | 0 | 0 | 1111.4891 | 0 | 87 | Commercial_2032_Achievable_MW_Before Competition Groups_87 | Super-High Efficiency Furnaces (Emerging Tech) | 0% | 0 | 0 | Commercial_2032_Achievable_MW_Before Competition Groups_Super-High Efficiency Furnaces (Emerging Tech)
Commercial | Com ¦ Super-High Efficiency Furnaces (Emerging Tech) | 2032 | Economic | MW | Before Competition Groups | 0 | 0 | 0 | 2013.8923 | 0 | 86 | Commercial_2032_Economic_MW_Before Competition Groups_86 | Super-High Efficiency Furnaces (Emerging Tech) | 0% | 0 | 0 | Commercial_2032_Economic_MW_Before Competition Groups_Super-High Efficiency Furnaces (Emerging Tech)
Commercial | Com ¦ SYNCHRONOUS BELT | 2032 | Achievable | MW | Before Competition Groups | 0 | 0 | 0 | 1111.4891 | 0 | 88 | Commercial_2032_Achievable_MW_Before Competition Groups_88 | SYNCHRONOUS BELT | 0% | 0 | 0 | Commercial_2032_Achievable_MW_Before Competition Groups_SYNCHRONOUS BELT
Commercial | Com ¦ SYNCHRONOUS BELT | 2032 | Economic | MW | Before Competition Groups | 0 | 0 | 0 | 2013.8923 | 0 | 87 | Commercial_2032_Economic_MW_Before Competition Groups_87 | SYNCHRONOUS BELT | 0% | 0 | 0 | Commercial_2032_Economic_MW_Before Competition Groups_SYNCHRONOUS BELT
Commercial | Com ¦ Education and Capacity Building/Energy Behavior | 2033 | Achievable | MW | Before Competition Groups | 181.6732 | 0 | 0 | 1227.0887 | 0.14805 | 1 | Commercial_2033_Achievable_MW_Before Competition Groups_1 | Education and Capacity Building/Energy Behavior | 14.81% | 0 | 181.6732 | Commercial_2033_Achievable_MW_Before Competition Groups_Education and Capacity Building/Energy Behavior
Commercial | Com ¦ Building Recommissioning, Operations and Maintenance (O&M) Improvements | 2033 | Economic | MW | Before Competition Groups | 268.1919 | 0 | 0 | 2067.9533 | 0.12969 | 1 | Commercial_2033_Economic_MW_Before Competition Groups_1 | Building Recommissioning, Operations and Maintenance (O&M) Improvements | 12.97% | 0 | 268.1919 | Commercial_2033_Economic_MW_Before Competition Groups_Building Recommissioning, Operations and Maintenance (O&M) Improvements
Commercial | Com ¦ LED Low/High Bay | 2033 | Achievable | MW | Before Competition Groups | 145.7267 | 0 | 0 | 1227.0887 | 0.11876 | 2 | Commercial_2033_Achievable_MW_Before Competition Groups_2 | LED Low/High Bay | 11.88% | 0 | 145.7267 | Commercial_2033_Achievable_MW_Before Competition Groups_LED Low/High Bay
Commercial | Com ¦ Education and Capacity Building/Energy Behavior | 2033 | Economic | MW | Before Competition Groups | 239.8042 | 0 | 0 | 2067.9533 | 0.11596 | 2 | Commercial_2033_Economic_MW_Before Competition Groups_2 | Education and Capacity Building/Energy Behavior | 11.6% | 0 | 239.8042 | Commercial_2033_Economic_MW_Before Competition Groups_Education and Capacity Building/Energy Behavior
Commercial | Com ¦ ENERGY STAR LED LAMPS (REFLECTOR LAMPs/MR16/PAR 16) | 2033 | Achievable | MW | Before Competition Groups | 119.424 | 0 | 0 | 1227.0887 | 0.097323 | 3 | Commercial_2033_Achievable_MW_Before Competition Groups_3 | ENERGY STAR LED LAMPS (REFLECTOR LAMPs/MR16/PAR 16) | 9.732% | 0 | 119.424 | Commercial_2033_Achievable_MW_Before Competition Groups_ENERGY STAR LED LAMPS (REFLECTOR LAMPs/MR16/PAR 16)
Commercial | Com ¦ LED Troffer/Surface/Suspended | 2033 | Achievable | MW | Before Competition Groups | 119.274 | 0 | 0 | 1227.0887 | 0.097201 | 4 | Commercial_2033_Achievable_MW_Before Competition Groups_4 | LED Troffer/Surface/Suspended | 9.72% | 0 | 119.274 | Commercial_2033_Achievable_MW_Before Competition Groups_LED Troffer/Surface/Suspended
Commercial | Com ¦ LED Low/High Bay | 2033 | Economic | MW | Before Competition Groups | 190.1362 | 0 | 0 | 2067.9533 | 0.091944 | 3 | Commercial_2033_Economic_MW_Before Competition Groups_3 | LED Low/High Bay | 9.194% | 0 | 190.1362 | Commercial_2033_Economic_MW_Before Competition Groups_LED Low/High Bay
Commercial | Com ¦ Building Recommissioning, Operations and Maintenance (O&M) Improvements | 2033 | Technical | MW | Before Competition Groups | 268.1919 | 0 | 0 | 2992.7563 | 0.089614 | 1 | Commercial_2033_Technical_MW_Before Competition Groups_1 | Building Recommissioning, Operations and Maintenance (O&M) Improvements | 8.961% | 0 | 268.1919 | Commercial_2033_Technical_MW_Before Competition Groups_Building Recommissioning, Operations and Maintenance (O&M) Improvements
Commercial | Com ¦ Education and Capacity Building/Energy Behavior | 2033 | Technical | MW | Before Competition Groups | 239.8042 | 0 | 0 | 2992.7563 | 0.080128 | 2 | Commercial_2033_Technical_MW_Before Competition Groups_2 | Education and Capacity Building/Energy Behavior | 8.013% | 0 | 239.8042 | Commercial_2033_Technical_MW_Before Competition Groups_Education and Capacity Building/Energy Behavior
Commercial | Com ¦ High Efficiency Air Source Heat Pump | 2033 | Economic | MW | Before Competition Groups | 147.8409 | 0 | 0 | 2067.9533 | 0.071491 | 4 | Commercial_2033_Economic_MW_Before Competition Groups_4 | High Efficiency Air Source Heat Pump | 7.149% | 0 | 147.8409 | Commercial_2033_Economic_MW_Before Competition Groups_High Efficiency Air Source Heat Pump
Commercial | Com ¦ Building Recommissioning, Operations and Maintenance (O&M) Improvements | 2033 | Achievable | MW | Before Competition Groups | 85.4566 | 0 | 0 | 1227.0887 | 0.069642 | 5 | Commercial_2033_Achievable_MW_Before Competition Groups_5 | Building Recommissioning, Operations and Maintenance (O&M) Improvements | 6.964% | 0 | 85.4566 | Commercial_2033_Achievable_MW_Before Competition Groups_Building Recommissioning, Operations and Maintenance (O&M) Improvements
Commercial | Com ¦ LED Troffer/Surface/Suspended | 2033 | Economic | MW | Before Competition Groups | 139.1652 | 0 | 0 | 2067.9533 | 0.067296 | 5 | Commercial_2033_Economic_MW_Before Competition Groups_5 | LED Troffer/Surface/Suspended | 6.73% | 0 | 139.1652 | Commercial_2033_Economic_MW_Before Competition Groups_LED Troffer/Surface/Suspended
Commercial | Com ¦ Central Lighting Control System | 2033 | Technical | MW | Before Competition Groups | 198.3727 | 0 | 0 | 2992.7563 | 0.066284 | 3 | Commercial_2033_Technical_MW_Before Competition Groups_3 | Central Lighting Control System | 6.628% | 0 | 198.3727 | Commercial_2033_Technical_MW_Before Competition Groups_Central Lighting Control System
Commercial | Com ¦ ENERGY STAR LED LAMPS (REFLECTOR LAMPs/MR16/PAR 16) | 2033 | Economic | MW | Before Competition Groups | 133.6605 | 0 | 0 | 2067.9533 | 0.064634 | 6 | Commercial_2033_Economic_MW_Before Competition Groups_6 | ENERGY STAR LED LAMPS (REFLECTOR LAMPs/MR16/PAR 16) | 6.463% | 0 | 133.6605 | Commercial_2033_Economic_MW_Before Competition Groups_ENERGY STAR LED LAMPS (REFLECTOR LAMPs/MR16/PAR 16)
Commercial | Com ¦ LED Low/High Bay | 2033 | Technical | MW | Before Competition Groups | 190.1362 | 0 | 0 | 2992.7563 | 0.063532 | 4 | Commercial_2033_Technical_MW_Before Competition Groups_4 | LED Low/High Bay | 6.353% | 0 | 190.1362 | Commercial_2033_Technical_MW_Before Competition Groups_LED Low/High Bay
Commercial | Com ¦ LLLC - High Impact Application | 2033 | Economic | MW | Before Competition Groups | 113.0515 | 0 | 0 | 2067.9533 | 0.054668 | 7 | Commercial_2033_Economic_MW_Before Competition Groups_7 | LLLC - High Impact Application | 5.467% | 0 | 113.0515 | Commercial_2033_Economic_MW_Before Competition Groups_LLLC - High Impact Application
Commercial | Com ¦ High Efficiency Air Source Heat Pump | 2033 | Technical | MW | Before Competition Groups | 147.8409 | 0 | 0 | 2992.7563 | 0.0494 | 5 | Commercial_2033_Technical_MW_Before Competition Groups_5 | High Efficiency Air Source Heat Pump | 4.94% | 0 | 147.8409 | Commercial_2033_Technical_MW_Before Competition Groups_High Efficiency Air Source Heat Pump
Commercial | Com ¦ LED Replacement Lamp (Tube) | 2033 | Achievable | MW | Before Competition Groups | 59.5985 | 0 | 0 | 1227.0887 | 0.048569 | 6 | Commercial_2033_Achievable_MW_Before Competition Groups_6 | LED Replacement Lamp (Tube) | 4.857% | 0 | 59.5985 | Commercial_2033_Achievable_MW_Before Competition Groups_LED Replacement Lamp (Tube)
Commercial | Com ¦ Advanced BAS/Controllers | 2033 | Economic | MW | Before Competition Groups | 98.2148 | 0 | 0 | 2067.9533 | 0.047494 | 8 | Commercial_2033_Economic_MW_Before Competition Groups_8 | Advanced BAS/Controllers | 4.749% | 0 | 98.2148 | Commercial_2033_Economic_MW_Before Competition Groups_Advanced BAS/Controllers
Commercial | Com ¦ LED Troffer/Surface/Suspended | 2033 | Technical | MW | Before Competition Groups | 139.1652 | 0 | 0 | 2992.7563 | 0.046501 | 6 | Commercial_2033_Technical_MW_Before Competition Groups_6 | LED Troffer/Surface/Suspended | 4.65% | 0 | 139.1652 | Commercial_2033_Technical_MW_Before Competition Groups_LED Troffer/Surface/Suspended
Commercial | Com ¦ ENERGY STAR LED LAMPS (REFLECTOR LAMPs/MR16/PAR 16) | 2033 | Technical | MW | Before Competition Groups | 137.0542 | 0 | 0 | 2992.7563 | 0.045795 | 7 | Commercial_2033_Technical_MW_Before Competition Groups_7 | ENERGY STAR LED LAMPS (REFLECTOR LAMPs/MR16/PAR 16) | 4.58% | 0 | 137.0542 | Commercial_2033_Technical_MW_Before Competition Groups_ENERGY STAR LED LAMPS (REFLECTOR LAMPs/MR16/PAR 16)
Commercial | Com ¦ Variable Refrigerant Flow Heat Pump | 2033 | Technical | MW | Before Competition Groups | 133.2172 | 0 | 0 | 2992.7563 | 0.044513 | 8 | Commercial_2033_Technical_MW_Before Competition Groups_8 | Variable Refrigerant Flow Heat Pump | 4.451% | 0 | 133.2172 | Commercial_2033_Technical_MW_Before Competition Groups_Variable Refrigerant Flow Heat Pump
Commercial | Com ¦ LLLC - Low Impact Application | 2033 | Technical | MW | Before Competition Groups | 131.2181 | 0 | 0 | 2992.7563 | 0.043845 | 9 | Commercial_2033_Technical_MW_Before Competition Groups_9 | LLLC - Low Impact Application | 4.385% | 0 | 131.2181 | Commercial_2033_Technical_MW_Before Competition Groups_LLLC - Low Impact Application
Commercial | Com ¦ High Efficiency Air Source Heat Pump | 2033 | Achievable | MW | Before Competition Groups | 49.6694 | 0 | 0 | 1227.0887 | 0.040477 | 7 | Commercial_2033_Achievable_MW_Before Competition Groups_7 | High Efficiency Air Source Heat Pump | 4.048% | 0 | 49.6694 | Commercial_2033_Achievable_MW_Before Competition Groups_High Efficiency Air Source Heat Pump
Commercial | Com ¦ LLLC - High Impact Application | 2033 | Technical | MW | Before Competition Groups | 119.1907 | 0 | 0 | 2992.7563 | 0.039826 | 10 | Commercial_2033_Technical_MW_Before Competition Groups_10 | LLLC - High Impact Application | 3.983% | 0 | 119.1907 | Commercial_2033_Technical_MW_Before Competition Groups_LLLC - High Impact Application
Commercial | Com ¦ Networked/Connected - Low Impact Application | 2033 | Technical | MW | Before Competition Groups | 111.4638 | 0 | 0 | 2992.7563 | 0.037245 | 11 | Commercial_2033_Technical_MW_Before Competition Groups_11 | Networked/Connected - Low Impact Application | 3.724% | 0 | 111.4638 | Commercial_2033_Technical_MW_Before Competition Groups_Networked/Connected - Low Impact Application
Commercial | Com ¦ LED Replacement Lamp (Tube) | 2033 | Economic | MW | Before Competition Groups | 72.7427 | 0 | 0 | 2067.9533 | 0.035176 | 9 | Commercial_2033_Economic_MW_Before Competition Groups_9 | LED Replacement Lamp (Tube) | 3.518% | 0 | 72.7427 | Commercial_2033_Economic_MW_Before Competition Groups_LED Replacement Lamp (Tube)
Commercial | Com ¦ Networked/Connected - High Impact Application | 2033 | Technical | MW | Before Competition Groups | 103.7004 | 0 | 0 | 2992.7563 | 0.03465 | 12 | Commercial_2033_Technical_MW_Before Competition Groups_12 | Networked/Connected - High Impact Application | 3.465% | 0 | 103.7004 | Commercial_2033_Technical_MW_Before Competition Groups_Networked/Connected - High Impact Application
Commercial | Com ¦ Unitary Air-Conditioning Unit | 2033 | Technical | MW | Before Competition Groups | 99.4657 | 0 | 0 | 2992.7563 | 0.033235 | 13 | Commercial_2033_Technical_MW_Before Competition Groups_13 | Unitary Air-Conditioning Unit | 3.324% | 0 | 99.4657 | Commercial_2033_Technical_MW_Before Competition Groups_Unitary Air-Conditioning Unit
Commercial | Com ¦ Advanced BAS/Controllers | 2033 | Technical | MW | Before Competition Groups | 98.2148 | 0 | 0 | 2992.7563 | 0.032818 | 14 | Commercial_2033_Technical_MW_Before Competition Groups_14 | Advanced BAS/Controllers | 3.282% | 0 | 98.2148 | Commercial_2033_Technical_MW_Before Competition Groups_Advanced BAS/Controllers
Commercial | Com ¦ Advanced BAS/Controllers | 2033 | Achievable | MW | Before Competition Groups | 39.9139 | 0 | 0 | 1227.0887 | 0.032527 | 8 | Commercial_2033_Achievable_MW_Before Competition Groups_8 | Advanced BAS/Controllers | 3.253% | 0 | 39.9139 | Commercial_2033_Achievable_MW_Before Competition Groups_Advanced BAS/Controllers
Commercial | Com ¦ Unitary Air-Conditioning Unit | 2033 | Achievable | MW | Before Competition Groups | 34.4274 | 0 | 0 | 1227.0887 | 0.028056 | 9 | Commercial_2033_Achievable_MW_Before Competition Groups_9 | Unitary Air-Conditioning Unit | 2.806% | 0 | 34.4274 | Commercial_2033_Achievable_MW_Before Competition Groups_Unitary Air-Conditioning Unit
Commercial | Com ¦ Adaptive Thermostats | 2033 | Achievable | MW | Before Competition Groups | 32.5042 | 0 | 0 | 1227.0887 | 0.026489 | 10 | Commercial_2033_Achievable_MW_Before Competition Groups_10 | Adaptive Thermostats | 2.649% | 0 | 32.5042 | Commercial_2033_Achievable_MW_Before Competition Groups_Adaptive Thermostats
Commercial | Com ¦ LED Replacement Lamp (Tube) | 2033 | Technical | MW | Before Competition Groups | 72.7427 | 0 | 0 | 2992.7563 | 0.024306 | 15 | Commercial_2033_Technical_MW_Before Competition Groups_15 | LED Replacement Lamp (Tube) | 2.431% | 0 | 72.7427 | Commercial_2033_Technical_MW_Before Competition Groups_LED Replacement Lamp (Tube)
Commercial | Com ¦ LLLC - Low Impact Application | 2033 | Economic | MW | Before Competition Groups | 46.3577 | 0 | 0 | 2067.9533 | 0.022417 | 10 | Commercial_2033_Economic_MW_Before Competition Groups_10 | LLLC - Low Impact Application | 2.242% | 0 | 46.3577 | Commercial_2033_Economic_MW_Before Competition Groups_LLLC - Low Impact Application
Commercial | Com ¦ Data Center Storage/Server Virtualization | 2033 | Achievable | MW | Before Competition Groups | 27.2609 | 0 | 0 | 1227.0887 | 0.022216 | 11 | Commercial_2033_Achievable_MW_Before Competition Groups_11 | Data Center Storage/Server Virtualization | 2.222% | 0 | 27.2609 | Commercial_2033_Achievable_MW_Before Competition Groups_Data Center Storage/Server Virtualization
Commercial | Com ¦ Unitary Air-Conditioning Unit | 2033 | Economic | MW | Before Competition Groups | 45.2017 | 0 | 0 | 2067.9533 | 0.021858 | 11 | Commercial_2033_Economic_MW_Before Competition Groups_11 | Unitary Air-Conditioning Unit | 2.186% | 0 | 45.2017 | Commercial_2033_Economic_MW_Before Competition Groups_Unitary Air-Conditioning Unit
Commercial | Com ¦ Furnace Tune-Up | 2033 | Achievable | MW | Before Competition Groups | 26.6165 | 0 | 0 | 1227.0887 | 0.021691 | 12 | Commercial_2033_Achievable_MW_Before Competition Groups_12 | Furnace Tune-Up | 2.169% | 0 | 26.6165 | Commercial_2033_Achievable_MW_Before Competition Groups_Furnace Tune-Up
Commercial | Com ¦ Strip Curtains | 2033 | Achievable | MW | Before Competition Groups | 26.4315 | 0 | 0 | 1227.0887 | 0.02154 | 13 | Commercial_2033_Achievable_MW_Before Competition Groups_13 | Strip Curtains | 2.154% | 0 | 26.4315 | Commercial_2033_Achievable_MW_Before Competition Groups_Strip Curtains
Commercial | Com ¦ Smart Strip Plug Outlets | 2033 | Technical | MW | Before Competition Groups | 61.9411 | 0 | 0 | 2992.7563 | 0.020697 | 16 | Commercial_2033_Technical_MW_Before Competition Groups_16 | Smart Strip Plug Outlets | 2.07% | 0 | 61.9411 | Commercial_2033_Technical_MW_Before Competition Groups_Smart Strip Plug Outlets
Commercial | Com ¦ Adaptive Thermostats | 2033 | Economic | MW | Before Competition Groups | 41.7596 | 0 | 0 | 2067.9533 | 0.020194 | 12 | Commercial_2033_Economic_MW_Before Competition Groups_12 | Adaptive Thermostats | 2.019% | 0 | 41.7596 | Commercial_2033_Economic_MW_Before Competition Groups_Adaptive Thermostats
Commercial | Com ¦ Refrigerated Display Case Doors | 2033 | Achievable | MW | Before Competition Groups | 24.2744 | 0 | 0 | 1227.0887 | 0.019782 | 14 | Commercial_2033_Achievable_MW_Before Competition Groups_14 | Refrigerated Display Case Doors | 1.978% | 0 | 24.2744 | Commercial_2033_Achievable_MW_Before Competition Groups_Refrigerated Display Case Doors
Commercial | Com ¦ LED or Equivalent Sign Lighting | 2033 | Achievable | MW | Before Competition Groups | 22.6253 | 0 | 0 | 1227.0887 | 0.018438 | 15 | Commercial_2033_Achievable_MW_Before Competition Groups_15 | LED or Equivalent Sign Lighting | 1.844% | 0 | 22.6253 | Commercial_2033_Achievable_MW_Before Competition Groups_LED or Equivalent Sign Lighting
Commercial | Com ¦ Data Center Storage/Server Virtualization | 2033 | Economic | MW | Before Competition Groups | 37.0334 | 0 | 0 | 2067.9533 | 0.017908 | 13 | Commercial_2033_Economic_MW_Before Competition Groups_13 | Data Center Storage/Server Virtualization | 1.791% | 0 | 37.0334 | Commercial_2033_Economic_MW_Before Competition Groups_Data Center Storage/Server Virtualization
Commercial | Com ¦ Reach-in Shaded Pole to ECM/PSC Evaporator Fan Motor | 2033 | Achievable | MW | Before Competition Groups | 21.26 | 0 | 0 | 1227.0887 | 0.017326 | 16 | Commercial_2033_Achievable_MW_Before Competition Groups_16 | Reach-in Shaded Pole to ECM/PSC Evaporator Fan Motor | 1.733% | 0 | 21.26 | Commercial_2033_Achievable_MW_Before Competition Groups_Reach-in Shaded Pole to ECM/PSC Evaporator Fan Motor
Commercial | Com ¦ Refrigerated Display Case Doors | 2033 | Economic | MW | Before Competition Groups | 33.731 | 0 | 0 | 2067.9533 | 0.016311 | 14 | Commercial_2033_Economic_MW_Before Competition Groups_14 | Refrigerated Display Case Doors | 1.631% | 0 | 33.731 | Commercial_2033_Economic_MW_Before Competition Groups_Refrigerated Display Case Doors
Commercial | Com ¦ Demand Control Ventilation | 2033 | Achievable | MW | Before Competition Groups | 19.9392 | 0 | 0 | 1227.0887 | 0.016249 | 17 | Commercial_2033_Achievable_MW_Before Competition Groups_17 | Demand Control Ventilation | 1.625% | 0 | 19.9392 | Commercial_2033_Achievable_MW_Before Competition Groups_Demand Control Ventilation
Commercial | Com ¦ Demand Control Ventilation | 2033 | Economic | MW | Before Competition Groups | 33.205 | 0 | 0 | 2067.9533 | 0.016057 | 15 | Commercial_2033_Economic_MW_Before Competition Groups_15 | Demand Control Ventilation | 1.606% | 0 | 33.205 | Commercial_2033_Economic_MW_Before Competition Groups_Demand Control Ventilation
Commercial | Com ¦ Variable Frequency Drive (VFD) | 2033 | Achievable | MW | Before Competition Groups | 19.0437 | 0 | 0 | 1227.0887 | 0.015519 | 18 | Commercial_2033_Achievable_MW_Before Competition Groups_18 | Variable Frequency Drive (VFD) | 1.552% | 0 | 19.0437 | Commercial_2033_Achievable_MW_Before Competition Groups_Variable Frequency Drive (VFD)
Commercial | Com ¦ Strip Curtains | 2033 | Economic | MW | Before Competition Groups | 31.8871 | 0 | 0 | 2067.9533 | 0.01542 | 16 | Commercial_2033_Economic_MW_Before Competition Groups_16 | Strip Curtains | 1.542% | 0 | 31.8871 | Commercial_2033_Economic_MW_Before Competition Groups_Strip Curtains
Commercial | Com ¦ Refrigerated Display Case Doors | 2033 | Technical | MW | Before Competition Groups | 44.4259 | 0 | 0 | 2992.7563 | 0.014844 | 17 | Commercial_2033_Technical_MW_Before Competition Groups_17 | Refrigerated Display Case Doors | 1.484% | 0 | 44.4259 | Commercial_2033_Technical_MW_Before Competition Groups_Refrigerated Display Case Doors
Commercial | Com ¦ Furnace Tune-Up | 2033 | Economic | MW | Before Competition Groups | 30.5417 | 0 | 0 | 2067.9533 | 0.014769 | 17 | Commercial_2033_Economic_MW_Before Competition Groups_17 | Furnace Tune-Up | 1.477% | 0 | 30.5417 | Commercial_2033_Economic_MW_Before Competition Groups_Furnace Tune-Up
Commercial | Com ¦ VFD on Pumps | 2033 | Achievable | MW | Before Competition Groups | 17.8819 | 0 | 0 | 1227.0887 | 0.014573 | 19 | Commercial_2033_Achievable_MW_Before Competition Groups_19 | VFD on Pumps | 1.457% | 0 | 17.8819 | Commercial_2033_Achievable_MW_Before Competition Groups_VFD on Pumps
Commercial | Com ¦ Centrally controlled desktop PC/NETWORK PC POWER MANAGEMENT SOFTWARE | 2033 | Achievable | MW | Before Competition Groups | 17.5275 | 0 | 0 | 1227.0887 | 0.014284 | 20 | Commercial_2033_Achievable_MW_Before Competition Groups_20 | Centrally controlled desktop PC/NETWORK PC POWER MANAGEMENT SOFTWARE | 1.428% | 0 | 17.5275 | Commercial_2033_Achievable_MW_Before Competition Groups_Centrally controlled desktop PC/NETWORK PC POWER MANAGEMENT SOFTWARE
Commercial | Com ¦ Adaptive Thermostats | 2033 | Technical | MW | Before Competition Groups | 42.0529 | 0 | 0 | 2992.7563 | 0.014052 | 18 | Commercial_2033_Technical_MW_Before Competition Groups_18 | Adaptive Thermostats | 1.405% | 0 | 42.0529 | Commercial_2033_Technical_MW_Before Competition Groups_Adaptive Thermostats
Commercial | Com ¦ Reach-in Shaded Pole to ECM/PSC Evaporator Fan Motor | 2033 | Economic | MW | Before Competition Groups | 28.8866 | 0 | 0 | 2067.9533 | 0.013969 | 18 | Commercial_2033_Economic_MW_Before Competition Groups_18 | Reach-in Shaded Pole to ECM/PSC Evaporator Fan Motor | 1.397% | 0 | 28.8866 | Commercial_2033_Economic_MW_Before Competition Groups_Reach-in Shaded Pole to ECM/PSC Evaporator Fan Motor
Commercial | Com ¦ LED or Equivalent Sign Lighting | 2033 | Economic | MW | Before Competition Groups | 26.612 | 0 | 0 | 2067.9533 | 0.012869 | 19 | Commercial_2033_Economic_MW_Before Competition Groups_19 | LED or Equivalent Sign Lighting | 1.287% | 0 | 26.612 | Commercial_2033_Economic_MW_Before Competition Groups_LED or Equivalent Sign Lighting
Commercial | Com ¦ Data Center Storage/Server Virtualization | 2033 | Technical | MW | Before Competition Groups | 37.0334 | 0 | 0 | 2992.7563 | 0.012374 | 19 | Commercial_2033_Technical_MW_Before Competition Groups_19 | Data Center Storage/Server Virtualization | 1.237% | 0 | 37.0334 | Commercial_2033_Technical_MW_Before Competition Groups_Data Center Storage/Server Virtualization
Commercial | Com ¦ Centrally controlled desktop PC/NETWORK PC POWER MANAGEMENT SOFTWARE | 2033 | Economic | MW | Before Competition Groups | 24.2039 | 0 | 0 | 2067.9533 | 0.011704 | 20 | Commercial_2033_Economic_MW_Before Competition Groups_20 | Centrally controlled desktop PC/NETWORK PC POWER MANAGEMENT SOFTWARE | 1.17% | 0 | 24.2039 | Commercial_2033_Economic_MW_Before Competition Groups_Centrally controlled desktop PC/NETWORK PC POWER MANAGEMENT SOFTWARE
Commercial | Com ¦ Chilled Water Optimization | 2033 | Economic | MW | Before Competition Groups | 23.9507 | 0 | 0 | 2067.9533 | 0.011582 | 21 | Commercial_2033_Economic_MW_Before Competition Groups_21 | Chilled Water Optimization | 1.158% | 0 | 23.9507 | Commercial_2033_Economic_MW_Before Competition Groups_Chilled Water Optimization
Commercial | Com ¦ Demand Control Ventilation | 2033 | Technical | MW | Before Competition Groups | 33.7694 | 0 | 0 | 2992.7563 | 0.011284 | 20 | Commercial_2033_Technical_MW_Before Competition Groups_20 | Demand Control Ventilation | 1.128% | 0 | 33.7694 | Commercial_2033_Technical_MW_Before Competition Groups_Demand Control Ventilation
Commercial | Com ¦ Strip Curtains | 2033 | Technical | MW | Before Competition Groups | 31.8871 | 0 | 0 | 2992.7563 | 0.010655 | 21 | Commercial_2033_Technical_MW_Before Competition Groups_21 | Strip Curtains | 1.065% | 0 | 31.8871 | Commercial_2033_Technical_MW_Before Competition Groups_Strip Curtains
Commercial | Com ¦ Variable Frequency Drive (VFD) | 2033 | Economic | MW | Before Competition Groups | 21.708 | 0 | 0 | 2067.9533 | 0.010497 | 22 | Commercial_2033_Economic_MW_Before Competition Groups_22 | Variable Frequency Drive (VFD) | 1.05% | 0 | 21.708 | Commercial_2033_Economic_MW_Before Competition Groups_Variable Frequency Drive (VFD)
Commercial | Com ¦ Chilled Water Optimization | 2033 | Achievable | MW | Before Competition Groups | 12.773 | 0 | 0 | 1227.0887 | 0.010409 | 21 | Commercial_2033_Achievable_MW_Before Competition Groups_21 | Chilled Water Optimization | 1.041% | 0 | 12.773 | Commercial_2033_Achievable_MW_Before Competition Groups_Chilled Water Optimization
Commercial | Com ¦ Furnace Tune-Up | 2033 | Technical | MW | Before Competition Groups | 30.5417 | 0 | 0 | 2992.7563 | 0.010205 | 22 | Commercial_2033_Technical_MW_Before Competition Groups_22 | Furnace Tune-Up | 1.021% | 0 | 30.5417 | Commercial_2033_Technical_MW_Before Competition Groups_Furnace Tune-Up
Commercial | Com ¦ VFD on Pumps | 2033 | Economic | MW | Before Competition Groups | 20.4085 | 0 | 0 | 2067.9533 | 0.0098689 | 23 | Commercial_2033_Economic_MW_Before Competition Groups_23 | VFD on Pumps | 0.9869% | 0 | 20.4085 | Commercial_2033_Economic_MW_Before Competition Groups_VFD on Pumps
Commercial | Com ¦ Reach-in Shaded Pole to ECM/PSC Evaporator Fan Motor | 2033 | Technical | MW | Before Competition Groups | 28.8866 | 0 | 0 | 2992.7563 | 0.0096522 | 23 | Commercial_2033_Technical_MW_Before Competition Groups_23 | Reach-in Shaded Pole to ECM/PSC Evaporator Fan Motor | 0.9652% | 0 | 28.8866 | Commercial_2033_Technical_MW_Before Competition Groups_Reach-in Shaded Pole to ECM/PSC Evaporator Fan Motor
Commercial | Com ¦ LED or Equivalent Sign Lighting | 2033 | Technical | MW | Before Competition Groups | 26.612 | 0 | 0 | 2992.7563 | 0.0088921 | 24 | Commercial_2033_Technical_MW_Before Competition Groups_24 | LED or Equivalent Sign Lighting | 0.8892% | 0 | 26.612 | Commercial_2033_Technical_MW_Before Competition Groups_LED or Equivalent Sign Lighting
Commercial | Com ¦ Air Handler with Dedicated Outdoor Air Systems | 2033 | Achievable | MW | Before Competition Groups | 10.8257 | 0 | 0 | 1227.0887 | 0.0088223 | 22 | Commercial_2033_Achievable_MW_Before Competition Groups_22 | Air Handler with Dedicated Outdoor Air Systems | 0.8822% | 0 | 10.8257 | Commercial_2033_Achievable_MW_Before Competition Groups_Air Handler with Dedicated Outdoor Air Systems
Commercial | Com ¦ Networked/Connected - High Impact Application | 2033 | Economic | MW | Before Competition Groups | 17.6474 | 0 | 0 | 2067.9533 | 0.0085338 | 24 | Commercial_2033_Economic_MW_Before Competition Groups_24 | Networked/Connected - High Impact Application | 0.8534% | 0 | 17.6474 | Commercial_2033_Economic_MW_Before Competition Groups_Networked/Connected - High Impact Application
Commercial | Com ¦ Adding reflective (White) roof treatment or a green roof | 2033 | Technical | MW | Before Competition Groups | 24.9044 | 0 | 0 | 2992.7563 | 0.0083215 | 25 | Commercial_2033_Technical_MW_Before Competition Groups_25 | Adding reflective (White) roof treatment or a green roof | 0.8322% | 0 | 24.9044 | Commercial_2033_Technical_MW_Before Competition Groups_Adding reflective (White) roof treatment or a green roof
Commercial | Com ¦ Air Handler with Dedicated Outdoor Air Systems | 2033 | Economic | MW | Before Competition Groups | 16.9416 | 0 | 0 | 2067.9533 | 0.0081925 | 25 | Commercial_2033_Economic_MW_Before Competition Groups_25 | Air Handler with Dedicated Outdoor Air Systems | 0.8192% | 0 | 16.9416 | Commercial_2033_Economic_MW_Before Competition Groups_Air Handler with Dedicated Outdoor Air Systems
Commercial | Com ¦ Centrally controlled desktop PC/NETWORK PC POWER MANAGEMENT SOFTWARE | 2033 | Technical | MW | Before Competition Groups | 24.2039 | 0 | 0 | 2992.7563 | 0.0080875 | 26 | Commercial_2033_Technical_MW_Before Competition Groups_26 | Centrally controlled desktop PC/NETWORK PC POWER MANAGEMENT SOFTWARE | 0.8087% | 0 | 24.2039 | Commercial_2033_Technical_MW_Before Competition Groups_Centrally controlled desktop PC/NETWORK PC POWER MANAGEMENT SOFTWARE
Commercial | Com ¦ Chilled Water Optimization | 2033 | Technical | MW | Before Competition Groups | 23.9507 | 0 | 0 | 2992.7563 | 0.0080029 | 27 | Commercial_2033_Technical_MW_Before Competition Groups_27 | Chilled Water Optimization | 0.8003% | 0 | 23.9507 | Commercial_2033_Technical_MW_Before Competition Groups_Chilled Water Optimization
Commercial | Com ¦ Refrigerated Display Case LED | 2033 | Technical | MW | Before Competition Groups | 23.9075 | 0 | 0 | 2992.7563 | 0.0079884 | 28 | Commercial_2033_Technical_MW_Before Competition Groups_28 | Refrigerated Display Case LED | 0.7988% | 0 | 23.9075 | Commercial_2033_Technical_MW_Before Competition Groups_Refrigerated Display Case LED
Commercial | Com ¦ Door Gasket Freezer/Refrigerator | 2033 | Technical | MW | Before Competition Groups | 23.8305 | 0 | 0 | 2992.7563 | 0.0079627 | 29 | Commercial_2033_Technical_MW_Before Competition Groups_29 | Door Gasket Freezer/Refrigerator | 0.7963% | 0 | 23.8305 | Commercial_2033_Technical_MW_Before Competition Groups_Door Gasket Freezer/Refrigerator
Commercial | Com ¦ ECM MOTORS FOR EVAPORATOR FANS for refrigeration (WALK-IN) | 2033 | Achievable | MW | Before Competition Groups | 9.7441 | 0 | 0 | 1227.0887 | 0.0079408 | 23 | Commercial_2033_Achievable_MW_Before Competition Groups_23 | ECM MOTORS FOR EVAPORATOR FANS for refrigeration (WALK-IN) | 0.7941% | 0 | 9.7441 | Commercial_2033_Achievable_MW_Before Competition Groups_ECM MOTORS FOR EVAPORATOR FANS for refrigeration (WALK-IN)
Commercial | Com ¦ Refrigerated Display Case LED | 2033 | Economic | MW | Before Competition Groups | 16.3756 | 0 | 0 | 2067.9533 | 0.0079188 | 26 | Commercial_2033_Economic_MW_Before Competition Groups_26 | Refrigerated Display Case LED | 0.7919% | 0 | 16.3756 | Commercial_2033_Economic_MW_Before Competition Groups_Refrigerated Display Case LED
Commercial | Com ¦ ENERGY STAR LED LAMPS (General Service Lamps) | 2033 | Achievable | MW | Before Competition Groups | 9.5103 | 0 | 0 | 1227.0887 | 0.0077503 | 24 | Commercial_2033_Achievable_MW_Before Competition Groups_24 | ENERGY STAR LED LAMPS (General Service Lamps) | 0.775% | 0 | 9.5103 | Commercial_2033_Achievable_MW_Before Competition Groups_ENERGY STAR LED LAMPS (General Service Lamps)
Commercial | Com ¦ Networked/Connected - Low Impact Application | 2033 | Economic | MW | Before Competition Groups | 15.2188 | 0 | 0 | 2067.9533 | 0.0073594 | 27 | Commercial_2033_Economic_MW_Before Competition Groups_27 | Networked/Connected - Low Impact Application | 0.7359% | 0 | 15.2188 | Commercial_2033_Economic_MW_Before Competition Groups_Networked/Connected - Low Impact Application
Commercial | Com ¦ Variable Frequency Drive (VFD) | 2033 | Technical | MW | Before Competition Groups | 21.708 | 0 | 0 | 2992.7563 | 0.0072535 | 30 | Commercial_2033_Technical_MW_Before Competition Groups_30 | Variable Frequency Drive (VFD) | 0.7254% | 0 | 21.708 | Commercial_2033_Technical_MW_Before Competition Groups_Variable Frequency Drive (VFD)
Commercial | Com ¦ VFD on Pumps | 2033 | Technical | MW | Before Competition Groups | 20.4085 | 0 | 0 | 2992.7563 | 0.0068193 | 31 | Commercial_2033_Technical_MW_Before Competition Groups_31 | VFD on Pumps | 0.6819% | 0 | 20.4085 | Commercial_2033_Technical_MW_Before Competition Groups_VFD on Pumps
Commercial | Com ¦ Evaporator Fan Controls | 2033 | Achievable | MW | Before Competition Groups | 8.2194 | 0 | 0 | 1227.0887 | 0.0066983 | 25 | Commercial_2033_Achievable_MW_Before Competition Groups_25 | Evaporator Fan Controls | 0.6698% | 0 | 8.2194 | Commercial_2033_Achievable_MW_Before Competition Groups_Evaporator Fan Controls
Commercial | Com ¦ HOTEL OCCUPANCY CONTROLS (HVAC + LIGHTING) | 2033 | Technical | MW | Before Competition Groups | 19.4974 | 0 | 0 | 2992.7563 | 0.0065149 | 32 | Commercial_2033_Technical_MW_Before Competition Groups_32 | HOTEL OCCUPANCY CONTROLS (HVAC + LIGHTING) | 0.6515% | 0 | 19.4974 | Commercial_2033_Technical_MW_Before Competition Groups_HOTEL OCCUPANCY CONTROLS (HVAC + LIGHTING)
Commercial | Com ¦ Refrigeration Optimization | 2033 | Technical | MW | Before Competition Groups | 19.3647 | 0 | 0 | 2992.7563 | 0.0064705 | 33 | Commercial_2033_Technical_MW_Before Competition Groups_33 | Refrigeration Optimization | 0.6471% | 0 | 19.3647 | Commercial_2033_Technical_MW_Before Competition Groups_Refrigeration Optimization
Commercial | Com ¦ Freezer Case Light Sensor | 2033 | Achievable | MW | Before Competition Groups | 7.6616 | 0 | 0 | 1227.0887 | 0.0062437 | 26 | Commercial_2033_Achievable_MW_Before Competition Groups_26 | Freezer Case Light Sensor | 0.6244% | 0 | 7.6616 | Commercial_2033_Achievable_MW_Before Competition Groups_Freezer Case Light Sensor
Commercial | Com ¦ Demand Control Kitchen Ventilation | 2033 | Achievable | MW | Before Competition Groups | 7.0459 | 0 | 0 | 1227.0887 | 0.005742 | 27 | Commercial_2033_Achievable_MW_Before Competition Groups_27 | Demand Control Kitchen Ventilation | 0.5742% | 0 | 7.0459 | Commercial_2033_Achievable_MW_Before Competition Groups_Demand Control Kitchen Ventilation
Commercial | Com ¦ Demand Control Kitchen Ventilation | 2033 | Economic | MW | Before Competition Groups | 11.7678 | 0 | 0 | 2067.9533 | 0.0056905 | 28 | Commercial_2033_Economic_MW_Before Competition Groups_28 | Demand Control Kitchen Ventilation | 0.5691% | 0 | 11.7678 | Commercial_2033_Economic_MW_Before Competition Groups_Demand Control Kitchen Ventilation
Commercial | Com ¦ Air Handler with Dedicated Outdoor Air Systems | 2033 | Technical | MW | Before Competition Groups | 16.9416 | 0 | 0 | 2992.7563 | 0.0056609 | 34 | Commercial_2033_Technical_MW_Before Competition Groups_34 | Air Handler with Dedicated Outdoor Air Systems | 0.5661% | 0 | 16.9416 | Commercial_2033_Technical_MW_Before Competition Groups_Air Handler with Dedicated Outdoor Air Systems
Commercial | Com ¦ ECM MOTORS FOR EVAPORATOR FANS for refrigeration (WALK-IN) | 2033 | Economic | MW | Before Competition Groups | 11.2059 | 0 | 0 | 2067.9533 | 0.0054188 | 29 | Commercial_2033_Economic_MW_Before Competition Groups_29 | ECM MOTORS FOR EVAPORATOR FANS for refrigeration (WALK-IN) | 0.5419% | 0 | 11.2059 | Commercial_2033_Economic_MW_Before Competition Groups_ECM MOTORS FOR EVAPORATOR FANS for refrigeration (WALK-IN)
Commercial | Com ¦ ENERGY STAR LED LAMPS (General Service Lamps) | 2033 | Economic | MW | Before Competition Groups | 11.0722 | 0 | 0 | 2067.9533 | 0.0053542 | 30 | Commercial_2033_Economic_MW_Before Competition Groups_30 | ENERGY STAR LED LAMPS (General Service Lamps) | 0.5354% | 0 | 11.0722 | Commercial_2033_Economic_MW_Before Competition Groups_ENERGY STAR LED LAMPS (General Service Lamps)
Commercial | Com ¦ Ground Source Heat Pump | 2033 | Technical | MW | Before Competition Groups | 15.0801 | 0 | 0 | 2992.7563 | 0.0050389 | 35 | Commercial_2033_Technical_MW_Before Competition Groups_35 | Ground Source Heat Pump | 0.5039% | 0 | 15.0801 | Commercial_2033_Technical_MW_Before Competition Groups_Ground Source Heat Pump
Commercial | Com ¦ ENERGY STAR FREEZER | 2033 | Technical | MW | Before Competition Groups | 14.6869 | 0 | 0 | 2992.7563 | 0.0049075 | 36 | Commercial_2033_Technical_MW_Before Competition Groups_36 | ENERGY STAR FREEZER | 0.4907% | 0 | 14.6869 | Commercial_2033_Technical_MW_Before Competition Groups_ENERGY STAR FREEZER
Commercial | Com ¦ Occupancy Sensors | 2033 | Economic | MW | Before Competition Groups | 10.0798 | 0 | 0 | 2067.9533 | 0.0048743 | 31 | Commercial_2033_Economic_MW_Before Competition Groups_31 | Occupancy Sensors | 0.4874% | 0 | 10.0798 | Commercial_2033_Economic_MW_Before Competition Groups_Occupancy Sensors
Commercial | Com ¦ Indoor Daylight Sensors/Photocell Dimming Control | 2033 | Technical | MW | Before Competition Groups | 14.421 | 0 | 0 | 2992.7563 | 0.0048187 | 37 | Commercial_2033_Technical_MW_Before Competition Groups_37 | Indoor Daylight Sensors/Photocell Dimming Control | 0.4819% | 0 | 14.421 | Commercial_2033_Technical_MW_Before Competition Groups_Indoor Daylight Sensors/Photocell Dimming Control
Commercial | Com ¦ LED EXTERIOR AREA LIGHTS - LED fixture (200W) | 2033 | Achievable | MW | Before Competition Groups | 5.8116 | 0 | 0 | 1227.0887 | 0.0047361 | 28 | Commercial_2033_Achievable_MW_Before Competition Groups_28 | LED EXTERIOR AREA LIGHTS - LED fixture (200W) | 0.4736% | 0 | 5.8116 | Commercial_2033_Achievable_MW_Before Competition Groups_LED EXTERIOR AREA LIGHTS - LED fixture (200W)
Commercial | Com ¦ Freezer Case Light Sensor | 2033 | Economic | MW | Before Competition Groups | 9.7209 | 0 | 0 | 2067.9533 | 0.0047007 | 32 | Commercial_2033_Economic_MW_Before Competition Groups_32 | Freezer Case Light Sensor | 0.4701% | 0 | 9.7209 | Commercial_2033_Economic_MW_Before Competition Groups_Freezer Case Light Sensor
Commercial | Com ¦ Evaporator Fan Controls | 2033 | Economic | MW | Before Competition Groups | 9.4689 | 0 | 0 | 2067.9533 | 0.0045789 | 33 | Commercial_2033_Economic_MW_Before Competition Groups_33 | Evaporator Fan Controls | 0.4579% | 0 | 9.4689 | Commercial_2033_Economic_MW_Before Competition Groups_Evaporator Fan Controls
Commercial | Com ¦ LED parking lot fixture | 2033 | Achievable | MW | Before Competition Groups | 5.566 | 0 | 0 | 1227.0887 | 0.004536 | 29 | Commercial_2033_Achievable_MW_Before Competition Groups_29 | LED parking lot fixture | 0.4536% | 0 | 5.566 | Commercial_2033_Achievable_MW_Before Competition Groups_LED parking lot fixture
Commercial | Com ¦ ENERGY STAR LED LAMPS (General Service Lamps) | 2033 | Technical | MW | Before Competition Groups | 12.7245 | 0 | 0 | 2992.7563 | 0.0042518 | 38 | Commercial_2033_Technical_MW_Before Competition Groups_38 | ENERGY STAR LED LAMPS (General Service Lamps) | 0.4252% | 0 | 12.7245 | Commercial_2033_Technical_MW_Before Competition Groups_ENERGY STAR LED LAMPS (General Service Lamps)
Commercial | Com ¦ ENERGY STAR ICE MACHINES - Ice Making Head | 2033 | Technical | MW | Before Competition Groups | 12.5163 | 0 | 0 | 2992.7563 | 0.0041822 | 39 | Commercial_2033_Technical_MW_Before Competition Groups_39 | ENERGY STAR ICE MACHINES - Ice Making Head | 0.4182% | 0 | 12.5163 | Commercial_2033_Technical_MW_Before Competition Groups_ENERGY STAR ICE MACHINES - Ice Making Head
Commercial | Com ¦ Duct Insulation, R8 | 2033 | Achievable | MW | Before Competition Groups | 4.9562 | 0 | 0 | 1227.0887 | 0.004039 | 30 | Commercial_2033_Achievable_MW_Before Competition Groups_30 | Duct Insulation, R8 | 0.4039% | 0 | 4.9562 | Commercial_2033_Achievable_MW_Before Competition Groups_Duct Insulation, R8
Commercial | Com ¦ Demand Control Kitchen Ventilation | 2033 | Technical | MW | Before Competition Groups | 11.7678 | 0 | 0 | 2992.7563 | 0.0039321 | 40 | Commercial_2033_Technical_MW_Before Competition Groups_40 | Demand Control Kitchen Ventilation | 0.3932% | 0 | 11.7678 | Commercial_2033_Technical_MW_Before Competition Groups_Demand Control Kitchen Ventilation
Commercial | Com ¦ Refrigerated Display Case LED | 2033 | Achievable | MW | Before Competition Groups | 4.7577 | 0 | 0 | 1227.0887 | 0.0038772 | 31 | Commercial_2033_Achievable_MW_Before Competition Groups_31 | Refrigerated Display Case LED | 0.3877% | 0 | 4.7577 | Commercial_2033_Achievable_MW_Before Competition Groups_Refrigerated Display Case LED
Commercial | Com ¦ Variable Refrigerant Flow Heat Pump | 2033 | Achievable | MW | Before Competition Groups | 4.6476 | 0 | 0 | 1227.0887 | 0.0037875 | 32 | Commercial_2033_Achievable_MW_Before Competition Groups_32 | Variable Refrigerant Flow Heat Pump | 0.3788% | 0 | 4.6476 | Commercial_2033_Achievable_MW_Before Competition Groups_Variable Refrigerant Flow Heat Pump
Commercial | Com ¦ ECM MOTORS FOR EVAPORATOR FANS for refrigeration (WALK-IN) | 2033 | Technical | MW | Before Competition Groups | 11.2059 | 0 | 0 | 2992.7563 | 0.0037443 | 41 | Commercial_2033_Technical_MW_Before Competition Groups_41 | ECM MOTORS FOR EVAPORATOR FANS for refrigeration (WALK-IN) | 0.3744% | 0 | 11.2059 | Commercial_2033_Technical_MW_Before Competition Groups_ECM MOTORS FOR EVAPORATOR FANS for refrigeration (WALK-IN)
Commercial | Com ¦ High R-Value Glass Doors/no-heat glass door | 2033 | Technical | MW | Before Competition Groups | 10.66 | 0 | 0 | 2992.7563 | 0.0035619 | 42 | Commercial_2033_Technical_MW_Before Competition Groups_42 | High R-Value Glass Doors/no-heat glass door | 0.3562% | 0 | 10.66 | Commercial_2033_Technical_MW_Before Competition Groups_High R-Value Glass Doors/no-heat glass door
Commercial | Com ¦ Occupancy Sensors | 2033 | Technical | MW | Before Competition Groups | 10.0798 | 0 | 0 | 2992.7563 | 0.0033681 | 43 | Commercial_2033_Technical_MW_Before Competition Groups_43 | Occupancy Sensors | 0.3368% | 0 | 10.0798 | Commercial_2033_Technical_MW_Before Competition Groups_Occupancy Sensors
Commercial | Com ¦ LED EXTERIOR AREA LIGHTS - LED fixture (200W) | 2033 | Economic | MW | Before Competition Groups | 6.7779 | 0 | 0 | 2067.9533 | 0.0032776 | 34 | Commercial_2033_Economic_MW_Before Competition Groups_34 | LED EXTERIOR AREA LIGHTS - LED fixture (200W) | 0.3278% | 0 | 6.7779 | Commercial_2033_Economic_MW_Before Competition Groups_LED EXTERIOR AREA LIGHTS - LED fixture (200W)
Commercial | Com ¦ Freezer Case Light Sensor | 2033 | Technical | MW | Before Competition Groups | 9.7209 | 0 | 0 | 2992.7563 | 0.0032481 | 44 | Commercial_2033_Technical_MW_Before Competition Groups_44 | Freezer Case Light Sensor | 0.3248% | 0 | 9.7209 | Commercial_2033_Technical_MW_Before Competition Groups_Freezer Case Light Sensor
Commercial | Com ¦ Water Source Heat Pump (4 ton) | 2033 | Economic | MW | Before Competition Groups | 6.5902 | 0 | 0 | 2067.9533 | 0.0031868 | 35 | Commercial_2033_Economic_MW_Before Competition Groups_35 | Water Source Heat Pump (4 ton) | 0.3187% | 0 | 6.5902 | Commercial_2033_Economic_MW_Before Competition Groups_Water Source Heat Pump (4 ton)
Commercial | Com ¦ Evaporator Fan Controls | 2033 | Technical | MW | Before Competition Groups | 9.4689 | 0 | 0 | 2992.7563 | 0.003164 | 45 | Commercial_2033_Technical_MW_Before Competition Groups_45 | Evaporator Fan Controls | 0.3164% | 0 | 9.4689 | Commercial_2033_Technical_MW_Before Competition Groups_Evaporator Fan Controls
Commercial | Com ¦ LED parking lot fixture | 2033 | Economic | MW | Before Competition Groups | 6.4636 | 0 | 0 | 2067.9533 | 0.0031256 | 36 | Commercial_2033_Economic_MW_Before Competition Groups_36 | LED parking lot fixture | 0.3126% | 0 | 6.4636 | Commercial_2033_Economic_MW_Before Competition Groups_LED parking lot fixture
Commercial | Com ¦ Water Source Heat Pump (4 ton) | 2033 | Achievable | MW | Before Competition Groups | 3.7216 | 0 | 0 | 1227.0887 | 0.0030328 | 33 | Commercial_2033_Achievable_MW_Before Competition Groups_33 | Water Source Heat Pump (4 ton) | 0.3033% | 0 | 3.7216 | Commercial_2033_Achievable_MW_Before Competition Groups_Water Source Heat Pump (4 ton)
Commercial | Com ¦ ENERGY STAR Griddle (74% eff) | 2033 | Achievable | MW | Before Competition Groups | 3.6484 | 0 | 0 | 1227.0887 | 0.0029732 | 34 | Commercial_2033_Achievable_MW_Before Competition Groups_34 | ENERGY STAR Griddle (74% eff) | 0.2973% | 0 | 3.6484 | Commercial_2033_Achievable_MW_Before Competition Groups_ENERGY STAR Griddle (74% eff)
Commercial | Com ¦ ENERGY STAR FREEZER | 2033 | Economic | MW | Before Competition Groups | 6.0428 | 0 | 0 | 2067.9533 | 0.0029221 | 37 | Commercial_2033_Economic_MW_Before Competition Groups_37 | ENERGY STAR FREEZER | 0.2922% | 0 | 6.0428 | Commercial_2033_Economic_MW_Before Competition Groups_ENERGY STAR FREEZER
Commercial | Com ¦ LED street light fixture | 2033 | Achievable | MW | Before Competition Groups | 3.5855 | 0 | 0 | 1227.0887 | 0.002922 | 35 | Commercial_2033_Achievable_MW_Before Competition Groups_35 | LED street light fixture | 0.2922% | 0 | 3.5855 | Commercial_2033_Achievable_MW_Before Competition Groups_LED street light fixture
Commercial | Com ¦ ENERGY STAR Griddle (74% eff) | 2033 | Economic | MW | Before Competition Groups | 5.9028 | 0 | 0 | 2067.9533 | 0.0028544 | 38 | Commercial_2033_Economic_MW_Before Competition Groups_38 | ENERGY STAR Griddle (74% eff) | 0.2854% | 0 | 5.9028 | Commercial_2033_Economic_MW_Before Competition Groups_ENERGY STAR Griddle (74% eff)
Commercial | Com ¦ Duct Insulation, R8 | 2033 | Economic | MW | Before Competition Groups | 5.651 | 0 | 0 | 2067.9533 | 0.0027327 | 39 | Commercial_2033_Economic_MW_Before Competition Groups_39 | Duct Insulation, R8 | 0.2733% | 0 | 5.651 | Commercial_2033_Economic_MW_Before Competition Groups_Duct Insulation, R8
Commercial | Com ¦ Variable Refrigerant Flow Heat Pump | 2033 | Economic | MW | Before Competition Groups | 5.5499 | 0 | 0 | 2067.9533 | 0.0026838 | 40 | Commercial_2033_Economic_MW_Before Competition Groups_40 | Variable Refrigerant Flow Heat Pump | 0.2684% | 0 | 5.5499 | Commercial_2033_Economic_MW_Before Competition Groups_Variable Refrigerant Flow Heat Pump
Commercial | Com ¦ Water Source Heat Pump (4 ton) | 2033 | Technical | MW | Before Competition Groups | 7.9916 | 0 | 0 | 2992.7563 | 0.0026703 | 46 | Commercial_2033_Technical_MW_Before Competition Groups_46 | Water Source Heat Pump (4 ton) | 0.267% | 0 | 7.9916 | Commercial_2033_Technical_MW_Before Competition Groups_Water Source Heat Pump (4 ton)
Commercial | Com ¦ BEVERAGE VENDING MACHINE CONTROLS | 2033 | Achievable | MW | Before Competition Groups | 3.124 | 0 | 0 | 1227.0887 | 0.0025458 | 36 | Commercial_2033_Achievable_MW_Before Competition Groups_36 | BEVERAGE VENDING MACHINE CONTROLS | 0.2546% | 0 | 3.124 | Commercial_2033_Achievable_MW_Before Competition Groups_BEVERAGE VENDING MACHINE CONTROLS
Commercial | Com ¦ Temperature Adjustment in Commercial Freezers | 2033 | Achievable | MW | Before Competition Groups | 3.0012 | 0 | 0 | 1227.0887 | 0.0024458 | 37 | Commercial_2033_Achievable_MW_Before Competition Groups_37 | Temperature Adjustment in Commercial Freezers | 0.2446% | 0 | 3.0012 | Commercial_2033_Achievable_MW_Before Competition Groups_Temperature Adjustment in Commercial Freezers
Commercial | Com ¦ Elec Storage WH 2.30 Et | 2033 | Economic | MW | Before Competition Groups | 5.0546 | 0 | 0 | 2067.9533 | 0.0024443 | 41 | Commercial_2033_Economic_MW_Before Competition Groups_41 | Elec Storage WH 2.30 Et | 0.2444% | 0 | 5.0546 | Commercial_2033_Economic_MW_Before Competition Groups_Elec Storage WH 2.30 Et
Commercial | Com ¦ Condensing Make Up Air Unit | 2033 | Achievable | MW | Before Competition Groups | 2.9123 | 0 | 0 | 1227.0887 | 0.0023734 | 38 | Commercial_2033_Achievable_MW_Before Competition Groups_38 | Condensing Make Up Air Unit | 0.2373% | 0 | 2.9123 | Commercial_2033_Achievable_MW_Before Competition Groups_Condensing Make Up Air Unit
Commercial | Com ¦ Condensing Make Up Air Unit | 2033 | Economic | MW | Before Competition Groups | 4.8873 | 0 | 0 | 2067.9533 | 0.0023633 | 42 | Commercial_2033_Economic_MW_Before Competition Groups_42 | Condensing Make Up Air Unit | 0.2363% | 0 | 4.8873 | Commercial_2033_Economic_MW_Before Competition Groups_Condensing Make Up Air Unit
Commercial | Com ¦ ENERGY STAR Refrigerator | 2033 | Technical | MW | Before Competition Groups | 7.0557 | 0 | 0 | 2992.7563 | 0.0023576 | 47 | Commercial_2033_Technical_MW_Before Competition Groups_47 | ENERGY STAR Refrigerator | 0.2358% | 0 | 7.0557 | Commercial_2033_Technical_MW_Before Competition Groups_ENERGY STAR Refrigerator
Commercial | Com ¦ BEVERAGE VENDING MACHINE CONTROLS | 2033 | Economic | MW | Before Competition Groups | 4.8325 | 0 | 0 | 2067.9533 | 0.0023369 | 43 | Commercial_2033_Economic_MW_Before Competition Groups_43 | BEVERAGE VENDING MACHINE CONTROLS | 0.2337% | 0 | 4.8325 | Commercial_2033_Economic_MW_Before Competition Groups_BEVERAGE VENDING MACHINE CONTROLS
Commercial | Com ¦ Elec Storage WH 2.30 Et | 2033 | Achievable | MW | Before Competition Groups | 2.814 | 0 | 0 | 1227.0887 | 0.0022932 | 39 | Commercial_2033_Achievable_MW_Before Competition Groups_39 | Elec Storage WH 2.30 Et | 0.2293% | 0 | 2.814 | Commercial_2033_Achievable_MW_Before Competition Groups_Elec Storage WH 2.30 Et
Commercial | Com ¦ LED EXTERIOR AREA LIGHTS - LED fixture (200W) | 2033 | Technical | MW | Before Competition Groups | 6.7779 | 0 | 0 | 2992.7563 | 0.0022648 | 48 | Commercial_2033_Technical_MW_Before Competition Groups_48 | LED EXTERIOR AREA LIGHTS - LED fixture (200W) | 0.2265% | 0 | 6.7779 | Commercial_2033_Technical_MW_Before Competition Groups_LED EXTERIOR AREA LIGHTS - LED fixture (200W)
Commercial | Com ¦ Refrigeration Commissioning | 2033 | Technical | MW | Before Competition Groups | 6.6091 | 0 | 0 | 2992.7563 | 0.0022084 | 49 | Commercial_2033_Technical_MW_Before Competition Groups_49 | Refrigeration Commissioning | 0.2208% | 0 | 6.6091 | Commercial_2033_Technical_MW_Before Competition Groups_Refrigeration Commissioning
Commercial | Com ¦ Occupancy Sensors | 2033 | Achievable | MW | Before Competition Groups | 2.6761 | 0 | 0 | 1227.0887 | 0.0021809 | 40 | Commercial_2033_Achievable_MW_Before Competition Groups_40 | Occupancy Sensors | 0.2181% | 0 | 2.6761 | Commercial_2033_Achievable_MW_Before Competition Groups_Occupancy Sensors
Commercial | Com ¦ LED parking lot fixture | 2033 | Technical | MW | Before Competition Groups | 6.4636 | 0 | 0 | 2992.7563 | 0.0021598 | 50 | Commercial_2033_Technical_MW_Before Competition Groups_50 | LED parking lot fixture | 0.216% | 0 | 6.4636 | Commercial_2033_Technical_MW_Before Competition Groups_LED parking lot fixture
Commercial | Com ¦ LED street light fixture | 2033 | Economic | MW | Before Competition Groups | 4.211 | 0 | 0 | 2067.9533 | 0.0020363 | 44 | Commercial_2033_Economic_MW_Before Competition Groups_44 | LED street light fixture | 0.2036% | 0 | 4.211 | Commercial_2033_Economic_MW_Before Competition Groups_LED street light fixture
Commercial | Com ¦ Vertical Night Covers | 2033 | Achievable | MW | Before Competition Groups | 2.4915 | 0 | 0 | 1227.0887 | 0.0020304 | 41 | Commercial_2033_Achievable_MW_Before Competition Groups_41 | Vertical Night Covers | 0.203% | 0 | 2.4915 | Commercial_2033_Achievable_MW_Before Competition Groups_Vertical Night Covers
Commercial | Com ¦ CO Sensors for parking garage exhaust fans | 2033 | Achievable | MW | Before Competition Groups | 2.4492 | 0 | 0 | 1227.0887 | 0.001996 | 42 | Commercial_2033_Achievable_MW_Before Competition Groups_42 | CO Sensors for parking garage exhaust fans | 0.1996% | 0 | 2.4492 | Commercial_2033_Achievable_MW_Before Competition Groups_CO Sensors for parking garage exhaust fans
Commercial | Com ¦ Energy Efficient Laboratory Fume Hood | 2033 | Achievable | MW | Before Competition Groups | 2.4367 | 0 | 0 | 1227.0887 | 0.0019857 | 43 | Commercial_2033_Achievable_MW_Before Competition Groups_43 | Energy Efficient Laboratory Fume Hood | 0.1986% | 0 | 2.4367 | Commercial_2033_Achievable_MW_Before Competition Groups_Energy Efficient Laboratory Fume Hood
Commercial | Com ¦ ENERGY STAR Griddle (74% eff) | 2033 | Technical | MW | Before Competition Groups | 5.9028 | 0 | 0 | 2992.7563 | 0.0019724 | 51 | Commercial_2033_Technical_MW_Before Competition Groups_51 | ENERGY STAR Griddle (74% eff) | 0.1972% | 0 | 5.9028 | Commercial_2033_Technical_MW_Before Competition Groups_ENERGY STAR Griddle (74% eff)
Commercial | Com ¦ Condensing Make Up Air Unit | 2033 | Technical | MW | Before Competition Groups | 5.7659 | 0 | 0 | 2992.7563 | 0.0019266 | 52 | Commercial_2033_Technical_MW_Before Competition Groups_52 | Condensing Make Up Air Unit | 0.1927% | 0 | 5.7659 | Commercial_2033_Technical_MW_Before Competition Groups_Condensing Make Up Air Unit
Commercial | Com ¦ Duct Insulation, R8 | 2033 | Technical | MW | Before Competition Groups | 5.651 | 0 | 0 | 2992.7563 | 0.0018882 | 53 | Commercial_2033_Technical_MW_Before Competition Groups_53 | Duct Insulation, R8 | 0.1888% | 0 | 5.651 | Commercial_2033_Technical_MW_Before Competition Groups_Duct Insulation, R8
Commercial | Com ¦ Super-High Efficiency Furnaces (Emerging Tech) | 2033 | Technical | MW | Before Competition Groups | 5.494 | 0 | 0 | 2992.7563 | 0.0018358 | 54 | Commercial_2033_Technical_MW_Before Competition Groups_54 | Super-High Efficiency Furnaces (Emerging Tech) | 0.1836% | 0 | 5.494 | Commercial_2033_Technical_MW_Before Competition Groups_Super-High Efficiency Furnaces (Emerging Tech)
Commercial | Com ¦ Elec Storage WH 2.30 Et | 2033 | Technical | MW | Before Competition Groups | 5.0546 | 0 | 0 | 2992.7563 | 0.001689 | 55 | Commercial_2033_Technical_MW_Before Competition Groups_55 | Elec Storage WH 2.30 Et | 0.1689% | 0 | 5.0546 | Commercial_2033_Technical_MW_Before Competition Groups_Elec Storage WH 2.30 Et
Commercial | Com ¦ Temperature Adjustment in Commercial Freezers | 2033 | Economic | MW | Before Competition Groups | 3.4555 | 0 | 0 | 2067.9533 | 0.001671 | 45 | Commercial_2033_Economic_MW_Before Competition Groups_45 | Temperature Adjustment in Commercial Freezers | 0.1671% | 0 | 3.4555 | Commercial_2033_Economic_MW_Before Competition Groups_Temperature Adjustment in Commercial Freezers
Commercial | Com ¦ BEVERAGE VENDING MACHINE CONTROLS | 2033 | Technical | MW | Before Competition Groups | 4.8325 | 0 | 0 | 2992.7563 | 0.0016147 | 56 | Commercial_2033_Technical_MW_Before Competition Groups_56 | BEVERAGE VENDING MACHINE CONTROLS | 0.1615% | 0 | 4.8325 | Commercial_2033_Technical_MW_Before Competition Groups_BEVERAGE VENDING MACHINE CONTROLS
Commercial | Com ¦ CO Sensors for parking garage exhaust fans | 2033 | Economic | MW | Before Competition Groups | 3.2463 | 0 | 0 | 2067.9533 | 0.0015698 | 46 | Commercial_2033_Economic_MW_Before Competition Groups_46 | CO Sensors for parking garage exhaust fans | 0.157% | 0 | 3.2463 | Commercial_2033_Economic_MW_Before Competition Groups_CO Sensors for parking garage exhaust fans
Commercial | Com ¦ Water Heating (DHW) Pipe Insulation (Add 3/4\ Foam)" | 2033 | Achievable | MW | Before Competition Groups | 1.8868 | 0 | 0 | 1227.0887 | 0.0015376 | 44 | Commercial_2033_Achievable_MW_Before Competition Groups_44 | Water Heating (DHW) Pipe Insulation (Add 3/4\ Foam)" | 0.1538% | 0 | 1.8868 | Commercial_2033_Achievable_MW_Before Competition Groups_Water Heating (DHW) Pipe Insulation (Add 3/4\ Foam)"
Commercial | Com ¦ LED street light fixture | 2033 | Technical | MW | Before Competition Groups | 4.211 | 0 | 0 | 2992.7563 | 0.001407 | 57 | Commercial_2033_Technical_MW_Before Competition Groups_57 | LED street light fixture | 0.1407% | 0 | 4.211 | Commercial_2033_Technical_MW_Before Competition Groups_LED street light fixture
Commercial | Com ¦ Vertical Night Covers | 2033 | Economic | MW | Before Competition Groups | 2.8703 | 0 | 0 | 2067.9533 | 0.001388 | 47 | Commercial_2033_Economic_MW_Before Competition Groups_47 | Vertical Night Covers | 0.1388% | 0 | 2.8703 | Commercial_2033_Economic_MW_Before Competition Groups_Vertical Night Covers
Commercial | Com ¦ Energy Efficient Laboratory Fume Hood | 2033 | Economic | MW | Before Competition Groups | 2.779 | 0 | 0 | 2067.9533 | 0.0013438 | 48 | Commercial_2033_Economic_MW_Before Competition Groups_48 | Energy Efficient Laboratory Fume Hood | 0.1344% | 0 | 2.779 | Commercial_2033_Economic_MW_Before Competition Groups_Energy Efficient Laboratory Fume Hood
Commercial | Com ¦ Roof Insulation/Ceiling Insulation (R25 Code to R35) | 2033 | Technical | MW | Before Competition Groups | 3.9642 | 0 | 0 | 2992.7563 | 0.0013246 | 58 | Commercial_2033_Technical_MW_Before Competition Groups_58 | Roof Insulation/Ceiling Insulation (R25 Code to R35) | 0.1325% | 0 | 3.9642 | Commercial_2033_Technical_MW_Before Competition Groups_Roof Insulation/Ceiling Insulation (R25 Code to R35)
Commercial | Com ¦ Outside Air Economizer | 2033 | Achievable | MW | Before Competition Groups | 1.5703 | 0 | 0 | 1227.0887 | 0.0012797 | 45 | Commercial_2033_Achievable_MW_Before Competition Groups_45 | Outside Air Economizer | 0.128% | 0 | 1.5703 | Commercial_2033_Achievable_MW_Before Competition Groups_Outside Air Economizer
Commercial | Com ¦ Temperature Adjustment in Commercial Freezers | 2033 | Technical | MW | Before Competition Groups | 3.4555 | 0 | 0 | 2992.7563 | 0.0011546 | 59 | Commercial_2033_Technical_MW_Before Competition Groups_59 | Temperature Adjustment in Commercial Freezers | 0.1155% | 0 | 3.4555 | Commercial_2033_Technical_MW_Before Competition Groups_Temperature Adjustment in Commercial Freezers
Commercial | Com ¦ Door Gasket Freezer/Refrigerator | 2033 | Achievable | MW | Before Competition Groups | 1.3949 | 0 | 0 | 1227.0887 | 0.0011368 | 46 | Commercial_2033_Achievable_MW_Before Competition Groups_46 | Door Gasket Freezer/Refrigerator | 0.1137% | 0 | 1.3949 | Commercial_2033_Achievable_MW_Before Competition Groups_Door Gasket Freezer/Refrigerator
Commercial | Com ¦ Anti-sweat heat (ASH) controls - Cooler/Freezer | 2033 | Technical | MW | Before Competition Groups | 3.3321 | 0 | 0 | 2992.7563 | 0.0011134 | 60 | Commercial_2033_Technical_MW_Before Competition Groups_60 | Anti-sweat heat (ASH) controls - Cooler/Freezer | 0.1113% | 0 | 3.3321 | Commercial_2033_Technical_MW_Before Competition Groups_Anti-sweat heat (ASH) controls - Cooler/Freezer
Commercial | Com ¦ CO Sensors for parking garage exhaust fans | 2033 | Technical | MW | Before Competition Groups | 3.2463 | 0 | 0 | 2992.7563 | 0.0010847 | 61 | Commercial_2033_Technical_MW_Before Competition Groups_61 | CO Sensors for parking garage exhaust fans | 0.1085% | 0 | 3.2463 | Commercial_2033_Technical_MW_Before Competition Groups_CO Sensors for parking garage exhaust fans
Commercial | Com ¦ Suction Pipe Insulation Freezer/Refrigerator | 2033 | Achievable | MW | Before Competition Groups | 1.2918 | 0 | 0 | 1227.0887 | 0.0010527 | 47 | Commercial_2033_Achievable_MW_Before Competition Groups_47 | Suction Pipe Insulation Freezer/Refrigerator | 0.1053% | 0 | 1.2918 | Commercial_2033_Achievable_MW_Before Competition Groups_Suction Pipe Insulation Freezer/Refrigerator
Commercial | Com ¦ Water Heating (DHW) Pipe Insulation (Add 3/4\ Foam)" | 2033 | Economic | MW | Before Competition Groups | 2.1662 | 0 | 0 | 2067.9533 | 0.0010475 | 49 | Commercial_2033_Economic_MW_Before Competition Groups_49 | Water Heating (DHW) Pipe Insulation (Add 3/4\ Foam)" | 0.1047% | 0 | 2.1662 | Commercial_2033_Economic_MW_Before Competition Groups_Water Heating (DHW) Pipe Insulation (Add 3/4\ Foam)"
Commercial | Com ¦ Vertical Night Covers | 2033 | Technical | MW | Before Competition Groups | 2.8703 | 0 | 0 | 2992.7563 | 0.00095909 | 62 | Commercial_2033_Technical_MW_Before Competition Groups_62 | Vertical Night Covers | 0.09591% | 0 | 2.8703 | Commercial_2033_Technical_MW_Before Competition Groups_Vertical Night Covers
Commercial | Com ¦ Energy Efficient Laboratory Fume Hood | 2033 | Technical | MW | Before Competition Groups | 2.779 | 0 | 0 | 2992.7563 | 0.00092858 | 63 | Commercial_2033_Technical_MW_Before Competition Groups_63 | Energy Efficient Laboratory Fume Hood | 0.09286% | 0 | 2.779 | Commercial_2033_Technical_MW_Before Competition Groups_Energy Efficient Laboratory Fume Hood
Commercial | Com ¦ Outside Air Economizer | 2033 | Economic | MW | Before Competition Groups | 1.8835 | 0 | 0 | 2067.9533 | 0.0009108 | 50 | Commercial_2033_Economic_MW_Before Competition Groups_50 | Outside Air Economizer | 0.09108% | 0 | 1.8835 | Commercial_2033_Economic_MW_Before Competition Groups_Outside Air Economizer
Commercial | Com ¦ ENERGY STAR Fryer (84% eff) | 2033 | Achievable | MW | Before Competition Groups | 1.0926 | 0 | 0 | 1227.0887 | 0.00089042 | 48 | Commercial_2033_Achievable_MW_Before Competition Groups_48 | ENERGY STAR Fryer (84% eff) | 0.08904% | 0 | 1.0926 | Commercial_2033_Achievable_MW_Before Competition Groups_ENERGY STAR Fryer (84% eff)
Commercial | Com ¦ ENERGY STAR Fryer (84% eff) | 2033 | Economic | MW | Before Competition Groups | 1.7305 | 0 | 0 | 2067.9533 | 0.00083683 | 51 | Commercial_2033_Economic_MW_Before Competition Groups_51 | ENERGY STAR Fryer (84% eff) | 0.08368% | 0 | 1.7305 | Commercial_2033_Economic_MW_Before Competition Groups_ENERGY STAR Fryer (84% eff)
Commercial | Com ¦ Water Heating (DHW) Pipe Insulation (Add 3/4\ Foam)" | 2033 | Technical | MW | Before Competition Groups | 2.1662 | 0 | 0 | 2992.7563 | 0.0007238 | 64 | Commercial_2033_Technical_MW_Before Competition Groups_64 | Water Heating (DHW) Pipe Insulation (Add 3/4\ Foam)" | 0.07238% | 0 | 2.1662 | Commercial_2033_Technical_MW_Before Competition Groups_Water Heating (DHW) Pipe Insulation (Add 3/4\ Foam)"
Commercial | Com ¦ Suction Pipe Insulation Freezer/Refrigerator | 2033 | Economic | MW | Before Competition Groups | 1.4869 | 0 | 0 | 2067.9533 | 0.000719 | 52 | Commercial_2033_Economic_MW_Before Competition Groups_52 | Suction Pipe Insulation Freezer/Refrigerator | 0.0719% | 0 | 1.4869 | Commercial_2033_Economic_MW_Before Competition Groups_Suction Pipe Insulation Freezer/Refrigerator
Commercial | Com ¦ ENERGY STAR Dishwasher | 2033 | Economic | MW | Before Competition Groups | 1.4038 | 0 | 0 | 2067.9533 | 0.00067881 | 53 | Commercial_2033_Economic_MW_Before Competition Groups_53 | ENERGY STAR Dishwasher | 0.06788% | 0 | 1.4038 | Commercial_2033_Economic_MW_Before Competition Groups_ENERGY STAR Dishwasher
Commercial | Com ¦ Outside Air Economizer | 2033 | Technical | MW | Before Competition Groups | 1.8835 | 0 | 0 | 2992.7563 | 0.00062935 | 65 | Commercial_2033_Technical_MW_Before Competition Groups_65 | Outside Air Economizer | 0.06294% | 0 | 1.8835 | Commercial_2033_Technical_MW_Before Competition Groups_Outside Air Economizer
Commercial | Com ¦ ENERGY STAR Fryer (84% eff) | 2033 | Technical | MW | Before Competition Groups | 1.7305 | 0 | 0 | 2992.7563 | 0.00057824 | 66 | Commercial_2033_Technical_MW_Before Competition Groups_66 | ENERGY STAR Fryer (84% eff) | 0.05782% | 0 | 1.7305 | Commercial_2033_Technical_MW_Before Competition Groups_ENERGY STAR Fryer (84% eff)
Commercial | Com ¦ ENERGY STAR FREEZER | 2033 | Achievable | MW | Before Competition Groups | 0.68377 | 0 | 0 | 1227.0887 | 0.00055723 | 49 | Commercial_2033_Achievable_MW_Before Competition Groups_49 | ENERGY STAR FREEZER | 0.05572% | 0 | 0.68377 | Commercial_2033_Achievable_MW_Before Competition Groups_ENERGY STAR FREEZER
Commercial | Com ¦ ENERGY STAR Steam Cookers | 2033 | Achievable | MW | Before Competition Groups | 0.6833 | 0 | 0 | 1227.0887 | 0.00055685 | 50 | Commercial_2033_Achievable_MW_Before Competition Groups_50 | ENERGY STAR Steam Cookers | 0.05568% | 0 | 0.6833 | Commercial_2033_Achievable_MW_Before Competition Groups_ENERGY STAR Steam Cookers
Commercial | Com ¦ ENERGY STAR Steam Cookers | 2033 | Economic | MW | Before Competition Groups | 1.1082 | 0 | 0 | 2067.9533 | 0.00053591 | 54 | Commercial_2033_Economic_MW_Before Competition Groups_54 | ENERGY STAR Steam Cookers | 0.05359% | 0 | 1.1082 | Commercial_2033_Economic_MW_Before Competition Groups_ENERGY STAR Steam Cookers
Commercial | Com ¦ Thermostat Setback | 2033 | Achievable | MW | Before Competition Groups | 0.62155 | 0 | 0 | 1227.0887 | 0.00050652 | 51 | Commercial_2033_Achievable_MW_Before Competition Groups_51 | Thermostat Setback | 0.05065% | 0 | 0.62155 | Commercial_2033_Achievable_MW_Before Competition Groups_Thermostat Setback
Commercial | Com ¦ Suction Pipe Insulation Freezer/Refrigerator | 2033 | Technical | MW | Before Competition Groups | 1.4869 | 0 | 0 | 2992.7563 | 0.00049682 | 67 | Commercial_2033_Technical_MW_Before Competition Groups_67 | Suction Pipe Insulation Freezer/Refrigerator | 0.04968% | 0 | 1.4869 | Commercial_2033_Technical_MW_Before Competition Groups_Suction Pipe Insulation Freezer/Refrigerator
Commercial | Com ¦ Ozone Laundry Treatment | 2033 | Achievable | MW | Before Competition Groups | 0.59907 | 0 | 0 | 1227.0887 | 0.0004882 | 52 | Commercial_2033_Achievable_MW_Before Competition Groups_52 | Ozone Laundry Treatment | 0.04882% | 0 | 0.59907 | Commercial_2033_Achievable_MW_Before Competition Groups_Ozone Laundry Treatment
Commercial | Com ¦ Room AC (w/ louvered sides) 14 SEER from 12 SEER code | 2033 | Technical | MW | Before Competition Groups | 1.4559 | 0 | 0 | 2992.7563 | 0.00048646 | 68 | Commercial_2033_Technical_MW_Before Competition Groups_68 | Room AC (w/ louvered sides) 14 SEER from 12 SEER code | 0.04865% | 0 | 1.4559 | Commercial_2033_Technical_MW_Before Competition Groups_Room AC (w/ louvered sides) 14 SEER from 12 SEER code
Commercial | Com ¦ High Efficiency Small Instantaneous Water Heater | 2033 | Technical | MW | Before Competition Groups | 1.4396 | 0 | 0 | 2992.7563 | 0.00048104 | 69 | Commercial_2033_Technical_MW_Before Competition Groups_69 | High Efficiency Small Instantaneous Water Heater | 0.0481% | 0 | 1.4396 | Commercial_2033_Technical_MW_Before Competition Groups_High Efficiency Small Instantaneous Water Heater
Commercial | Com ¦ ENERGY STAR Dishwasher | 2033 | Technical | MW | Before Competition Groups | 1.4038 | 0 | 0 | 2992.7563 | 0.00046905 | 70 | Commercial_2033_Technical_MW_Before Competition Groups_70 | ENERGY STAR Dishwasher | 0.04691% | 0 | 1.4038 | Commercial_2033_Technical_MW_Before Competition Groups_ENERGY STAR Dishwasher
Commercial | Com ¦ LED RECESSED DOWNLIGHTS | 2033 | Technical | MW | Before Competition Groups | 1.3603 | 0 | 0 | 2992.7563 | 0.00045453 | 71 | Commercial_2033_Technical_MW_Before Competition Groups_71 | LED RECESSED DOWNLIGHTS | 0.04545% | 0 | 1.3603 | Commercial_2033_Technical_MW_Before Competition Groups_LED RECESSED DOWNLIGHTS
Commercial | Com ¦ ENERGY STAR Dishwasher | 2033 | Achievable | MW | Before Competition Groups | 0.55456 | 0 | 0 | 1227.0887 | 0.00045193 | 53 | Commercial_2033_Achievable_MW_Before Competition Groups_53 | ENERGY STAR Dishwasher | 0.04519% | 0 | 0.55456 | Commercial_2033_Achievable_MW_Before Competition Groups_ENERGY STAR Dishwasher
Commercial | Com ¦ Evaporator Coil Defrost (Cooler) | 2033 | Technical | MW | Before Competition Groups | 1.266 | 0 | 0 | 2992.7563 | 0.00042301 | 72 | Commercial_2033_Technical_MW_Before Competition Groups_72 | Evaporator Coil Defrost (Cooler) | 0.0423% | 0 | 1.266 | Commercial_2033_Technical_MW_Before Competition Groups_Evaporator Coil Defrost (Cooler)
Commercial | Com ¦ Ozone Laundry Treatment | 2033 | Economic | MW | Before Competition Groups | 0.78047 | 0 | 0 | 2067.9533 | 0.00037741 | 55 | Commercial_2033_Economic_MW_Before Competition Groups_55 | Ozone Laundry Treatment | 0.03774% | 0 | 0.78047 | Commercial_2033_Economic_MW_Before Competition Groups_Ozone Laundry Treatment
Commercial | Com ¦ ENERGY STAR Steam Cookers | 2033 | Technical | MW | Before Competition Groups | 1.1082 | 0 | 0 | 2992.7563 | 0.00037031 | 73 | Commercial_2033_Technical_MW_Before Competition Groups_73 | ENERGY STAR Steam Cookers | 0.03703% | 0 | 1.1082 | Commercial_2033_Technical_MW_Before Competition Groups_ENERGY STAR Steam Cookers
Commercial | Com ¦ High Efficiency Small Instantaneous Water Heater | 2033 | Economic | MW | Before Competition Groups | 0.76352 | 0 | 0 | 2067.9533 | 0.00036922 | 56 | Commercial_2033_Economic_MW_Before Competition Groups_56 | High Efficiency Small Instantaneous Water Heater | 0.03692% | 0 | 0.76352 | Commercial_2033_Economic_MW_Before Competition Groups_High Efficiency Small Instantaneous Water Heater
Commercial | Com ¦ Thermostat Setback | 2033 | Economic | MW | Before Competition Groups | 0.70595 | 0 | 0 | 2067.9533 | 0.00034138 | 57 | Commercial_2033_Economic_MW_Before Competition Groups_57 | Thermostat Setback | 0.03414% | 0 | 0.70595 | Commercial_2033_Economic_MW_Before Competition Groups_Thermostat Setback
Commercial | Com ¦ Ozone Laundry Treatment | 2033 | Technical | MW | Before Competition Groups | 0.78047 | 0 | 0 | 2992.7563 | 0.00026078 | 74 | Commercial_2033_Technical_MW_Before Competition Groups_74 | Ozone Laundry Treatment | 0.02608% | 0 | 0.78047 | Commercial_2033_Technical_MW_Before Competition Groups_Ozone Laundry Treatment
Commercial | Com ¦ PTAC (12 EER/10,000 BTU) | 2033 | Economic | MW | Before Competition Groups | 0.5325 | 0 | 0 | 2067.9533 | 0.0002575 | 58 | Commercial_2033_Economic_MW_Before Competition Groups_58 | PTAC (12 EER/10,000 BTU) | 0.02575% | 0 | 0.5325 | Commercial_2033_Economic_MW_Before Competition Groups_PTAC (12 EER/10,000 BTU)
Commercial | Com ¦ Thermostat Setback | 2033 | Technical | MW | Before Competition Groups | 0.70595 | 0 | 0 | 2992.7563 | 0.00023589 | 75 | Commercial_2033_Technical_MW_Before Competition Groups_75 | Thermostat Setback | 0.02359% | 0 | 0.70595 | Commercial_2033_Technical_MW_Before Competition Groups_Thermostat Setback
Commercial | Com ¦ SYNCHRONOUS BELT | 2033 | Technical | MW | Before Competition Groups | 0.70209 | 0 | 0 | 2992.7563 | 0.00023459 | 76 | Commercial_2033_Technical_MW_Before Competition Groups_76 | SYNCHRONOUS BELT | 0.02346% | 0 | 0.70209 | Commercial_2033_Technical_MW_Before Competition Groups_SYNCHRONOUS BELT
Commercial | Com ¦ Wall Insulation | 2033 | Technical | MW | Before Competition Groups | 0.67786 | 0 | 0 | 2992.7563 | 0.0002265 | 77 | Commercial_2033_Technical_MW_Before Competition Groups_77 | Wall Insulation | 0.02265% | 0 | 0.67786 | Commercial_2033_Technical_MW_Before Competition Groups_Wall Insulation
Commercial | Com ¦ Solar Preheat Make up Air | 2033 | Technical | MW | Before Competition Groups | 0.67067 | 0 | 0 | 2992.7563 | 0.0002241 | 78 | Commercial_2033_Technical_MW_Before Competition Groups_78 | Solar Preheat Make up Air | 0.02241% | 0 | 0.67067 | Commercial_2033_Technical_MW_Before Competition Groups_Solar Preheat Make up Air
Commercial | Com ¦ ECM MOTORS FOR HVAC APPLICATION (FAN-POWERED VAV BOX) | 2033 | Achievable | MW | Before Competition Groups | 0.24694 | 0 | 0 | 1227.0887 | 0.00020124 | 54 | Commercial_2033_Achievable_MW_Before Competition Groups_54 | ECM MOTORS FOR HVAC APPLICATION (FAN-POWERED VAV BOX) | 0.02012% | 0 | 0.24694 | Commercial_2033_Achievable_MW_Before Competition Groups_ECM MOTORS FOR HVAC APPLICATION (FAN-POWERED VAV BOX)
Commercial | Com ¦ PTAC (12 EER/10,000 BTU) | 2033 | Technical | MW | Before Competition Groups | 0.59547 | 0 | 0 | 2992.7563 | 0.00019897 | 79 | Commercial_2033_Technical_MW_Before Competition Groups_79 | PTAC (12 EER/10,000 BTU) | 0.0199% | 0 | 0.59547 | Commercial_2033_Technical_MW_Before Competition Groups_PTAC (12 EER/10,000 BTU)
Commercial | Com ¦ PTAC (12 EER/10,000 BTU) | 2033 | Achievable | MW | Before Competition Groups | 0.22355 | 0 | 0 | 1227.0887 | 0.00018218 | 55 | Commercial_2033_Achievable_MW_Before Competition Groups_55 | PTAC (12 EER/10,000 BTU) | 0.01822% | 0 | 0.22355 | Commercial_2033_Achievable_MW_Before Competition Groups_PTAC (12 EER/10,000 BTU)
Commercial | Com ¦ Efficient compressor motor | 2033 | Technical | MW | Before Competition Groups | 0.51162 | 0 | 0 | 2992.7563 | 0.00017095 | 80 | Commercial_2033_Technical_MW_Before Competition Groups_80 | Efficient compressor motor | 0.0171% | 0 | 0.51162 | Commercial_2033_Technical_MW_Before Competition Groups_Efficient compressor motor
Commercial | Com ¦ Solar Water Preheat (Pools/DHW) | 2033 | Economic | MW | Before Competition Groups | 0.3449 | 0 | 0 | 2067.9533 | 0.00016678 | 59 | Commercial_2033_Economic_MW_Before Competition Groups_59 | Solar Water Preheat (Pools/DHW) | 0.01668% | 0 | 0.3449 | Commercial_2033_Economic_MW_Before Competition Groups_Solar Water Preheat (Pools/DHW)
Commercial | COM ¦ Ductless Mini-Split Heat Pumps | 2033 | Economic | MW | Before Competition Groups | 0.32946 | 0 | 0 | 2067.9533 | 0.00015932 | 60 | Commercial_2033_Economic_MW_Before Competition Groups_60 | Ductless Mini-Split Heat Pumps | 0.01593% | 0 | 0.32946 | Commercial_2033_Economic_MW_Before Competition Groups_Ductless Mini-Split Heat Pumps
Commercial | Com ¦ Indoor Daylight Sensors/Photocell Dimming Control | 2033 | Economic | MW | Before Competition Groups | 0.32725 | 0 | 0 | 2067.9533 | 0.00015825 | 61 | Commercial_2033_Economic_MW_Before Competition Groups_61 | Indoor Daylight Sensors/Photocell Dimming Control | 0.01582% | 0 | 0.32725 | Commercial_2033_Economic_MW_Before Competition Groups_Indoor Daylight Sensors/Photocell Dimming Control
Commercial | Com ¦ ECM MOTORS FOR HVAC APPLICATION (FAN-POWERED VAV BOX) | 2033 | Economic | MW | Before Competition Groups | 0.30945 | 0 | 0 | 2067.9533 | 0.00014964 | 62 | Commercial_2033_Economic_MW_Before Competition Groups_62 | ECM MOTORS FOR HVAC APPLICATION (FAN-POWERED VAV BOX) | 0.01496% | 0 | 0.30945 | Commercial_2033_Economic_MW_Before Competition Groups_ECM MOTORS FOR HVAC APPLICATION (FAN-POWERED VAV BOX)
Commercial | COM ¦ Ductless Mini-Split Heat Pumps | 2033 | Achievable | MW | Before Competition Groups | 0.17808 | 0 | 0 | 1227.0887 | 0.00014513 | 56 | Commercial_2033_Achievable_MW_Before Competition Groups_56 | Ductless Mini-Split Heat Pumps | 0.01451% | 0 | 0.17808 | Commercial_2033_Achievable_MW_Before Competition Groups_Ductless Mini-Split Heat Pumps
Commercial | Com ¦ Efficient compressor motor | 2033 | Economic | MW | Before Competition Groups | 0.28956 | 0 | 0 | 2067.9533 | 0.00014002 | 63 | Commercial_2033_Economic_MW_Before Competition Groups_63 | Efficient compressor motor | 0.014% | 0 | 0.28956 | Commercial_2033_Economic_MW_Before Competition Groups_Efficient compressor motor
Commercial | Com ¦ Door Gasket Freezer/Refrigerator | 2033 | Economic | MW | Before Competition Groups | 0.28665 | 0 | 0 | 2067.9533 | 0.00013861 | 64 | Commercial_2033_Economic_MW_Before Competition Groups_64 | Door Gasket Freezer/Refrigerator | 0.01386% | 0 | 0.28665 | Commercial_2033_Economic_MW_Before Competition Groups_Door Gasket Freezer/Refrigerator
Commercial | Com ¦ Notched V belts for HVAC Systems | 2033 | Technical | MW | Before Competition Groups | 0.35104 | 0 | 0 | 2992.7563 | 0.0001173 | 81 | Commercial_2033_Technical_MW_Before Competition Groups_81 | Notched V belts for HVAC Systems | 0.01173% | 0 | 0.35104 | Commercial_2033_Technical_MW_Before Competition Groups_Notched V belts for HVAC Systems
Commercial | Com ¦ Solar Water Preheat (Pools/DHW) | 2033 | Technical | MW | Before Competition Groups | 0.3449 | 0 | 0 | 2992.7563 | 0.00011524 | 82 | Commercial_2033_Technical_MW_Before Competition Groups_82 | Solar Water Preheat (Pools/DHW) | 0.01152% | 0 | 0.3449 | Commercial_2033_Technical_MW_Before Competition Groups_Solar Water Preheat (Pools/DHW)
Commercial | Com ¦ Auto Off Time Switch or Time Clock control | 2033 | Achievable | MW | Before Competition Groups | 0.13828 | 0 | 0 | 1227.0887 | 0.00011269 | 57 | Commercial_2033_Achievable_MW_Before Competition Groups_57 | Auto Off Time Switch or Time Clock control | 0.01127% | 0 | 0.13828 | Commercial_2033_Achievable_MW_Before Competition Groups_Auto Off Time Switch or Time Clock control
Commercial | COM ¦ Ductless Mini-Split Heat Pumps | 2033 | Technical | MW | Before Competition Groups | 0.32946 | 0 | 0 | 2992.7563 | 0.00011009 | 83 | Commercial_2033_Technical_MW_Before Competition Groups_83 | Ductless Mini-Split Heat Pumps | 0.01101% | 0 | 0.32946 | Commercial_2033_Technical_MW_Before Competition Groups_Ductless Mini-Split Heat Pumps
Commercial | Com ¦ High Efficiency Chiller (avg of water and air cooled) | 2033 | Technical | MW | Before Competition Groups | 0.32359 | 0 | 0 | 2992.7563 | 0.00010812 | 84 | Commercial_2033_Technical_MW_Before Competition Groups_84 | High Efficiency Chiller (avg of water and air cooled) | 0.01081% | 0 | 0.32359 | Commercial_2033_Technical_MW_Before Competition Groups_High Efficiency Chiller (avg of water and air cooled)
Commercial | Com ¦ Heat Pump Water Heater (50 Gallons) | 2033 | Technical | MW | Before Competition Groups | 0.32044 | 0 | 0 | 2992.7563 | 0.00010707 | 85 | Commercial_2033_Technical_MW_Before Competition Groups_85 | Heat Pump Water Heater (50 Gallons) | 0.01071% | 0 | 0.32044 | Commercial_2033_Technical_MW_Before Competition Groups_Heat Pump Water Heater (50 Gallons)
Commercial | Com ¦ Solar Water Preheat (Pools/DHW) | 2033 | Achievable | MW | Before Competition Groups | 0.13119 | 0 | 0 | 1227.0887 | 0.00010691 | 58 | Commercial_2033_Achievable_MW_Before Competition Groups_58 | Solar Water Preheat (Pools/DHW) | 0.01069% | 0 | 0.13119 | Commercial_2033_Achievable_MW_Before Competition Groups_Solar Water Preheat (Pools/DHW)
Commercial | Com ¦ Demand controlled Circulating Systems | 2033 | Achievable | MW | Before Competition Groups | 0.12894 | 0 | 0 | 1227.0887 | 0.00010508 | 59 | Commercial_2033_Achievable_MW_Before Competition Groups_59 | Demand controlled Circulating Systems | 0.01051% | 0 | 0.12894 | Commercial_2033_Achievable_MW_Before Competition Groups_Demand controlled Circulating Systems
Commercial | Com ¦ ECM MOTORS FOR HVAC APPLICATION (FAN-POWERED VAV BOX) | 2033 | Technical | MW | Before Competition Groups | 0.31054 | 0 | 0 | 2992.7563 | 0.00010376 | 86 | Commercial_2033_Technical_MW_Before Competition Groups_86 | ECM MOTORS FOR HVAC APPLICATION (FAN-POWERED VAV BOX) | 0.01038% | 0 | 0.31054 | Commercial_2033_Technical_MW_Before Competition Groups_ECM MOTORS FOR HVAC APPLICATION (FAN-POWERED VAV BOX)
Commercial | Com ¦ CEE Tier 2/Energy Star Clothes Washers | 2033 | Achievable | MW | Before Competition Groups | 0.11612 | 0 | 0 | 1227.0887 | 9.4634e-05 | 60 | Commercial_2033_Achievable_MW_Before Competition Groups_60 | CEE Tier 2/Energy Star Clothes Washers | 0.009463% | 0 | 0.11612 | Commercial_2033_Achievable_MW_Before Competition Groups_CEE Tier 2/Energy Star Clothes Washers
Commercial | Com ¦ Auto Off Time Switch or Time Clock control | 2033 | Economic | MW | Before Competition Groups | 0.1895 | 0 | 0 | 2067.9533 | 9.1638e-05 | 65 | Commercial_2033_Economic_MW_Before Competition Groups_65 | Auto Off Time Switch or Time Clock control | 0.009164% | 0 | 0.1895 | Commercial_2033_Economic_MW_Before Competition Groups_Auto Off Time Switch or Time Clock control
Commercial | Com ¦ Commercial Hot Food Holding Cabinets | 2033 | Technical | MW | Before Competition Groups | 0.25814 | 0 | 0 | 2992.7563 | 8.6256e-05 | 87 | Commercial_2033_Technical_MW_Before Competition Groups_87 | Commercial Hot Food Holding Cabinets | 0.008626% | 0 | 0.25814 | Commercial_2033_Technical_MW_Before Competition Groups_Commercial Hot Food Holding Cabinets
Commercial | Com ¦ Notched V belts for HVAC Systems | 2033 | Economic | MW | Before Competition Groups | 0.17526 | 0 | 0 | 2067.9533 | 8.4752e-05 | 66 | Commercial_2033_Economic_MW_Before Competition Groups_66 | Notched V belts for HVAC Systems | 0.008475% | 0 | 0.17526 | Commercial_2033_Economic_MW_Before Competition Groups_Notched V belts for HVAC Systems
Commercial | Com ¦ HVAC Optimization | 2033 | Technical | MW | Before Competition Groups | 0.2499 | 0 | 0 | 2992.7563 | 8.3503e-05 | 88 | Commercial_2033_Technical_MW_Before Competition Groups_88 | HVAC Optimization | 0.00835% | 0 | 0.2499 | Commercial_2033_Technical_MW_Before Competition Groups_HVAC Optimization
Commercial | Com ¦ CEE Tier 2/Energy Star Clothes Washers | 2033 | Economic | MW | Before Competition Groups | 0.16214 | 0 | 0 | 2067.9533 | 7.8406e-05 | 67 | Commercial_2033_Economic_MW_Before Competition Groups_67 | CEE Tier 2/Energy Star Clothes Washers | 0.007841% | 0 | 0.16214 | Commercial_2033_Economic_MW_Before Competition Groups_CEE Tier 2/Energy Star Clothes Washers
Commercial | Com ¦ HVAC Optimization | 2033 | Achievable | MW | Before Competition Groups | 0.093004 | 0 | 0 | 1227.0887 | 7.5792e-05 | 61 | Commercial_2033_Achievable_MW_Before Competition Groups_61 | HVAC Optimization | 0.007579% | 0 | 0.093004 | Commercial_2033_Achievable_MW_Before Competition Groups_HVAC Optimization
Commercial | Com ¦ HVAC Optimization | 2033 | Economic | MW | Before Competition Groups | 0.15087 | 0 | 0 | 2067.9533 | 7.2957e-05 | 68 | Commercial_2033_Economic_MW_Before Competition Groups_68 | HVAC Optimization | 0.007296% | 0 | 0.15087 | Commercial_2033_Economic_MW_Before Competition Groups_HVAC Optimization
Commercial | Com ¦ Demand controlled Circulating Systems | 2033 | Economic | MW | Before Competition Groups | 0.14334 | 0 | 0 | 2067.9533 | 6.9316e-05 | 69 | Commercial_2033_Economic_MW_Before Competition Groups_69 | Demand controlled Circulating Systems | 0.006932% | 0 | 0.14334 | Commercial_2033_Economic_MW_Before Competition Groups_Demand controlled Circulating Systems
Commercial | Com ¦ Auto Off Time Switch or Time Clock control | 2033 | Technical | MW | Before Competition Groups | 0.1895 | 0 | 0 | 2992.7563 | 6.332e-05 | 89 | Commercial_2033_Technical_MW_Before Competition Groups_89 | Auto Off Time Switch or Time Clock control | 0.006332% | 0 | 0.1895 | Commercial_2033_Technical_MW_Before Competition Groups_Auto Off Time Switch or Time Clock control
Commercial | Com ¦ Low Flow Pre-Rinse Spray Nozzle | 2033 | Achievable | MW | Before Competition Groups | 0.070551 | 0 | 0 | 1227.0887 | 5.7495e-05 | 62 | Commercial_2033_Achievable_MW_Before Competition Groups_62 | Low Flow Pre-Rinse Spray Nozzle | 0.005749% | 0 | 0.070551 | Commercial_2033_Achievable_MW_Before Competition Groups_Low Flow Pre-Rinse Spray Nozzle
Commercial | Com ¦ CEE Tier 2/Energy Star Clothes Washers | 2033 | Technical | MW | Before Competition Groups | 0.16214 | 0 | 0 | 2992.7563 | 5.4177e-05 | 90 | Commercial_2033_Technical_MW_Before Competition Groups_90 | CEE Tier 2/Energy Star Clothes Washers | 0.005418% | 0 | 0.16214 | Commercial_2033_Technical_MW_Before Competition Groups_CEE Tier 2/Energy Star Clothes Washers
Commercial | Com ¦ Low Flow Pre-Rinse Spray Nozzle | 2033 | Economic | MW | Before Competition Groups | 0.10783 | 0 | 0 | 2067.9533 | 5.2145e-05 | 70 | Commercial_2033_Economic_MW_Before Competition Groups_70 | Low Flow Pre-Rinse Spray Nozzle | 0.005214% | 0 | 0.10783 | Commercial_2033_Economic_MW_Before Competition Groups_Low Flow Pre-Rinse Spray Nozzle
Commercial | Com ¦ LED RECESSED DOWNLIGHTS | 2033 | Achievable | MW | Before Competition Groups | 0.059836 | 0 | 0 | 1227.0887 | 4.8762e-05 | 63 | Commercial_2033_Achievable_MW_Before Competition Groups_63 | LED RECESSED DOWNLIGHTS | 0.004876% | 0 | 0.059836 | Commercial_2033_Achievable_MW_Before Competition Groups_LED RECESSED DOWNLIGHTS
Commercial | Com ¦ Demand controlled Circulating Systems | 2033 | Technical | MW | Before Competition Groups | 0.14334 | 0 | 0 | 2992.7563 | 4.7896e-05 | 91 | Commercial_2033_Technical_MW_Before Competition Groups_91 | Demand controlled Circulating Systems | 0.00479% | 0 | 0.14334 | Commercial_2033_Technical_MW_Before Competition Groups_Demand controlled Circulating Systems
Commercial | Com ¦ Commercial Hot Food Holding Cabinets | 2033 | Economic | MW | Before Competition Groups | 0.097284 | 0 | 0 | 2067.9533 | 4.7044e-05 | 71 | Commercial_2033_Economic_MW_Before Competition Groups_71 | Commercial Hot Food Holding Cabinets | 0.004704% | 0 | 0.097284 | Commercial_2033_Economic_MW_Before Competition Groups_Commercial Hot Food Holding Cabinets
Commercial | Com ¦ LED RECESSED DOWNLIGHTS | 2033 | Economic | MW | Before Competition Groups | 0.096263 | 0 | 0 | 2067.9533 | 4.655e-05 | 72 | Commercial_2033_Economic_MW_Before Competition Groups_72 | LED RECESSED DOWNLIGHTS | 0.004655% | 0 | 0.096263 | Commercial_2033_Economic_MW_Before Competition Groups_LED RECESSED DOWNLIGHTS
Commercial | Com ¦ Efficient compressor motor | 2033 | Achievable | MW | Before Competition Groups | 0.053868 | 0 | 0 | 1227.0887 | 4.3899e-05 | 64 | Commercial_2033_Achievable_MW_Before Competition Groups_64 | Efficient compressor motor | 0.00439% | 0 | 0.053868 | Commercial_2033_Achievable_MW_Before Competition Groups_Efficient compressor motor
Commercial | Com ¦ Solar Electric Water Heater (50 Gallon) | 2033 | Technical | MW | Before Competition Groups | 0.13116 | 0 | 0 | 2992.7563 | 4.3826e-05 | 92 | Commercial_2033_Technical_MW_Before Competition Groups_92 | Solar Electric Water Heater (50 Gallon) | 0.004383% | 0 | 0.13116 | Commercial_2033_Technical_MW_Before Competition Groups_Solar Electric Water Heater (50 Gallon)
Commercial | Com ¦ Commercial Hot Food Holding Cabinets | 2033 | Achievable | MW | Before Competition Groups | 0.051335 | 0 | 0 | 1227.0887 | 4.1835e-05 | 65 | Commercial_2033_Achievable_MW_Before Competition Groups_65 | Commercial Hot Food Holding Cabinets | 0.004184% | 0 | 0.051335 | Commercial_2033_Achievable_MW_Before Competition Groups_Commercial Hot Food Holding Cabinets
Commercial | Com ¦ Wall Insulation | 2033 | Achievable | MW | Before Competition Groups | 0.048756 | 0 | 0 | 1227.0887 | 3.9733e-05 | 66 | Commercial_2033_Achievable_MW_Before Competition Groups_66 | Wall Insulation | 0.003973% | 0 | 0.048756 | Commercial_2033_Achievable_MW_Before Competition Groups_Wall Insulation
Commercial | Com ¦ Wall Insulation | 2033 | Economic | MW | Before Competition Groups | 0.081624 | 0 | 0 | 2067.9533 | 3.9471e-05 | 73 | Commercial_2033_Economic_MW_Before Competition Groups_73 | Wall Insulation | 0.003947% | 0 | 0.081624 | Commercial_2033_Economic_MW_Before Competition Groups_Wall Insulation
Commercial | Com ¦ Notched V belts for HVAC Systems | 2033 | Achievable | MW | Before Competition Groups | 0.046557 | 0 | 0 | 1227.0887 | 3.7941e-05 | 67 | Commercial_2033_Achievable_MW_Before Competition Groups_67 | Notched V belts for HVAC Systems | 0.003794% | 0 | 0.046557 | Commercial_2033_Achievable_MW_Before Competition Groups_Notched V belts for HVAC Systems
Commercial | Com ¦ High Efficiency Small Instantaneous Water Heater | 2033 | Achievable | MW | Before Competition Groups | 0.044551 | 0 | 0 | 1227.0887 | 3.6307e-05 | 68 | Commercial_2033_Achievable_MW_Before Competition Groups_68 | High Efficiency Small Instantaneous Water Heater | 0.003631% | 0 | 0.044551 | Commercial_2033_Achievable_MW_Before Competition Groups_High Efficiency Small Instantaneous Water Heater
Commercial | Com ¦ Low Flow Pre-Rinse Spray Nozzle | 2033 | Technical | MW | Before Competition Groups | 0.10783 | 0 | 0 | 2992.7563 | 3.6031e-05 | 93 | Commercial_2033_Technical_MW_Before Competition Groups_93 | Low Flow Pre-Rinse Spray Nozzle | 0.003603% | 0 | 0.10783 | Commercial_2033_Technical_MW_Before Competition Groups_Low Flow Pre-Rinse Spray Nozzle
Commercial | Com ¦ Condensing Unit Heaters or other Efficient Unit Heating System | 2033 | Achievable | MW | Before Competition Groups | 0.042818 | 0 | 0 | 1227.0887 | 3.4894e-05 | 69 | Commercial_2033_Achievable_MW_Before Competition Groups_69 | Condensing Unit Heaters or other Efficient Unit Heating System | 0.003489% | 0 | 0.042818 | Commercial_2033_Achievable_MW_Before Competition Groups_Condensing Unit Heaters or other Efficient Unit Heating System
Commercial | Com ¦ Room AC (w/ louvered sides) 14 SEER from 12 SEER code | 2033 | Achievable | MW | Before Competition Groups | 0.032063 | 0 | 0 | 1227.0887 | 2.6129e-05 | 70 | Commercial_2033_Achievable_MW_Before Competition Groups_70 | Room AC (w/ louvered sides) 14 SEER from 12 SEER code | 0.002613% | 0 | 0.032063 | Commercial_2033_Achievable_MW_Before Competition Groups_Room AC (w/ louvered sides) 14 SEER from 12 SEER code
Commercial | Com ¦ Condensing Unit Heaters or other Efficient Unit Heating System | 2033 | Economic | MW | Before Competition Groups | 0.04897 | 0 | 0 | 2067.9533 | 2.368e-05 | 74 | Commercial_2033_Economic_MW_Before Competition Groups_74 | Condensing Unit Heaters or other Efficient Unit Heating System | 0.002368% | 0 | 0.04897 | Commercial_2033_Economic_MW_Before Competition Groups_Condensing Unit Heaters or other Efficient Unit Heating System
Commercial | Com ¦ Room AC (w/ louvered sides) 14 SEER from 12 SEER code | 2033 | Economic | MW | Before Competition Groups | 0.039901 | 0 | 0 | 2067.9533 | 1.9295e-05 | 75 | Commercial_2033_Economic_MW_Before Competition Groups_75 | Room AC (w/ louvered sides) 14 SEER from 12 SEER code | 0.001929% | 0 | 0.039901 | Commercial_2033_Economic_MW_Before Competition Groups_Room AC (w/ louvered sides) 14 SEER from 12 SEER code
Commercial | Com ¦ Indoor Daylight Sensors/Photocell Dimming Control | 2033 | Achievable | MW | Before Competition Groups | 0.022708 | 0 | 0 | 1227.0887 | 1.8505e-05 | 71 | Commercial_2033_Achievable_MW_Before Competition Groups_71 | Indoor Daylight Sensors/Photocell Dimming Control | 0.001851% | 0 | 0.022708 | Commercial_2033_Achievable_MW_Before Competition Groups_Indoor Daylight Sensors/Photocell Dimming Control
Commercial | Com ¦ Condensing Unit Heaters or other Efficient Unit Heating System | 2033 | Technical | MW | Before Competition Groups | 0.04897 | 0 | 0 | 2992.7563 | 1.6363e-05 | 94 | Commercial_2033_Technical_MW_Before Competition Groups_94 | Condensing Unit Heaters or other Efficient Unit Heating System | 0.001636% | 0 | 0.04897 | Commercial_2033_Technical_MW_Before Competition Groups_Condensing Unit Heaters or other Efficient Unit Heating System
Commercial | Com ¦ VSD Air Compressor | 2033 | Achievable | MW | Before Competition Groups | 0.017844 | 0 | 0 | 1227.0887 | 1.4542e-05 | 72 | Commercial_2033_Achievable_MW_Before Competition Groups_72 | VSD Air Compressor | 0.001454% | 0 | 0.017844 | Commercial_2033_Achievable_MW_Before Competition Groups_VSD Air Compressor
Commercial | Com ¦ Super-High Efficiency Furnaces (Emerging Tech) | 2033 | Achievable | MW | Before Competition Groups | 0.017263 | 0 | 0 | 1227.0887 | 1.4068e-05 | 73 | Commercial_2033_Achievable_MW_Before Competition Groups_73 | Super-High Efficiency Furnaces (Emerging Tech) | 0.001407% | 0 | 0.017263 | Commercial_2033_Achievable_MW_Before Competition Groups_Super-High Efficiency Furnaces (Emerging Tech)
Commercial | Com ¦ EC Plug Fan for Data Center (under cabinet) | 2033 | Economic | MW | Before Competition Groups | 0.027822 | 0 | 0 | 2067.9533 | 1.3454e-05 | 76 | Commercial_2033_Economic_MW_Before Competition Groups_76 | EC Plug Fan for Data Center (under cabinet) | 0.001345% | 0 | 0.027822 | Commercial_2033_Economic_MW_Before Competition Groups_EC Plug Fan for Data Center (under cabinet)
Commercial | Com ¦ VSD Air Compressor | 2033 | Economic | MW | Before Competition Groups | 0.027489 | 0 | 0 | 2067.9533 | 1.3293e-05 | 77 | Commercial_2033_Economic_MW_Before Competition Groups_77 | VSD Air Compressor | 0.001329% | 0 | 0.027489 | Commercial_2033_Economic_MW_Before Competition Groups_VSD Air Compressor
Commercial | Com ¦ Energy Recovery Ventilation and Ventilation (Enhanced) | 2033 | Achievable | MW | Before Competition Groups | 0.014192 | 0 | 0 | 1227.0887 | 1.1566e-05 | 74 | Commercial_2033_Achievable_MW_Before Competition Groups_74 | Energy Recovery Ventilation and Ventilation (Enhanced) | 0.001157% | 0 | 0.014192 | Commercial_2033_Achievable_MW_Before Competition Groups_Energy Recovery Ventilation and Ventilation (Enhanced)
Commercial | Com ¦ High Efficiency Chiller (avg of water and air cooled) | 2033 | Achievable | MW | Before Competition Groups | 0.013161 | 0 | 0 | 1227.0887 | 1.0726e-05 | 75 | Commercial_2033_Achievable_MW_Before Competition Groups_75 | High Efficiency Chiller (avg of water and air cooled) | 0.001073% | 0 | 0.013161 | Commercial_2033_Achievable_MW_Before Competition Groups_High Efficiency Chiller (avg of water and air cooled)
Commercial | Com ¦ Super-High Efficiency Furnaces (Emerging Tech) | 2033 | Economic | MW | Before Competition Groups | 0.021876 | 0 | 0 | 2067.9533 | 1.0578e-05 | 78 | Commercial_2033_Economic_MW_Before Competition Groups_78 | Super-High Efficiency Furnaces (Emerging Tech) | 0.001058% | 0 | 0.021876 | Commercial_2033_Economic_MW_Before Competition Groups_Super-High Efficiency Furnaces (Emerging Tech)
Commercial | Com ¦ EC Plug Fan for Data Center (under cabinet) | 2033 | Technical | MW | Before Competition Groups | 0.027822 | 0 | 0 | 2992.7563 | 9.2964e-06 | 95 | Commercial_2033_Technical_MW_Before Competition Groups_95 | EC Plug Fan for Data Center (under cabinet) | 0.0009296% | 0 | 0.027822 | Commercial_2033_Technical_MW_Before Competition Groups_EC Plug Fan for Data Center (under cabinet)
Commercial | Com ¦ VSD Air Compressor | 2033 | Technical | MW | Before Competition Groups | 0.027489 | 0 | 0 | 2992.7563 | 9.1853e-06 | 96 | Commercial_2033_Technical_MW_Before Competition Groups_96 | VSD Air Compressor | 0.0009185% | 0 | 0.027489 | Commercial_2033_Technical_MW_Before Competition Groups_VSD Air Compressor
Commercial | Com ¦ High Efficiency Chiller (avg of water and air cooled) | 2033 | Economic | MW | Before Competition Groups | 0.018462 | 0 | 0 | 2067.9533 | 8.9275e-06 | 79 | Commercial_2033_Economic_MW_Before Competition Groups_79 | High Efficiency Chiller (avg of water and air cooled) | 0.0008928% | 0 | 0.018462 | Commercial_2033_Economic_MW_Before Competition Groups_High Efficiency Chiller (avg of water and air cooled)
Commercial | Com ¦ eCube | 2033 | Technical | MW | Before Competition Groups | 0.025275 | 0 | 0 | 2992.7563 | 8.4454e-06 | 97 | Commercial_2033_Technical_MW_Before Competition Groups_97 | eCube | 0.0008445% | 0 | 0.025275 | Commercial_2033_Technical_MW_Before Competition Groups_eCube
Commercial | Com ¦ Exterior Photocell | 2033 | Technical | MW | Before Competition Groups | 0.015893 | 0 | 0 | 2992.7563 | 5.3106e-06 | 98 | Commercial_2033_Technical_MW_Before Competition Groups_98 | Exterior Photocell | 0.0005311% | 0 | 0.015893 | Commercial_2033_Technical_MW_Before Competition Groups_Exterior Photocell
Commercial | Com ¦ Air Curtains | 2033 | Achievable | MW | Before Competition Groups | 0.0053122 | 0 | 0 | 1227.0887 | 4.3291e-06 | 76 | Commercial_2033_Achievable_MW_Before Competition Groups_76 | Air Curtains | 0.0004329% | 0 | 0.0053122 | Commercial_2033_Achievable_MW_Before Competition Groups_Air Curtains
Commercial | Com ¦ EC Plug Fan for Data Center (under cabinet) | 2033 | Achievable | MW | Before Competition Groups | 0.0044647 | 0 | 0 | 1227.0887 | 3.6384e-06 | 77 | Commercial_2033_Achievable_MW_Before Competition Groups_77 | EC Plug Fan for Data Center (under cabinet) | 0.0003638% | 0 | 0.0044647 | Commercial_2033_Achievable_MW_Before Competition Groups_EC Plug Fan for Data Center (under cabinet)
Commercial | Com ¦ Air Curtains | 2033 | Economic | MW | Before Competition Groups | 0.0069048 | 0 | 0 | 2067.9533 | 3.339e-06 | 80 | Commercial_2033_Economic_MW_Before Competition Groups_80 | Air Curtains | 0.0003339% | 0 | 0.0069048 | Commercial_2033_Economic_MW_Before Competition Groups_Air Curtains
Commercial | Com ¦ Air Curtains | 2033 | Technical | MW | Before Competition Groups | 0.0069048 | 0 | 0 | 2992.7563 | 2.3072e-06 | 99 | Commercial_2033_Technical_MW_Before Competition Groups_99 | Air Curtains | 0.0002307% | 0 | 0.0069048 | Commercial_2033_Technical_MW_Before Competition Groups_Air Curtains
Commercial | Com ¦ High Efficiency Induction Cooking | 2033 | Technical | MW | Before Competition Groups | 0.0013208 | 0 | 0 | 2992.7563 | 4.4135e-07 | 100 | Commercial_2033_Technical_MW_Before Competition Groups_100 | High Efficiency Induction Cooking | 4.413e-05% | 0 | 0.0013208 | Commercial_2033_Technical_MW_Before Competition Groups_High Efficiency Induction Cooking
Commercial | Com ¦ Electric Convection Combination Ovens | 2033 | Achievable | MW | Before Competition Groups | 0.00027828 | 0 | 0 | 1227.0887 | 2.2678e-07 | 78 | Commercial_2033_Achievable_MW_Before Competition Groups_78 | Electric Convection Combination Ovens | 2.268e-05% | 0 | 0.00027828 | Commercial_2033_Achievable_MW_Before Competition Groups_Electric Convection Combination Ovens
Commercial | Com ¦ Electric Convection Combination Ovens | 2033 | Economic | MW | Before Competition Groups | 0.0003587 | 0 | 0 | 2067.9533 | 1.7346e-07 | 81 | Commercial_2033_Economic_MW_Before Competition Groups_81 | Electric Convection Combination Ovens | 1.735e-05% | 0 | 0.0003587 | Commercial_2033_Economic_MW_Before Competition Groups_Electric Convection Combination Ovens
Commercial | Com ¦ Electric Convection Combination Ovens | 2033 | Technical | MW | Before Competition Groups | 0.0003587 | 0 | 0 | 2992.7563 | 1.1986e-07 | 101 | Commercial_2033_Technical_MW_Before Competition Groups_101 | Electric Convection Combination Ovens | 1.199e-05% | 0 | 0.0003587 | Commercial_2033_Technical_MW_Before Competition Groups_Electric Convection Combination Ovens
Commercial | Com ¦ LLLC - Low Impact Application | 2033 | Achievable | MW | Before Competition Groups | 9.5701e-20 | 0 | 0 | 1227.0887 | 7.799e-23 | 79 | Commercial_2033_Achievable_MW_Before Competition Groups_79 | LLLC - Low Impact Application | 7.799e-21% | 0 | 9.5701e-20 | Commercial_2033_Achievable_MW_Before Competition Groups_LLLC - Low Impact Application
Commercial | Com ¦ LLLC - High Impact Application | 2033 | Achievable | MW | Before Competition Groups | 4.4372e-20 | 0 | 0 | 1227.0887 | 3.616e-23 | 80 | Commercial_2033_Achievable_MW_Before Competition Groups_80 | LLLC - High Impact Application | 3.616e-21% | 0 | 4.4372e-20 | Commercial_2033_Achievable_MW_Before Competition Groups_LLLC - High Impact Application
Commercial | Com ¦ Networked/Connected - High Impact Application | 2033 | Achievable | MW | Before Competition Groups | 6.1714e-22 | 0 | 0 | 1227.0887 | 5.0293e-25 | 81 | Commercial_2033_Achievable_MW_Before Competition Groups_81 | Networked/Connected - High Impact Application | 5.029e-23% | 0 | 6.1714e-22 | Commercial_2033_Achievable_MW_Before Competition Groups_Networked/Connected - High Impact Application
Commercial | Com ¦ Networked/Connected - Low Impact Application | 2033 | Achievable | MW | Before Competition Groups | 3.2946e-22 | 0 | 0 | 1227.0887 | 2.6849e-25 | 82 | Commercial_2033_Achievable_MW_Before Competition Groups_82 | Networked/Connected - Low Impact Application | 2.685e-23% | 0 | 3.2946e-22 | Commercial_2033_Achievable_MW_Before Competition Groups_Networked/Connected - Low Impact Application
Commercial | Com ¦ Ground Source Heat Pump | 2033 | Achievable | MW | Before Competition Groups | 0 | 0 | 0 | 1227.0887 | 0 | 83 | Commercial_2033_Achievable_MW_Before Competition Groups_83 | Ground Source Heat Pump | 0% | 0 | 0 | Commercial_2033_Achievable_MW_Before Competition Groups_Ground Source Heat Pump
Commercial | Com ¦ Ground Source Heat Pump | 2033 | Economic | MW | Before Competition Groups | 0 | 0 | 0 | 2067.9533 | 0 | 82 | Commercial_2033_Economic_MW_Before Competition Groups_82 | Ground Source Heat Pump | 0% | 0 | 0 | Commercial_2033_Economic_MW_Before Competition Groups_Ground Source Heat Pump
Commercial | Com ¦ High R-Value Glass Doors/no-heat glass door | 2033 | Achievable | MW | Before Competition Groups | 0 | 0 | 0 | 1227.0887 | 0 | 84 | Commercial_2033_Achievable_MW_Before Competition Groups_84 | High R-Value Glass Doors/no-heat glass door | 0% | 0 | 0 | Commercial_2033_Achievable_MW_Before Competition Groups_High R-Value Glass Doors/no-heat glass door
Commercial | Com ¦ High R-Value Glass Doors/no-heat glass door | 2033 | Economic | MW | Before Competition Groups | 0 | 0 | 0 | 2067.9533 | 0 | 83 | Commercial_2033_Economic_MW_Before Competition Groups_83 | High R-Value Glass Doors/no-heat glass door | 0% | 0 | 0 | Commercial_2033_Economic_MW_Before Competition Groups_High R-Value Glass Doors/no-heat glass door
Commercial | Com ¦ HOTEL OCCUPANCY CONTROLS (HVAC + LIGHTING) | 2033 | Achievable | MW | Before Competition Groups | 0 | 0 | 0 | 1227.0887 | 0 | 85 | Commercial_2033_Achievable_MW_Before Competition Groups_85 | HOTEL OCCUPANCY CONTROLS (HVAC + LIGHTING) | 0% | 0 | 0 | Commercial_2033_Achievable_MW_Before Competition Groups_HOTEL OCCUPANCY CONTROLS (HVAC + LIGHTING)
Commercial | Com ¦ HOTEL OCCUPANCY CONTROLS (HVAC + LIGHTING) | 2033 | Economic | MW | Before Competition Groups | 0 | 0 | 0 | 2067.9533 | 0 | 84 | Commercial_2033_Economic_MW_Before Competition Groups_84 | HOTEL OCCUPANCY CONTROLS (HVAC + LIGHTING) | 0% | 0 | 0 | Commercial_2033_Economic_MW_Before Competition Groups_HOTEL OCCUPANCY CONTROLS (HVAC + LIGHTING)
Commercial | Com ¦ Refrigeration Commissioning | 2033 | Achievable | MW | Before Competition Groups | 0 | 0 | 0 | 1227.0887 | 0 | 86 | Commercial_2033_Achievable_MW_Before Competition Groups_86 | Refrigeration Commissioning | 0% | 0 | 0 | Commercial_2033_Achievable_MW_Before Competition Groups_Refrigeration Commissioning
Commercial | Com ¦ Refrigeration Commissioning | 2033 | Economic | MW | Before Competition Groups | 0 | 0 | 0 | 2067.9533 | 0 | 85 | Commercial_2033_Economic_MW_Before Competition Groups_85 | Refrigeration Commissioning | 0% | 0 | 0 | Commercial_2033_Economic_MW_Before Competition Groups_Refrigeration Commissioning
Commercial | Com ¦ Roof Insulation/Ceiling Insulation (R25 Code to R35) | 2033 | Achievable | MW | Before Competition Groups | 0 | 0 | 0 | 1227.0887 | 0 | 87 | Commercial_2033_Achievable_MW_Before Competition Groups_87 | Roof Insulation/Ceiling Insulation (R25 Code to R35) | 0% | 0 | 0 | Commercial_2033_Achievable_MW_Before Competition Groups_Roof Insulation/Ceiling Insulation (R25 Code to R35)
Commercial | Com ¦ Roof Insulation/Ceiling Insulation (R25 Code to R35) | 2033 | Economic | MW | Before Competition Groups | 0 | 0 | 0 | 2067.9533 | 0 | 86 | Commercial_2033_Economic_MW_Before Competition Groups_86 | Roof Insulation/Ceiling Insulation (R25 Code to R35) | 0% | 0 | 0 | Commercial_2033_Economic_MW_Before Competition Groups_Roof Insulation/Ceiling Insulation (R25 Code to R35)
Commercial | Com ¦ SYNCHRONOUS BELT | 2033 | Achievable | MW | Before Competition Groups | 0 | 0 | 0 | 1227.0887 | 0 | 88 | Commercial_2033_Achievable_MW_Before Competition Groups_88 | SYNCHRONOUS BELT | 0% | 0 | 0 | Commercial_2033_Achievable_MW_Before Competition Groups_SYNCHRONOUS BELT
Commercial | Com ¦ SYNCHRONOUS BELT | 2033 | Economic | MW | Before Competition Groups | 0 | 0 | 0 | 2067.9533 | 0 | 87 | Commercial_2033_Economic_MW_Before Competition Groups_87 | SYNCHRONOUS BELT | 0% | 0 | 0 | Commercial_2033_Economic_MW_Before Competition Groups_SYNCHRONOUS BELT
Commercial | Com ¦ Education and Capacity Building/Energy Behavior | 2034 | Achievable | MW | Before Competition Groups | 191.6608 | 0 | 0 | 1331.7659 | 0.14391 | 1 | Commercial_2034_Achievable_MW_Before Competition Groups_1 | Education and Capacity Building/Energy Behavior | 14.39% | 0 | 191.6608 | Commercial_2034_Achievable_MW_Before Competition Groups_Education and Capacity Building/Energy Behavior
Commercial | Com ¦ Building Recommissioning, Operations and Maintenance (O&M) Improvements | 2034 | Economic | MW | Before Competition Groups | 262.8012 | 0 | 0 | 2126.3609 | 0.12359 | 1 | Commercial_2034_Economic_MW_Before Competition Groups_1 | Building Recommissioning, Operations and Maintenance (O&M) Improvements | 12.36% | 0 | 262.8012 | Commercial_2034_Economic_MW_Before Competition Groups_Building Recommissioning, Operations and Maintenance (O&M) Improvements
Commercial | Com ¦ LED Low/High Bay | 2034 | Achievable | MW | Before Competition Groups | 156.5938 | 0 | 0 | 1331.7659 | 0.11758 | 2 | Commercial_2034_Achievable_MW_Before Competition Groups_2 | LED Low/High Bay | 11.76% | 0 | 156.5938 | Commercial_2034_Achievable_MW_Before Competition Groups_LED Low/High Bay
Commercial | Com ¦ Education and Capacity Building/Energy Behavior | 2034 | Economic | MW | Before Competition Groups | 234.9841 | 0 | 0 | 2126.3609 | 0.11051 | 2 | Commercial_2034_Economic_MW_Before Competition Groups_2 | Education and Capacity Building/Energy Behavior | 11.05% | 0 | 234.9841 | Commercial_2034_Economic_MW_Before Competition Groups_Education and Capacity Building/Energy Behavior
Commercial | Com ¦ LED Troffer/Surface/Suspended | 2034 | Achievable | MW | Before Competition Groups | 125.9178 | 0 | 0 | 1331.7659 | 0.09455 | 3 | Commercial_2034_Achievable_MW_Before Competition Groups_3 | LED Troffer/Surface/Suspended | 9.455% | 0 | 125.9178 | Commercial_2034_Achievable_MW_Before Competition Groups_LED Troffer/Surface/Suspended
Commercial | Com ¦ ENERGY STAR LED LAMPS (REFLECTOR LAMPs/MR16/PAR 16) | 2034 | Achievable | MW | Before Competition Groups | 123.562 | 0 | 0 | 1331.7659 | 0.092781 | 4 | Commercial_2034_Achievable_MW_Before Competition Groups_4 | ENERGY STAR LED LAMPS (REFLECTOR LAMPs/MR16/PAR 16) | 9.278% | 0 | 123.562 | Commercial_2034_Achievable_MW_Before Competition Groups_ENERGY STAR LED LAMPS (REFLECTOR LAMPs/MR16/PAR 16)
Commercial | Com ¦ LED Low/High Bay | 2034 | Economic | MW | Before Competition Groups | 186.3145 | 0 | 0 | 2126.3609 | 0.087621 | 3 | Commercial_2034_Economic_MW_Before Competition Groups_3 | LED Low/High Bay | 8.762% | 0 | 186.3145 | Commercial_2034_Economic_MW_Before Competition Groups_LED Low/High Bay
Commercial | Com ¦ Building Recommissioning, Operations and Maintenance (O&M) Improvements | 2034 | Technical | MW | Before Competition Groups | 262.8012 | 0 | 0 | 3020.0807 | 0.087018 | 1 | Commercial_2034_Technical_MW_Before Competition Groups_1 | Building Recommissioning, Operations and Maintenance (O&M) Improvements | 8.702% | 0 | 262.8012 | Commercial_2034_Technical_MW_Before Competition Groups_Building Recommissioning, Operations and Maintenance (O&M) Improvements
Commercial | Com ¦ Education and Capacity Building/Energy Behavior | 2034 | Technical | MW | Before Competition Groups | 234.9841 | 0 | 0 | 3020.0807 | 0.077807 | 2 | Commercial_2034_Technical_MW_Before Competition Groups_2 | Education and Capacity Building/Energy Behavior | 7.781% | 0 | 234.9841 | Commercial_2034_Technical_MW_Before Competition Groups_Education and Capacity Building/Energy Behavior
Commercial | Com ¦ Building Recommissioning, Operations and Maintenance (O&M) Improvements | 2034 | Achievable | MW | Before Competition Groups | 100.3183 | 0 | 0 | 1331.7659 | 0.075327 | 5 | Commercial_2034_Achievable_MW_Before Competition Groups_5 | Building Recommissioning, Operations and Maintenance (O&M) Improvements | 7.533% | 0 | 100.3183 | Commercial_2034_Achievable_MW_Before Competition Groups_Building Recommissioning, Operations and Maintenance (O&M) Improvements
Commercial | Com ¦ High Efficiency Air Source Heat Pump | 2034 | Economic | MW | Before Competition Groups | 157.9211 | 0 | 0 | 2126.3609 | 0.074268 | 4 | Commercial_2034_Economic_MW_Before Competition Groups_4 | High Efficiency Air Source Heat Pump | 7.427% | 0 | 157.9211 | Commercial_2034_Economic_MW_Before Competition Groups_High Efficiency Air Source Heat Pump
Commercial | Com ¦ Central Lighting Control System | 2034 | Technical | MW | Before Competition Groups | 211.6088 | 0 | 0 | 3020.0807 | 0.070067 | 3 | Commercial_2034_Technical_MW_Before Competition Groups_3 | Central Lighting Control System | 7.007% | 0 | 211.6088 | Commercial_2034_Technical_MW_Before Competition Groups_Central Lighting Control System
Commercial | Com ¦ LED Troffer/Surface/Suspended | 2034 | Economic | MW | Before Competition Groups | 136.368 | 0 | 0 | 2126.3609 | 0.064132 | 5 | Commercial_2034_Economic_MW_Before Competition Groups_5 | LED Troffer/Surface/Suspended | 6.413% | 0 | 136.368 | Commercial_2034_Economic_MW_Before Competition Groups_LED Troffer/Surface/Suspended
Commercial | Com ¦ ENERGY STAR LED LAMPS (REFLECTOR LAMPs/MR16/PAR 16) | 2034 | Economic | MW | Before Competition Groups | 135.9083 | 0 | 0 | 2126.3609 | 0.063916 | 6 | Commercial_2034_Economic_MW_Before Competition Groups_6 | ENERGY STAR LED LAMPS (REFLECTOR LAMPs/MR16/PAR 16) | 6.392% | 0 | 135.9083 | Commercial_2034_Economic_MW_Before Competition Groups_ENERGY STAR LED LAMPS (REFLECTOR LAMPs/MR16/PAR 16)
Commercial | Com ¦ LED Low/High Bay | 2034 | Technical | MW | Before Competition Groups | 186.3145 | 0 | 0 | 3020.0807 | 0.061692 | 4 | Commercial_2034_Technical_MW_Before Competition Groups_4 | LED Low/High Bay | 6.169% | 0 | 186.3145 | Commercial_2034_Technical_MW_Before Competition Groups_LED Low/High Bay
Commercial | Com ¦ High Efficiency Air Source Heat Pump | 2034 | Technical | MW | Before Competition Groups | 157.9211 | 0 | 0 | 3020.0807 | 0.05229 | 5 | Commercial_2034_Technical_MW_Before Competition Groups_5 | High Efficiency Air Source Heat Pump | 5.229% | 0 | 157.9211 | Commercial_2034_Technical_MW_Before Competition Groups_High Efficiency Air Source Heat Pump
Commercial | Com ¦ LLLC - High Impact Application | 2034 | Economic | MW | Before Competition Groups | 110.7791 | 0 | 0 | 2126.3609 | 0.052098 | 7 | Commercial_2034_Economic_MW_Before Competition Groups_7 | LLLC - High Impact Application | 5.21% | 0 | 110.7791 | Commercial_2034_Economic_MW_Before Competition Groups_LLLC - High Impact Application
Commercial | Com ¦ LED Replacement Lamp (Tube) | 2034 | Achievable | MW | Before Competition Groups | 63.8688 | 0 | 0 | 1331.7659 | 0.047958 | 6 | Commercial_2034_Achievable_MW_Before Competition Groups_6 | LED Replacement Lamp (Tube) | 4.796% | 0 | 63.8688 | Commercial_2034_Achievable_MW_Before Competition Groups_LED Replacement Lamp (Tube)
Commercial | Com ¦ Advanced BAS/Controllers | 2034 | Economic | MW | Before Competition Groups | 98.6419 | 0 | 0 | 2126.3609 | 0.04639 | 8 | Commercial_2034_Economic_MW_Before Competition Groups_8 | Advanced BAS/Controllers | 4.639% | 0 | 98.6419 | Commercial_2034_Economic_MW_Before Competition Groups_Advanced BAS/Controllers
Commercial | Com ¦ ENERGY STAR LED LAMPS (REFLECTOR LAMPs/MR16/PAR 16) | 2034 | Technical | MW | Before Competition Groups | 137.5192 | 0 | 0 | 3020.0807 | 0.045535 | 6 | Commercial_2034_Technical_MW_Before Competition Groups_6 | ENERGY STAR LED LAMPS (REFLECTOR LAMPs/MR16/PAR 16) | 4.553% | 0 | 137.5192 | Commercial_2034_Technical_MW_Before Competition Groups_ENERGY STAR LED LAMPS (REFLECTOR LAMPs/MR16/PAR 16)
Commercial | Com ¦ Variable Refrigerant Flow Heat Pump | 2034 | Technical | MW | Before Competition Groups | 136.4063 | 0 | 0 | 3020.0807 | 0.045166 | 7 | Commercial_2034_Technical_MW_Before Competition Groups_7 | Variable Refrigerant Flow Heat Pump | 4.517% | 0 | 136.4063 | Commercial_2034_Technical_MW_Before Competition Groups_Variable Refrigerant Flow Heat Pump
Commercial | Com ¦ LED Troffer/Surface/Suspended | 2034 | Technical | MW | Before Competition Groups | 136.368 | 0 | 0 | 3020.0807 | 0.045154 | 8 | Commercial_2034_Technical_MW_Before Competition Groups_8 | LED Troffer/Surface/Suspended | 4.515% | 0 | 136.368 | Commercial_2034_Technical_MW_Before Competition Groups_LED Troffer/Surface/Suspended
Commercial | Com ¦ LLLC - Low Impact Application | 2034 | Technical | MW | Before Competition Groups | 128.5806 | 0 | 0 | 3020.0807 | 0.042575 | 9 | Commercial_2034_Technical_MW_Before Competition Groups_9 | LLLC - Low Impact Application | 4.258% | 0 | 128.5806 | Commercial_2034_Technical_MW_Before Competition Groups_LLLC - Low Impact Application
Commercial | Com ¦ High Efficiency Air Source Heat Pump | 2034 | Achievable | MW | Before Competition Groups | 54.8048 | 0 | 0 | 1331.7659 | 0.041152 | 7 | Commercial_2034_Achievable_MW_Before Competition Groups_7 | High Efficiency Air Source Heat Pump | 4.115% | 0 | 54.8048 | Commercial_2034_Achievable_MW_Before Competition Groups_High Efficiency Air Source Heat Pump
Commercial | Com ¦ LLLC - High Impact Application | 2034 | Technical | MW | Before Competition Groups | 116.7949 | 0 | 0 | 3020.0807 | 0.038673 | 10 | Commercial_2034_Technical_MW_Before Competition Groups_10 | LLLC - High Impact Application | 3.867% | 0 | 116.7949 | Commercial_2034_Technical_MW_Before Competition Groups_LLLC - High Impact Application
Commercial | Com ¦ LED Replacement Lamp (Tube) | 2034 | Economic | MW | Before Competition Groups | 77.598 | 0 | 0 | 2126.3609 | 0.036493 | 9 | Commercial_2034_Economic_MW_Before Competition Groups_9 | LED Replacement Lamp (Tube) | 3.649% | 0 | 77.598 | Commercial_2034_Economic_MW_Before Competition Groups_LED Replacement Lamp (Tube)
Commercial | Com ¦ Networked/Connected - Low Impact Application | 2034 | Technical | MW | Before Competition Groups | 109.2234 | 0 | 0 | 3020.0807 | 0.036166 | 11 | Commercial_2034_Technical_MW_Before Competition Groups_11 | Networked/Connected - Low Impact Application | 3.617% | 0 | 109.2234 | Commercial_2034_Technical_MW_Before Competition Groups_Networked/Connected - Low Impact Application
Commercial | Com ¦ Unitary Air-Conditioning Unit | 2034 | Technical | MW | Before Competition Groups | 106.1109 | 0 | 0 | 3020.0807 | 0.035135 | 12 | Commercial_2034_Technical_MW_Before Competition Groups_12 | Unitary Air-Conditioning Unit | 3.514% | 0 | 106.1109 | Commercial_2034_Technical_MW_Before Competition Groups_Unitary Air-Conditioning Unit
Commercial | Com ¦ Advanced BAS/Controllers | 2034 | Achievable | MW | Before Competition Groups | 45.8457 | 0 | 0 | 1331.7659 | 0.034425 | 8 | Commercial_2034_Achievable_MW_Before Competition Groups_8 | Advanced BAS/Controllers | 3.442% | 0 | 45.8457 | Commercial_2034_Achievable_MW_Before Competition Groups_Advanced BAS/Controllers
Commercial | Com ¦ Networked/Connected - High Impact Application | 2034 | Technical | MW | Before Competition Groups | 101.616 | 0 | 0 | 3020.0807 | 0.033647 | 13 | Commercial_2034_Technical_MW_Before Competition Groups_13 | Networked/Connected - High Impact Application | 3.365% | 0 | 101.616 | Commercial_2034_Technical_MW_Before Competition Groups_Networked/Connected - High Impact Application
Commercial | Com ¦ Advanced BAS/Controllers | 2034 | Technical | MW | Before Competition Groups | 98.6419 | 0 | 0 | 3020.0807 | 0.032662 | 14 | Commercial_2034_Technical_MW_Before Competition Groups_14 | Advanced BAS/Controllers | 3.266% | 0 | 98.6419 | Commercial_2034_Technical_MW_Before Competition Groups_Advanced BAS/Controllers
Commercial | Com ¦ Unitary Air-Conditioning Unit | 2034 | Achievable | MW | Before Competition Groups | 41.8739 | 0 | 0 | 1331.7659 | 0.031442 | 9 | Commercial_2034_Achievable_MW_Before Competition Groups_9 | Unitary Air-Conditioning Unit | 3.144% | 0 | 41.8739 | Commercial_2034_Achievable_MW_Before Competition Groups_Unitary Air-Conditioning Unit
Commercial | Com ¦ Adaptive Thermostats | 2034 | Achievable | MW | Before Competition Groups | 34.8059 | 0 | 0 | 1331.7659 | 0.026135 | 10 | Commercial_2034_Achievable_MW_Before Competition Groups_10 | Adaptive Thermostats | 2.614% | 0 | 34.8059 | Commercial_2034_Achievable_MW_Before Competition Groups_Adaptive Thermostats
Commercial | Com ¦ LED Replacement Lamp (Tube) | 2034 | Technical | MW | Before Competition Groups | 77.598 | 0 | 0 | 3020.0807 | 0.025694 | 15 | Commercial_2034_Technical_MW_Before Competition Groups_15 | LED Replacement Lamp (Tube) | 2.569% | 0 | 77.598 | Commercial_2034_Technical_MW_Before Competition Groups_LED Replacement Lamp (Tube)
Commercial | Com ¦ Networked/Connected - High Impact Application | 2034 | Economic | MW | Before Competition Groups | 54.0992 | 0 | 0 | 2126.3609 | 0.025442 | 10 | Commercial_2034_Economic_MW_Before Competition Groups_10 | Networked/Connected - High Impact Application | 2.544% | 0 | 54.0992 | Commercial_2034_Economic_MW_Before Competition Groups_Networked/Connected - High Impact Application
Commercial | Com ¦ Unitary Air-Conditioning Unit | 2034 | Economic | MW | Before Competition Groups | 51.7916 | 0 | 0 | 2126.3609 | 0.024357 | 11 | Commercial_2034_Economic_MW_Before Competition Groups_11 | Unitary Air-Conditioning Unit | 2.436% | 0 | 51.7916 | Commercial_2034_Economic_MW_Before Competition Groups_Unitary Air-Conditioning Unit
Commercial | Com ¦ Smart Strip Plug Outlets | 2034 | Technical | MW | Before Competition Groups | 64.7775 | 0 | 0 | 3020.0807 | 0.021449 | 16 | Commercial_2034_Technical_MW_Before Competition Groups_16 | Smart Strip Plug Outlets | 2.145% | 0 | 64.7775 | Commercial_2034_Technical_MW_Before Competition Groups_Smart Strip Plug Outlets
Commercial | Com ¦ LLLC - Low Impact Application | 2034 | Economic | MW | Before Competition Groups | 45.4259 | 0 | 0 | 2126.3609 | 0.021363 | 12 | Commercial_2034_Economic_MW_Before Competition Groups_12 | LLLC - Low Impact Application | 2.136% | 0 | 45.4259 | Commercial_2034_Economic_MW_Before Competition Groups_LLLC - Low Impact Application
Commercial | Com ¦ Data Center Storage/Server Virtualization | 2034 | Achievable | MW | Before Competition Groups | 28.1978 | 0 | 0 | 1331.7659 | 0.021173 | 11 | Commercial_2034_Achievable_MW_Before Competition Groups_11 | Data Center Storage/Server Virtualization | 2.117% | 0 | 28.1978 | Commercial_2034_Achievable_MW_Before Competition Groups_Data Center Storage/Server Virtualization
Commercial | Com ¦ Strip Curtains | 2034 | Achievable | MW | Before Competition Groups | 28.1389 | 0 | 0 | 1331.7659 | 0.021129 | 12 | Commercial_2034_Achievable_MW_Before Competition Groups_12 | Strip Curtains | 2.113% | 0 | 28.1389 | Commercial_2034_Achievable_MW_Before Competition Groups_Strip Curtains
Commercial | Com ¦ Furnace Tune-Up | 2034 | Achievable | MW | Before Competition Groups | 28.0121 | 0 | 0 | 1331.7659 | 0.021034 | 13 | Commercial_2034_Achievable_MW_Before Competition Groups_13 | Furnace Tune-Up | 2.103% | 0 | 28.0121 | Commercial_2034_Achievable_MW_Before Competition Groups_Furnace Tune-Up
Commercial | Com ¦ Refrigerated Display Case Doors | 2034 | Achievable | MW | Before Competition Groups | 27.1534 | 0 | 0 | 1331.7659 | 0.020389 | 14 | Commercial_2034_Achievable_MW_Before Competition Groups_14 | Refrigerated Display Case Doors | 2.039% | 0 | 27.1534 | Commercial_2034_Achievable_MW_Before Competition Groups_Refrigerated Display Case Doors
Commercial | Com ¦ Adaptive Thermostats | 2034 | Economic | MW | Before Competition Groups | 42.0653 | 0 | 0 | 2126.3609 | 0.019783 | 13 | Commercial_2034_Economic_MW_Before Competition Groups_13 | Adaptive Thermostats | 1.978% | 0 | 42.0653 | Commercial_2034_Economic_MW_Before Competition Groups_Adaptive Thermostats
Commercial | Com ¦ LED or Equivalent Sign Lighting | 2034 | Achievable | MW | Before Competition Groups | 23.7042 | 0 | 0 | 1331.7659 | 0.017799 | 15 | Commercial_2034_Achievable_MW_Before Competition Groups_15 | LED or Equivalent Sign Lighting | 1.78% | 0 | 23.7042 | Commercial_2034_Achievable_MW_Before Competition Groups_LED or Equivalent Sign Lighting
Commercial | Com ¦ Data Center Storage/Server Virtualization | 2034 | Economic | MW | Before Competition Groups | 37.4416 | 0 | 0 | 2126.3609 | 0.017608 | 14 | Commercial_2034_Economic_MW_Before Competition Groups_14 | Data Center Storage/Server Virtualization | 1.761% | 0 | 37.4416 | Commercial_2034_Economic_MW_Before Competition Groups_Data Center Storage/Server Virtualization
Commercial | Com ¦ Reach-in Shaded Pole to ECM/PSC Evaporator Fan Motor | 2034 | Achievable | MW | Before Competition Groups | 23.0443 | 0 | 0 | 1331.7659 | 0.017304 | 16 | Commercial_2034_Achievable_MW_Before Competition Groups_16 | Reach-in Shaded Pole to ECM/PSC Evaporator Fan Motor | 1.73% | 0 | 23.0443 | Commercial_2034_Achievable_MW_Before Competition Groups_Reach-in Shaded Pole to ECM/PSC Evaporator Fan Motor
Commercial | Com ¦ Refrigerated Display Case Doors | 2034 | Economic | MW | Before Competition Groups | 36.4658 | 0 | 0 | 2126.3609 | 0.017149 | 15 | Commercial_2034_Economic_MW_Before Competition Groups_15 | Refrigerated Display Case Doors | 1.715% | 0 | 36.4658 | Commercial_2034_Economic_MW_Before Competition Groups_Refrigerated Display Case Doors
Commercial | Com ¦ Demand Control Ventilation | 2034 | Achievable | MW | Before Competition Groups | 21.833 | 0 | 0 | 1331.7659 | 0.016394 | 17 | Commercial_2034_Achievable_MW_Before Competition Groups_17 | Demand Control Ventilation | 1.639% | 0 | 21.833 | Commercial_2034_Achievable_MW_Before Competition Groups_Demand Control Ventilation
Commercial | Com ¦ Demand Control Ventilation | 2034 | Economic | MW | Before Competition Groups | 34.0102 | 0 | 0 | 2126.3609 | 0.015995 | 16 | Commercial_2034_Economic_MW_Before Competition Groups_16 | Demand Control Ventilation | 1.599% | 0 | 34.0102 | Commercial_2034_Economic_MW_Before Competition Groups_Demand Control Ventilation
Commercial | Com ¦ Refrigerated Display Case Doors | 2034 | Technical | MW | Before Competition Groups | 47.1608 | 0 | 0 | 3020.0807 | 0.015616 | 17 | Commercial_2034_Technical_MW_Before Competition Groups_17 | Refrigerated Display Case Doors | 1.562% | 0 | 47.1608 | Commercial_2034_Technical_MW_Before Competition Groups_Refrigerated Display Case Doors
Commercial | Com ¦ Strip Curtains | 2034 | Economic | MW | Before Competition Groups | 32.1102 | 0 | 0 | 2126.3609 | 0.015101 | 17 | Commercial_2034_Economic_MW_Before Competition Groups_17 | Strip Curtains | 1.51% | 0 | 32.1102 | Commercial_2034_Economic_MW_Before Competition Groups_Strip Curtains
Commercial | Com ¦ Variable Frequency Drive (VFD) | 2034 | Achievable | MW | Before Competition Groups | 20.0224 | 0 | 0 | 1331.7659 | 0.015034 | 18 | Commercial_2034_Achievable_MW_Before Competition Groups_18 | Variable Frequency Drive (VFD) | 1.503% | 0 | 20.0224 | Commercial_2034_Achievable_MW_Before Competition Groups_Variable Frequency Drive (VFD)
Commercial | Com ¦ Reach-in Shaded Pole to ECM/PSC Evaporator Fan Motor | 2034 | Economic | MW | Before Competition Groups | 30.8256 | 0 | 0 | 2126.3609 | 0.014497 | 18 | Commercial_2034_Economic_MW_Before Competition Groups_18 | Reach-in Shaded Pole to ECM/PSC Evaporator Fan Motor | 1.45% | 0 | 30.8256 | Commercial_2034_Economic_MW_Before Competition Groups_Reach-in Shaded Pole to ECM/PSC Evaporator Fan Motor
Commercial | Com ¦ Centrally controlled desktop PC/NETWORK PC POWER MANAGEMENT SOFTWARE | 2034 | Achievable | MW | Before Competition Groups | 18.8361 | 0 | 0 | 1331.7659 | 0.014144 | 19 | Commercial_2034_Achievable_MW_Before Competition Groups_19 | Centrally controlled desktop PC/NETWORK PC POWER MANAGEMENT SOFTWARE | 1.414% | 0 | 18.8361 | Commercial_2034_Achievable_MW_Before Competition Groups_Centrally controlled desktop PC/NETWORK PC POWER MANAGEMENT SOFTWARE
Commercial | Com ¦ VFD on Pumps | 2034 | Achievable | MW | Before Competition Groups | 18.8043 | 0 | 0 | 1331.7659 | 0.01412 | 20 | Commercial_2034_Achievable_MW_Before Competition Groups_20 | VFD on Pumps | 1.412% | 0 | 18.8043 | Commercial_2034_Achievable_MW_Before Competition Groups_VFD on Pumps
Commercial | Com ¦ Furnace Tune-Up | 2034 | Economic | MW | Before Competition Groups | 29.9279 | 0 | 0 | 2126.3609 | 0.014075 | 19 | Commercial_2034_Economic_MW_Before Competition Groups_19 | Furnace Tune-Up | 1.407% | 0 | 29.9279 | Commercial_2034_Economic_MW_Before Competition Groups_Furnace Tune-Up
Commercial | Com ¦ Adaptive Thermostats | 2034 | Technical | MW | Before Competition Groups | 42.3585 | 0 | 0 | 3020.0807 | 0.014026 | 18 | Commercial_2034_Technical_MW_Before Competition Groups_18 | Adaptive Thermostats | 1.403% | 0 | 42.3585 | Commercial_2034_Technical_MW_Before Competition Groups_Adaptive Thermostats
Commercial | Com ¦ LED or Equivalent Sign Lighting | 2034 | Economic | MW | Before Competition Groups | 26.9828 | 0 | 0 | 2126.3609 | 0.01269 | 20 | Commercial_2034_Economic_MW_Before Competition Groups_20 | LED or Equivalent Sign Lighting | 1.269% | 0 | 26.9828 | Commercial_2034_Economic_MW_Before Competition Groups_LED or Equivalent Sign Lighting
Commercial | Com ¦ Data Center Storage/Server Virtualization | 2034 | Technical | MW | Before Competition Groups | 37.4416 | 0 | 0 | 3020.0807 | 0.012398 | 19 | Commercial_2034_Technical_MW_Before Competition Groups_19 | Data Center Storage/Server Virtualization | 1.24% | 0 | 37.4416 | Commercial_2034_Technical_MW_Before Competition Groups_Data Center Storage/Server Virtualization
Commercial | Com ¦ Chilled Water Optimization | 2034 | Economic | MW | Before Competition Groups | 25.6454 | 0 | 0 | 2126.3609 | 0.012061 | 21 | Commercial_2034_Economic_MW_Before Competition Groups_21 | Chilled Water Optimization | 1.206% | 0 | 25.6454 | Commercial_2034_Economic_MW_Before Competition Groups_Chilled Water Optimization
Commercial | Com ¦ Centrally controlled desktop PC/NETWORK PC POWER MANAGEMENT SOFTWARE | 2034 | Economic | MW | Before Competition Groups | 24.5129 | 0 | 0 | 2126.3609 | 0.011528 | 22 | Commercial_2034_Economic_MW_Before Competition Groups_22 | Centrally controlled desktop PC/NETWORK PC POWER MANAGEMENT SOFTWARE | 1.153% | 0 | 24.5129 | Commercial_2034_Economic_MW_Before Competition Groups_Centrally controlled desktop PC/NETWORK PC POWER MANAGEMENT SOFTWARE
Commercial | Com ¦ Demand Control Ventilation | 2034 | Technical | MW | Before Competition Groups | 34.5875 | 0 | 0 | 3020.0807 | 0.011453 | 20 | Commercial_2034_Technical_MW_Before Competition Groups_20 | Demand Control Ventilation | 1.145% | 0 | 34.5875 | Commercial_2034_Technical_MW_Before Competition Groups_Demand Control Ventilation
Commercial | Com ¦ Strip Curtains | 2034 | Technical | MW | Before Competition Groups | 32.1102 | 0 | 0 | 3020.0807 | 0.010632 | 21 | Commercial_2034_Technical_MW_Before Competition Groups_21 | Strip Curtains | 1.063% | 0 | 32.1102 | Commercial_2034_Technical_MW_Before Competition Groups_Strip Curtains
Commercial | Com ¦ Chilled Water Optimization | 2034 | Achievable | MW | Before Competition Groups | 14.0777 | 0 | 0 | 1331.7659 | 0.010571 | 21 | Commercial_2034_Achievable_MW_Before Competition Groups_21 | Chilled Water Optimization | 1.057% | 0 | 14.0777 | Commercial_2034_Achievable_MW_Before Competition Groups_Chilled Water Optimization
Commercial | Com ¦ Reach-in Shaded Pole to ECM/PSC Evaporator Fan Motor | 2034 | Technical | MW | Before Competition Groups | 30.8256 | 0 | 0 | 3020.0807 | 0.010207 | 22 | Commercial_2034_Technical_MW_Before Competition Groups_22 | Reach-in Shaded Pole to ECM/PSC Evaporator Fan Motor | 1.021% | 0 | 30.8256 | Commercial_2034_Technical_MW_Before Competition Groups_Reach-in Shaded Pole to ECM/PSC Evaporator Fan Motor
Commercial | Com ¦ Variable Frequency Drive (VFD) | 2034 | Economic | MW | Before Competition Groups | 21.2717 | 0 | 0 | 2126.3609 | 0.010004 | 23 | Commercial_2034_Economic_MW_Before Competition Groups_23 | Variable Frequency Drive (VFD) | 1% | 0 | 21.2717 | Commercial_2034_Economic_MW_Before Competition Groups_Variable Frequency Drive (VFD)
Commercial | Com ¦ Furnace Tune-Up | 2034 | Technical | MW | Before Competition Groups | 29.9279 | 0 | 0 | 3020.0807 | 0.0099096 | 23 | Commercial_2034_Technical_MW_Before Competition Groups_23 | Furnace Tune-Up | 0.991% | 0 | 29.9279 | Commercial_2034_Technical_MW_Before Competition Groups_Furnace Tune-Up
Commercial | Com ¦ VFD on Pumps | 2034 | Economic | MW | Before Competition Groups | 19.9983 | 0 | 0 | 2126.3609 | 0.0094049 | 24 | Commercial_2034_Economic_MW_Before Competition Groups_24 | VFD on Pumps | 0.9405% | 0 | 19.9983 | Commercial_2034_Economic_MW_Before Competition Groups_VFD on Pumps
Commercial | Com ¦ LED or Equivalent Sign Lighting | 2034 | Technical | MW | Before Competition Groups | 26.9828 | 0 | 0 | 3020.0807 | 0.0089344 | 24 | Commercial_2034_Technical_MW_Before Competition Groups_24 | LED or Equivalent Sign Lighting | 0.8934% | 0 | 26.9828 | Commercial_2034_Technical_MW_Before Competition Groups_LED or Equivalent Sign Lighting
Commercial | Com ¦ Air Handler with Dedicated Outdoor Air Systems | 2034 | Achievable | MW | Before Competition Groups | 11.6847 | 0 | 0 | 1331.7659 | 0.0087739 | 22 | Commercial_2034_Achievable_MW_Before Competition Groups_22 | Air Handler with Dedicated Outdoor Air Systems | 0.8774% | 0 | 11.6847 | Commercial_2034_Achievable_MW_Before Competition Groups_Air Handler with Dedicated Outdoor Air Systems
Commercial | Com ¦ Chilled Water Optimization | 2034 | Technical | MW | Before Competition Groups | 25.6454 | 0 | 0 | 3020.0807 | 0.0084916 | 25 | Commercial_2034_Technical_MW_Before Competition Groups_25 | Chilled Water Optimization | 0.8492% | 0 | 25.6454 | Commercial_2034_Technical_MW_Before Competition Groups_Chilled Water Optimization
Commercial | Com ¦ Adding reflective (White) roof treatment or a green roof | 2034 | Technical | MW | Before Competition Groups | 25.0752 | 0 | 0 | 3020.0807 | 0.0083028 | 26 | Commercial_2034_Technical_MW_Before Competition Groups_26 | Adding reflective (White) roof treatment or a green roof | 0.8303% | 0 | 25.0752 | Commercial_2034_Technical_MW_Before Competition Groups_Adding reflective (White) roof treatment or a green roof
Commercial | Com ¦ Centrally controlled desktop PC/NETWORK PC POWER MANAGEMENT SOFTWARE | 2034 | Technical | MW | Before Competition Groups | 24.5129 | 0 | 0 | 3020.0807 | 0.0081166 | 27 | Commercial_2034_Technical_MW_Before Competition Groups_27 | Centrally controlled desktop PC/NETWORK PC POWER MANAGEMENT SOFTWARE | 0.8117% | 0 | 24.5129 | Commercial_2034_Technical_MW_Before Competition Groups_Centrally controlled desktop PC/NETWORK PC POWER MANAGEMENT SOFTWARE
Commercial | Com ¦ Refrigerated Display Case LED | 2034 | Economic | MW | Before Competition Groups | 17.2057 | 0 | 0 | 2126.3609 | 0.0080916 | 25 | Commercial_2034_Economic_MW_Before Competition Groups_25 | Refrigerated Display Case LED | 0.8092% | 0 | 17.2057 | Commercial_2034_Economic_MW_Before Competition Groups_Refrigerated Display Case LED
Commercial | Com ¦ Networked/Connected - Low Impact Application | 2034 | Economic | MW | Before Competition Groups | 17.0227 | 0 | 0 | 2126.3609 | 0.0080055 | 26 | Commercial_2034_Economic_MW_Before Competition Groups_26 | Networked/Connected - Low Impact Application | 0.8006% | 0 | 17.0227 | Commercial_2034_Economic_MW_Before Competition Groups_Networked/Connected - Low Impact Application
Commercial | Com ¦ Door Gasket Freezer/Refrigerator | 2034 | Technical | MW | Before Competition Groups | 24.0932 | 0 | 0 | 3020.0807 | 0.0079777 | 28 | Commercial_2034_Technical_MW_Before Competition Groups_28 | Door Gasket Freezer/Refrigerator | 0.7978% | 0 | 24.0932 | Commercial_2034_Technical_MW_Before Competition Groups_Door Gasket Freezer/Refrigerator
Commercial | Com ¦ Refrigerated Display Case LED | 2034 | Technical | MW | Before Competition Groups | 23.7519 | 0 | 0 | 3020.0807 | 0.0078647 | 29 | Commercial_2034_Technical_MW_Before Competition Groups_29 | Refrigerated Display Case LED | 0.7865% | 0 | 23.7519 | Commercial_2034_Technical_MW_Before Competition Groups_Refrigerated Display Case LED
Commercial | Com ¦ Air Handler with Dedicated Outdoor Air Systems | 2034 | Economic | MW | Before Competition Groups | 16.6011 | 0 | 0 | 2126.3609 | 0.0078073 | 27 | Commercial_2034_Economic_MW_Before Competition Groups_27 | Air Handler with Dedicated Outdoor Air Systems | 0.7807% | 0 | 16.6011 | Commercial_2034_Economic_MW_Before Competition Groups_Air Handler with Dedicated Outdoor Air Systems
Commercial | Com ¦ ECM MOTORS FOR EVAPORATOR FANS for refrigeration (WALK-IN) | 2034 | Achievable | MW | Before Competition Groups | 10.2584 | 0 | 0 | 1331.7659 | 0.0077028 | 23 | Commercial_2034_Achievable_MW_Before Competition Groups_23 | ECM MOTORS FOR EVAPORATOR FANS for refrigeration (WALK-IN) | 0.7703% | 0 | 10.2584 | Commercial_2034_Achievable_MW_Before Competition Groups_ECM MOTORS FOR EVAPORATOR FANS for refrigeration (WALK-IN)
Commercial | Com ¦ Variable Refrigerant Flow Heat Pump | 2034 | Achievable | MW | Before Competition Groups | 10.1752 | 0 | 0 | 1331.7659 | 0.0076404 | 24 | Commercial_2034_Achievable_MW_Before Competition Groups_24 | Variable Refrigerant Flow Heat Pump | 0.764% | 0 | 10.1752 | Commercial_2034_Achievable_MW_Before Competition Groups_Variable Refrigerant Flow Heat Pump
Commercial | Com ¦ ENERGY STAR LED LAMPS (General Service Lamps) | 2034 | Achievable | MW | Before Competition Groups | 9.9219 | 0 | 0 | 1331.7659 | 0.0074502 | 25 | Commercial_2034_Achievable_MW_Before Competition Groups_25 | ENERGY STAR LED LAMPS (General Service Lamps) | 0.745% | 0 | 9.9219 | Commercial_2034_Achievable_MW_Before Competition Groups_ENERGY STAR LED LAMPS (General Service Lamps)
Commercial | Com ¦ Variable Frequency Drive (VFD) | 2034 | Technical | MW | Before Competition Groups | 21.2717 | 0 | 0 | 3020.0807 | 0.0070434 | 30 | Commercial_2034_Technical_MW_Before Competition Groups_30 | Variable Frequency Drive (VFD) | 0.7043% | 0 | 21.2717 | Commercial_2034_Technical_MW_Before Competition Groups_Variable Frequency Drive (VFD)
Commercial | Com ¦ VFD on Pumps | 2034 | Technical | MW | Before Competition Groups | 19.9983 | 0 | 0 | 3020.0807 | 0.0066218 | 31 | Commercial_2034_Technical_MW_Before Competition Groups_31 | VFD on Pumps | 0.6622% | 0 | 19.9983 | Commercial_2034_Technical_MW_Before Competition Groups_VFD on Pumps
Commercial | Com ¦ Refrigeration Optimization | 2034 | Technical | MW | Before Competition Groups | 19.8014 | 0 | 0 | 3020.0807 | 0.0065566 | 32 | Commercial_2034_Technical_MW_Before Competition Groups_32 | Refrigeration Optimization | 0.6557% | 0 | 19.8014 | Commercial_2034_Technical_MW_Before Competition Groups_Refrigeration Optimization
Commercial | Com ¦ Evaporator Fan Controls | 2034 | Achievable | MW | Before Competition Groups | 8.6555 | 0 | 0 | 1331.7659 | 0.0064992 | 26 | Commercial_2034_Achievable_MW_Before Competition Groups_26 | Evaporator Fan Controls | 0.6499% | 0 | 8.6555 | Commercial_2034_Achievable_MW_Before Competition Groups_Evaporator Fan Controls
Commercial | Com ¦ HOTEL OCCUPANCY CONTROLS (HVAC + LIGHTING) | 2034 | Technical | MW | Before Competition Groups | 19.5765 | 0 | 0 | 3020.0807 | 0.0064821 | 33 | Commercial_2034_Technical_MW_Before Competition Groups_33 | HOTEL OCCUPANCY CONTROLS (HVAC + LIGHTING) | 0.6482% | 0 | 19.5765 | Commercial_2034_Technical_MW_Before Competition Groups_HOTEL OCCUPANCY CONTROLS (HVAC + LIGHTING)
Commercial | Com ¦ Freezer Case Light Sensor | 2034 | Achievable | MW | Before Competition Groups | 8.1749 | 0 | 0 | 1331.7659 | 0.0061384 | 27 | Commercial_2034_Achievable_MW_Before Competition Groups_27 | Freezer Case Light Sensor | 0.6138% | 0 | 8.1749 | Commercial_2034_Achievable_MW_Before Competition Groups_Freezer Case Light Sensor
Commercial | Com ¦ Demand Control Kitchen Ventilation | 2034 | Achievable | MW | Before Competition Groups | 7.7805 | 0 | 0 | 1331.7659 | 0.0058422 | 28 | Commercial_2034_Achievable_MW_Before Competition Groups_28 | Demand Control Kitchen Ventilation | 0.5842% | 0 | 7.7805 | Commercial_2034_Achievable_MW_Before Competition Groups_Demand Control Kitchen Ventilation
Commercial | Com ¦ Demand Control Kitchen Ventilation | 2034 | Economic | MW | Before Competition Groups | 12.0613 | 0 | 0 | 2126.3609 | 0.0056723 | 28 | Commercial_2034_Economic_MW_Before Competition Groups_28 | Demand Control Kitchen Ventilation | 0.5672% | 0 | 12.0613 | Commercial_2034_Economic_MW_Before Competition Groups_Demand Control Kitchen Ventilation
Commercial | Com ¦ Air Handler with Dedicated Outdoor Air Systems | 2034 | Technical | MW | Before Competition Groups | 16.6011 | 0 | 0 | 3020.0807 | 0.0054969 | 34 | Commercial_2034_Technical_MW_Before Competition Groups_34 | Air Handler with Dedicated Outdoor Air Systems | 0.5497% | 0 | 16.6011 | Commercial_2034_Technical_MW_Before Competition Groups_Air Handler with Dedicated Outdoor Air Systems
Commercial | Com ¦ ENERGY STAR LED LAMPS (General Service Lamps) | 2034 | Economic | MW | Before Competition Groups | 11.3849 | 0 | 0 | 2126.3609 | 0.0053542 | 29 | Commercial_2034_Economic_MW_Before Competition Groups_29 | ENERGY STAR LED LAMPS (General Service Lamps) | 0.5354% | 0 | 11.3849 | Commercial_2034_Economic_MW_Before Competition Groups_ENERGY STAR LED LAMPS (General Service Lamps)
Commercial | Com ¦ Ground Source Heat Pump | 2034 | Technical | MW | Before Competition Groups | 16.1107 | 0 | 0 | 3020.0807 | 0.0053345 | 35 | Commercial_2034_Technical_MW_Before Competition Groups_35 | Ground Source Heat Pump | 0.5335% | 0 | 16.1107 | Commercial_2034_Technical_MW_Before Competition Groups_Ground Source Heat Pump
Commercial | Com ¦ ECM MOTORS FOR EVAPORATOR FANS for refrigeration (WALK-IN) | 2034 | Economic | MW | Before Competition Groups | 10.9806 | 0 | 0 | 2126.3609 | 0.005164 | 30 | Commercial_2034_Economic_MW_Before Competition Groups_30 | ECM MOTORS FOR EVAPORATOR FANS for refrigeration (WALK-IN) | 0.5164% | 0 | 10.9806 | Commercial_2034_Economic_MW_Before Competition Groups_ECM MOTORS FOR EVAPORATOR FANS for refrigeration (WALK-IN)
Commercial | Com ¦ ENERGY STAR FREEZER | 2034 | Technical | MW | Before Competition Groups | 15.025 | 0 | 0 | 3020.0807 | 0.004975 | 36 | Commercial_2034_Technical_MW_Before Competition Groups_36 | ENERGY STAR FREEZER | 0.4975% | 0 | 15.025 | Commercial_2034_Technical_MW_Before Competition Groups_ENERGY STAR FREEZER
Commercial | Com ¦ Indoor Daylight Sensors/Photocell Dimming Control | 2034 | Technical | MW | Before Competition Groups | 14.5198 | 0 | 0 | 3020.0807 | 0.0048077 | 37 | Commercial_2034_Technical_MW_Before Competition Groups_37 | Indoor Daylight Sensors/Photocell Dimming Control | 0.4808% | 0 | 14.5198 | Commercial_2034_Technical_MW_Before Competition Groups_Indoor Daylight Sensors/Photocell Dimming Control
Commercial | Com ¦ Occupancy Sensors | 2034 | Economic | MW | Before Competition Groups | 10.1515 | 0 | 0 | 2126.3609 | 0.0047741 | 31 | Commercial_2034_Economic_MW_Before Competition Groups_31 | Occupancy Sensors | 0.4774% | 0 | 10.1515 | Commercial_2034_Economic_MW_Before Competition Groups_Occupancy Sensors
Commercial | Com ¦ Variable Refrigerant Flow Heat Pump | 2034 | Economic | MW | Before Competition Groups | 10.149 | 0 | 0 | 2126.3609 | 0.0047729 | 32 | Commercial_2034_Economic_MW_Before Competition Groups_32 | Variable Refrigerant Flow Heat Pump | 0.4773% | 0 | 10.149 | Commercial_2034_Economic_MW_Before Competition Groups_Variable Refrigerant Flow Heat Pump
Commercial | Com ¦ Refrigerated Display Case LED | 2034 | Achievable | MW | Before Competition Groups | 6.1012 | 0 | 0 | 1331.7659 | 0.0045813 | 29 | Commercial_2034_Achievable_MW_Before Competition Groups_29 | Refrigerated Display Case LED | 0.4581% | 0 | 6.1012 | Commercial_2034_Achievable_MW_Before Competition Groups_Refrigerated Display Case LED
Commercial | Com ¦ LED EXTERIOR AREA LIGHTS - LED fixture (200W) | 2034 | Achievable | MW | Before Competition Groups | 6.0684 | 0 | 0 | 1331.7659 | 0.0045567 | 30 | Commercial_2034_Achievable_MW_Before Competition Groups_30 | LED EXTERIOR AREA LIGHTS - LED fixture (200W) | 0.4557% | 0 | 6.0684 | Commercial_2034_Achievable_MW_Before Competition Groups_LED EXTERIOR AREA LIGHTS - LED fixture (200W)
Commercial | Com ¦ Freezer Case Light Sensor | 2034 | Economic | MW | Before Competition Groups | 9.5255 | 0 | 0 | 2126.3609 | 0.0044797 | 33 | Commercial_2034_Economic_MW_Before Competition Groups_33 | Freezer Case Light Sensor | 0.448% | 0 | 9.5255 | Commercial_2034_Economic_MW_Before Competition Groups_Freezer Case Light Sensor
Commercial | Com ¦ Evaporator Fan Controls | 2034 | Economic | MW | Before Competition Groups | 9.2786 | 0 | 0 | 2126.3609 | 0.0043636 | 34 | Commercial_2034_Economic_MW_Before Competition Groups_34 | Evaporator Fan Controls | 0.4364% | 0 | 9.2786 | Commercial_2034_Economic_MW_Before Competition Groups_Evaporator Fan Controls
Commercial | Com ¦ LED parking lot fixture | 2034 | Achievable | MW | Before Competition Groups | 5.7979 | 0 | 0 | 1331.7659 | 0.0043536 | 31 | Commercial_2034_Achievable_MW_Before Competition Groups_31 | LED parking lot fixture | 0.4354% | 0 | 5.7979 | Commercial_2034_Achievable_MW_Before Competition Groups_LED parking lot fixture
Commercial | Com ¦ ENERGY STAR ICE MACHINES - Ice Making Head | 2034 | Technical | MW | Before Competition Groups | 13.0887 | 0 | 0 | 3020.0807 | 0.0043339 | 38 | Commercial_2034_Technical_MW_Before Competition Groups_38 | ENERGY STAR ICE MACHINES - Ice Making Head | 0.4334% | 0 | 13.0887 | Commercial_2034_Technical_MW_Before Competition Groups_ENERGY STAR ICE MACHINES - Ice Making Head
Commercial | Com ¦ ENERGY STAR LED LAMPS (General Service Lamps) | 2034 | Technical | MW | Before Competition Groups | 12.8206 | 0 | 0 | 3020.0807 | 0.0042451 | 39 | Commercial_2034_Technical_MW_Before Competition Groups_39 | ENERGY STAR LED LAMPS (General Service Lamps) | 0.4245% | 0 | 12.8206 | Commercial_2034_Technical_MW_Before Competition Groups_ENERGY STAR LED LAMPS (General Service Lamps)
Commercial | Com ¦ Demand Control Kitchen Ventilation | 2034 | Technical | MW | Before Competition Groups | 12.0613 | 0 | 0 | 3020.0807 | 0.0039937 | 40 | Commercial_2034_Technical_MW_Before Competition Groups_40 | Demand Control Kitchen Ventilation | 0.3994% | 0 | 12.0613 | Commercial_2034_Technical_MW_Before Competition Groups_Demand Control Kitchen Ventilation
Commercial | Com ¦ Duct Insulation, R8 | 2034 | Achievable | MW | Before Competition Groups | 5.2111 | 0 | 0 | 1331.7659 | 0.0039129 | 32 | Commercial_2034_Achievable_MW_Before Competition Groups_32 | Duct Insulation, R8 | 0.3913% | 0 | 5.2111 | Commercial_2034_Achievable_MW_Before Competition Groups_Duct Insulation, R8
Commercial | Com ¦ ECM MOTORS FOR EVAPORATOR FANS for refrigeration (WALK-IN) | 2034 | Technical | MW | Before Competition Groups | 10.9806 | 0 | 0 | 3020.0807 | 0.0036359 | 41 | Commercial_2034_Technical_MW_Before Competition Groups_41 | ECM MOTORS FOR EVAPORATOR FANS for refrigeration (WALK-IN) | 0.3636% | 0 | 10.9806 | Commercial_2034_Technical_MW_Before Competition Groups_ECM MOTORS FOR EVAPORATOR FANS for refrigeration (WALK-IN)
Commercial | Com ¦ High R-Value Glass Doors/no-heat glass door | 2034 | Technical | MW | Before Competition Groups | 10.4457 | 0 | 0 | 3020.0807 | 0.0034588 | 42 | Commercial_2034_Technical_MW_Before Competition Groups_42 | High R-Value Glass Doors/no-heat glass door | 0.3459% | 0 | 10.4457 | Commercial_2034_Technical_MW_Before Competition Groups_High R-Value Glass Doors/no-heat glass door
Commercial | Com ¦ ENERGY STAR FREEZER | 2034 | Economic | MW | Before Competition Groups | 7.1652 | 0 | 0 | 2126.3609 | 0.0033697 | 35 | Commercial_2034_Economic_MW_Before Competition Groups_35 | ENERGY STAR FREEZER | 0.337% | 0 | 7.1652 | Commercial_2034_Economic_MW_Before Competition Groups_ENERGY STAR FREEZER
Commercial | Com ¦ Occupancy Sensors | 2034 | Technical | MW | Before Competition Groups | 10.1515 | 0 | 0 | 3020.0807 | 0.0033613 | 43 | Commercial_2034_Technical_MW_Before Competition Groups_43 | Occupancy Sensors | 0.3361% | 0 | 10.1515 | Commercial_2034_Technical_MW_Before Competition Groups_Occupancy Sensors
Commercial | Com ¦ Water Source Heat Pump (4 ton) | 2034 | Economic | MW | Before Competition Groups | 7.1249 | 0 | 0 | 2126.3609 | 0.0033508 | 36 | Commercial_2034_Economic_MW_Before Competition Groups_36 | Water Source Heat Pump (4 ton) | 0.3351% | 0 | 7.1249 | Commercial_2034_Economic_MW_Before Competition Groups_Water Source Heat Pump (4 ton)
Commercial | Com ¦ LED EXTERIOR AREA LIGHTS - LED fixture (200W) | 2034 | Economic | MW | Before Competition Groups | 6.852 | 0 | 0 | 2126.3609 | 0.0032224 | 37 | Commercial_2034_Economic_MW_Before Competition Groups_37 | LED EXTERIOR AREA LIGHTS - LED fixture (200W) | 0.3222% | 0 | 6.852 | Commercial_2034_Economic_MW_Before Competition Groups_LED EXTERIOR AREA LIGHTS - LED fixture (200W)
Commercial | Com ¦ Water Source Heat Pump (4 ton) | 2034 | Achievable | MW | Before Competition Groups | 4.2771 | 0 | 0 | 1331.7659 | 0.0032116 | 33 | Commercial_2034_Achievable_MW_Before Competition Groups_33 | Water Source Heat Pump (4 ton) | 0.3212% | 0 | 4.2771 | Commercial_2034_Achievable_MW_Before Competition Groups_Water Source Heat Pump (4 ton)
Commercial | Com ¦ Freezer Case Light Sensor | 2034 | Technical | MW | Before Competition Groups | 9.5255 | 0 | 0 | 3020.0807 | 0.0031541 | 44 | Commercial_2034_Technical_MW_Before Competition Groups_44 | Freezer Case Light Sensor | 0.3154% | 0 | 9.5255 | Commercial_2034_Technical_MW_Before Competition Groups_Freezer Case Light Sensor
Commercial | Com ¦ Evaporator Fan Controls | 2034 | Technical | MW | Before Competition Groups | 9.2786 | 0 | 0 | 3020.0807 | 0.0030723 | 45 | Commercial_2034_Technical_MW_Before Competition Groups_45 | Evaporator Fan Controls | 0.3072% | 0 | 9.2786 | Commercial_2034_Technical_MW_Before Competition Groups_Evaporator Fan Controls
Commercial | Com ¦ LED parking lot fixture | 2034 | Economic | MW | Before Competition Groups | 6.5197 | 0 | 0 | 2126.3609 | 0.0030661 | 38 | Commercial_2034_Economic_MW_Before Competition Groups_38 | LED parking lot fixture | 0.3066% | 0 | 6.5197 | Commercial_2034_Economic_MW_Before Competition Groups_LED parking lot fixture
Commercial | Com ¦ ENERGY STAR Griddle (74% eff) | 2034 | Achievable | MW | Before Competition Groups | 3.9607 | 0 | 0 | 1331.7659 | 0.002974 | 34 | Commercial_2034_Achievable_MW_Before Competition Groups_34 | ENERGY STAR Griddle (74% eff) | 0.2974% | 0 | 3.9607 | Commercial_2034_Achievable_MW_Before Competition Groups_ENERGY STAR Griddle (74% eff)
Commercial | Com ¦ ENERGY STAR Griddle (74% eff) | 2034 | Economic | MW | Before Competition Groups | 6.2667 | 0 | 0 | 2126.3609 | 0.0029471 | 39 | Commercial_2034_Economic_MW_Before Competition Groups_39 | ENERGY STAR Griddle (74% eff) | 0.2947% | 0 | 6.2667 | Commercial_2034_Economic_MW_Before Competition Groups_ENERGY STAR Griddle (74% eff)
Commercial | Com ¦ Water Source Heat Pump (4 ton) | 2034 | Technical | MW | Before Competition Groups | 8.5263 | 0 | 0 | 3020.0807 | 0.0028232 | 46 | Commercial_2034_Technical_MW_Before Competition Groups_46 | Water Source Heat Pump (4 ton) | 0.2823% | 0 | 8.5263 | Commercial_2034_Technical_MW_Before Competition Groups_Water Source Heat Pump (4 ton)
Commercial | Com ¦ LED street light fixture | 2034 | Achievable | MW | Before Competition Groups | 3.7586 | 0 | 0 | 1331.7659 | 0.0028223 | 35 | Commercial_2034_Achievable_MW_Before Competition Groups_35 | LED street light fixture | 0.2822% | 0 | 3.7586 | Commercial_2034_Achievable_MW_Before Competition Groups_LED street light fixture
Commercial | Com ¦ Duct Insulation, R8 | 2034 | Economic | MW | Before Competition Groups | 5.5374 | 0 | 0 | 2126.3609 | 0.0026042 | 40 | Commercial_2034_Economic_MW_Before Competition Groups_40 | Duct Insulation, R8 | 0.2604% | 0 | 5.5374 | Commercial_2034_Economic_MW_Before Competition Groups_Duct Insulation, R8
Commercial | Com ¦ BEVERAGE VENDING MACHINE CONTROLS | 2034 | Achievable | MW | Before Competition Groups | 3.4103 | 0 | 0 | 1331.7659 | 0.0025607 | 36 | Commercial_2034_Achievable_MW_Before Competition Groups_36 | BEVERAGE VENDING MACHINE CONTROLS | 0.2561% | 0 | 3.4103 | Commercial_2034_Achievable_MW_Before Competition Groups_BEVERAGE VENDING MACHINE CONTROLS
Commercial | Com ¦ Condensing Make Up Air Unit | 2034 | Economic | MW | Before Competition Groups | 5.3086 | 0 | 0 | 2126.3609 | 0.0024966 | 41 | Commercial_2034_Economic_MW_Before Competition Groups_41 | Condensing Make Up Air Unit | 0.2497% | 0 | 5.3086 | Commercial_2034_Economic_MW_Before Competition Groups_Condensing Make Up Air Unit
Commercial | Com ¦ Condensing Make Up Air Unit | 2034 | Achievable | MW | Before Competition Groups | 3.3217 | 0 | 0 | 1331.7659 | 0.0024942 | 37 | Commercial_2034_Achievable_MW_Before Competition Groups_37 | Condensing Make Up Air Unit | 0.2494% | 0 | 3.3217 | Commercial_2034_Achievable_MW_Before Competition Groups_Condensing Make Up Air Unit
Commercial | Com ¦ Elec Storage WH 2.30 Et | 2034 | Economic | MW | Before Competition Groups | 5.1735 | 0 | 0 | 2126.3609 | 0.002433 | 42 | Commercial_2034_Economic_MW_Before Competition Groups_42 | Elec Storage WH 2.30 Et | 0.2433% | 0 | 5.1735 | Commercial_2034_Economic_MW_Before Competition Groups_Elec Storage WH 2.30 Et
Commercial | Com ¦ ENERGY STAR Refrigerator | 2034 | Technical | MW | Before Competition Groups | 7.22 | 0 | 0 | 3020.0807 | 0.0023907 | 47 | Commercial_2034_Technical_MW_Before Competition Groups_47 | ENERGY STAR Refrigerator | 0.2391% | 0 | 7.22 | Commercial_2034_Technical_MW_Before Competition Groups_ENERGY STAR Refrigerator
Commercial | Com ¦ Temperature Adjustment in Commercial Freezers | 2034 | Achievable | MW | Before Competition Groups | 3.1602 | 0 | 0 | 1331.7659 | 0.0023729 | 38 | Commercial_2034_Achievable_MW_Before Competition Groups_38 | Temperature Adjustment in Commercial Freezers | 0.2373% | 0 | 3.1602 | Commercial_2034_Achievable_MW_Before Competition Groups_Temperature Adjustment in Commercial Freezers
Commercial | Com ¦ BEVERAGE VENDING MACHINE CONTROLS | 2034 | Economic | MW | Before Competition Groups | 4.8917 | 0 | 0 | 2126.3609 | 0.0023005 | 43 | Commercial_2034_Economic_MW_Before Competition Groups_43 | BEVERAGE VENDING MACHINE CONTROLS | 0.2301% | 0 | 4.8917 | Commercial_2034_Economic_MW_Before Competition Groups_BEVERAGE VENDING MACHINE CONTROLS
Commercial | Com ¦ Elec Storage WH 2.30 Et | 2034 | Achievable | MW | Before Competition Groups | 3.0534 | 0 | 0 | 1331.7659 | 0.0022927 | 39 | Commercial_2034_Achievable_MW_Before Competition Groups_39 | Elec Storage WH 2.30 Et | 0.2293% | 0 | 3.0534 | Commercial_2034_Achievable_MW_Before Competition Groups_Elec Storage WH 2.30 Et
Commercial | Com ¦ LED EXTERIOR AREA LIGHTS - LED fixture (200W) | 2034 | Technical | MW | Before Competition Groups | 6.852 | 0 | 0 | 3020.0807 | 0.0022688 | 48 | Commercial_2034_Technical_MW_Before Competition Groups_48 | LED EXTERIOR AREA LIGHTS - LED fixture (200W) | 0.2269% | 0 | 6.852 | Commercial_2034_Technical_MW_Before Competition Groups_LED EXTERIOR AREA LIGHTS - LED fixture (200W)
Commercial | Com ¦ Occupancy Sensors | 2034 | Achievable | MW | Before Competition Groups | 2.9989 | 0 | 0 | 1331.7659 | 0.0022518 | 40 | Commercial_2034_Achievable_MW_Before Competition Groups_40 | Occupancy Sensors | 0.2252% | 0 | 2.9989 | Commercial_2034_Achievable_MW_Before Competition Groups_Occupancy Sensors
Commercial | Com ¦ LED parking lot fixture | 2034 | Technical | MW | Before Competition Groups | 6.5197 | 0 | 0 | 3020.0807 | 0.0021588 | 49 | Commercial_2034_Technical_MW_Before Competition Groups_49 | LED parking lot fixture | 0.2159% | 0 | 6.5197 | Commercial_2034_Technical_MW_Before Competition Groups_LED parking lot fixture
Commercial | Com ¦ Refrigeration Commissioning | 2034 | Technical | MW | Before Competition Groups | 6.4763 | 0 | 0 | 3020.0807 | 0.0021444 | 50 | Commercial_2034_Technical_MW_Before Competition Groups_50 | Refrigeration Commissioning | 0.2144% | 0 | 6.4763 | Commercial_2034_Technical_MW_Before Competition Groups_Refrigeration Commissioning
Commercial | Com ¦ ENERGY STAR Griddle (74% eff) | 2034 | Technical | MW | Before Competition Groups | 6.2667 | 0 | 0 | 3020.0807 | 0.002075 | 51 | Commercial_2034_Technical_MW_Before Competition Groups_51 | ENERGY STAR Griddle (74% eff) | 0.2075% | 0 | 6.2667 | Commercial_2034_Technical_MW_Before Competition Groups_ENERGY STAR Griddle (74% eff)
Commercial | Com ¦ Condensing Make Up Air Unit | 2034 | Technical | MW | Before Competition Groups | 6.1872 | 0 | 0 | 3020.0807 | 0.0020487 | 52 | Commercial_2034_Technical_MW_Before Competition Groups_52 | Condensing Make Up Air Unit | 0.2049% | 0 | 6.1872 | Commercial_2034_Technical_MW_Before Competition Groups_Condensing Make Up Air Unit
Commercial | Com ¦ LED street light fixture | 2034 | Economic | MW | Before Competition Groups | 4.2738 | 0 | 0 | 2126.3609 | 0.0020099 | 44 | Commercial_2034_Economic_MW_Before Competition Groups_44 | LED street light fixture | 0.201% | 0 | 4.2738 | Commercial_2034_Economic_MW_Before Competition Groups_LED street light fixture
Commercial | Com ¦ Vertical Night Covers | 2034 | Achievable | MW | Before Competition Groups | 2.6237 | 0 | 0 | 1331.7659 | 0.0019701 | 41 | Commercial_2034_Achievable_MW_Before Competition Groups_41 | Vertical Night Covers | 0.197% | 0 | 2.6237 | Commercial_2034_Achievable_MW_Before Competition Groups_Vertical Night Covers
Commercial | Com ¦ CO Sensors for parking garage exhaust fans | 2034 | Achievable | MW | Before Competition Groups | 2.6168 | 0 | 0 | 1331.7659 | 0.0019649 | 42 | Commercial_2034_Achievable_MW_Before Competition Groups_42 | CO Sensors for parking garage exhaust fans | 0.1965% | 0 | 2.6168 | Commercial_2034_Achievable_MW_Before Competition Groups_CO Sensors for parking garage exhaust fans
Commercial | Com ¦ Door Gasket Freezer/Refrigerator | 2034 | Achievable | MW | Before Competition Groups | 2.6006 | 0 | 0 | 1331.7659 | 0.0019527 | 43 | Commercial_2034_Achievable_MW_Before Competition Groups_43 | Door Gasket Freezer/Refrigerator | 0.1953% | 0 | 2.6006 | Commercial_2034_Achievable_MW_Before Competition Groups_Door Gasket Freezer/Refrigerator
Commercial | Com ¦ Super-High Efficiency Furnaces (Emerging Tech) | 2034 | Technical | MW | Before Competition Groups | 5.8833 | 0 | 0 | 3020.0807 | 0.0019481 | 53 | Commercial_2034_Technical_MW_Before Competition Groups_53 | Super-High Efficiency Furnaces (Emerging Tech) | 0.1948% | 0 | 5.8833 | Commercial_2034_Technical_MW_Before Competition Groups_Super-High Efficiency Furnaces (Emerging Tech)
Commercial | Com ¦ Energy Efficient Laboratory Fume Hood | 2034 | Achievable | MW | Before Competition Groups | 2.5621 | 0 | 0 | 1331.7659 | 0.0019238 | 44 | Commercial_2034_Achievable_MW_Before Competition Groups_44 | Energy Efficient Laboratory Fume Hood | 0.1924% | 0 | 2.5621 | Commercial_2034_Achievable_MW_Before Competition Groups_Energy Efficient Laboratory Fume Hood
Commercial | Com ¦ Duct Insulation, R8 | 2034 | Technical | MW | Before Competition Groups | 5.5374 | 0 | 0 | 3020.0807 | 0.0018335 | 54 | Commercial_2034_Technical_MW_Before Competition Groups_54 | Duct Insulation, R8 | 0.1834% | 0 | 5.5374 | Commercial_2034_Technical_MW_Before Competition Groups_Duct Insulation, R8
Commercial | Com ¦ Elec Storage WH 2.30 Et | 2034 | Technical | MW | Before Competition Groups | 5.1735 | 0 | 0 | 3020.0807 | 0.001713 | 55 | Commercial_2034_Technical_MW_Before Competition Groups_55 | Elec Storage WH 2.30 Et | 0.1713% | 0 | 5.1735 | Commercial_2034_Technical_MW_Before Competition Groups_Elec Storage WH 2.30 Et
Commercial | Com ¦ BEVERAGE VENDING MACHINE CONTROLS | 2034 | Technical | MW | Before Competition Groups | 4.8917 | 0 | 0 | 3020.0807 | 0.0016197 | 56 | Commercial_2034_Technical_MW_Before Competition Groups_56 | BEVERAGE VENDING MACHINE CONTROLS | 0.162% | 0 | 4.8917 | Commercial_2034_Technical_MW_Before Competition Groups_BEVERAGE VENDING MACHINE CONTROLS
Commercial | Com ¦ Temperature Adjustment in Commercial Freezers | 2034 | Economic | MW | Before Competition Groups | 3.386 | 0 | 0 | 2126.3609 | 0.0015924 | 45 | Commercial_2034_Economic_MW_Before Competition Groups_45 | Temperature Adjustment in Commercial Freezers | 0.1592% | 0 | 3.386 | Commercial_2034_Economic_MW_Before Competition Groups_Temperature Adjustment in Commercial Freezers
Commercial | Com ¦ CO Sensors for parking garage exhaust fans | 2034 | Economic | MW | Before Competition Groups | 3.2721 | 0 | 0 | 2126.3609 | 0.0015388 | 46 | Commercial_2034_Economic_MW_Before Competition Groups_46 | CO Sensors for parking garage exhaust fans | 0.1539% | 0 | 3.2721 | Commercial_2034_Economic_MW_Before Competition Groups_CO Sensors for parking garage exhaust fans
Commercial | Com ¦ Water Heating (DHW) Pipe Insulation (Add 3/4\ Foam)" | 2034 | Achievable | MW | Before Competition Groups | 1.9859 | 0 | 0 | 1331.7659 | 0.0014912 | 45 | Commercial_2034_Achievable_MW_Before Competition Groups_45 | Water Heating (DHW) Pipe Insulation (Add 3/4\ Foam)" | 0.1491% | 0 | 1.9859 | Commercial_2034_Achievable_MW_Before Competition Groups_Water Heating (DHW) Pipe Insulation (Add 3/4\ Foam)"
Commercial | Com ¦ LED street light fixture | 2034 | Technical | MW | Before Competition Groups | 4.2738 | 0 | 0 | 3020.0807 | 0.0014151 | 57 | Commercial_2034_Technical_MW_Before Competition Groups_57 | LED street light fixture | 0.1415% | 0 | 4.2738 | Commercial_2034_Technical_MW_Before Competition Groups_LED street light fixture
Commercial | Com ¦ Roof Insulation/Ceiling Insulation (R25 Code to R35) | 2034 | Technical | MW | Before Competition Groups | 3.9957 | 0 | 0 | 3020.0807 | 0.001323 | 58 | Commercial_2034_Technical_MW_Before Competition Groups_58 | Roof Insulation/Ceiling Insulation (R25 Code to R35) | 0.1323% | 0 | 3.9957 | Commercial_2034_Technical_MW_Before Competition Groups_Roof Insulation/Ceiling Insulation (R25 Code to R35)
Commercial | Com ¦ Vertical Night Covers | 2034 | Economic | MW | Before Competition Groups | 2.8126 | 0 | 0 | 2126.3609 | 0.0013227 | 47 | Commercial_2034_Economic_MW_Before Competition Groups_47 | Vertical Night Covers | 0.1323% | 0 | 2.8126 | Commercial_2034_Economic_MW_Before Competition Groups_Vertical Night Covers
Commercial | Com ¦ Energy Efficient Laboratory Fume Hood | 2034 | Economic | MW | Before Competition Groups | 2.7231 | 0 | 0 | 2126.3609 | 0.0012807 | 48 | Commercial_2034_Economic_MW_Before Competition Groups_48 | Energy Efficient Laboratory Fume Hood | 0.1281% | 0 | 2.7231 | Commercial_2034_Economic_MW_Before Competition Groups_Energy Efficient Laboratory Fume Hood
Commercial | Com ¦ Outside Air Economizer | 2034 | Achievable | MW | Before Competition Groups | 1.6706 | 0 | 0 | 1331.7659 | 0.0012544 | 46 | Commercial_2034_Achievable_MW_Before Competition Groups_46 | Outside Air Economizer | 0.1254% | 0 | 1.6706 | Commercial_2034_Achievable_MW_Before Competition Groups_Outside Air Economizer
Commercial | Com ¦ Temperature Adjustment in Commercial Freezers | 2034 | Technical | MW | Before Competition Groups | 3.386 | 0 | 0 | 3020.0807 | 0.0011212 | 59 | Commercial_2034_Technical_MW_Before Competition Groups_59 | Temperature Adjustment in Commercial Freezers | 0.1121% | 0 | 3.386 | Commercial_2034_Technical_MW_Before Competition Groups_Temperature Adjustment in Commercial Freezers
Commercial | Com ¦ Anti-sweat heat (ASH) controls - Cooler/Freezer | 2034 | Technical | MW | Before Competition Groups | 3.3541 | 0 | 0 | 3020.0807 | 0.0011106 | 60 | Commercial_2034_Technical_MW_Before Competition Groups_60 | Anti-sweat heat (ASH) controls - Cooler/Freezer | 0.1111% | 0 | 3.3541 | Commercial_2034_Technical_MW_Before Competition Groups_Anti-sweat heat (ASH) controls - Cooler/Freezer
Commercial | Com ¦ CO Sensors for parking garage exhaust fans | 2034 | Technical | MW | Before Competition Groups | 3.2721 | 0 | 0 | 3020.0807 | 0.0010835 | 61 | Commercial_2034_Technical_MW_Before Competition Groups_61 | CO Sensors for parking garage exhaust fans | 0.1083% | 0 | 3.2721 | Commercial_2034_Technical_MW_Before Competition Groups_CO Sensors for parking garage exhaust fans
Commercial | Com ¦ Suction Pipe Insulation Freezer/Refrigerator | 2034 | Achievable | MW | Before Competition Groups | 1.3602 | 0 | 0 | 1331.7659 | 0.0010213 | 47 | Commercial_2034_Achievable_MW_Before Competition Groups_47 | Suction Pipe Insulation Freezer/Refrigerator | 0.1021% | 0 | 1.3602 | Commercial_2034_Achievable_MW_Before Competition Groups_Suction Pipe Insulation Freezer/Refrigerator
Commercial | Com ¦ Water Heating (DHW) Pipe Insulation (Add 3/4\ Foam)" | 2034 | Economic | MW | Before Competition Groups | 2.1226 | 0 | 0 | 2126.3609 | 0.00099824 | 49 | Commercial_2034_Economic_MW_Before Competition Groups_49 | Water Heating (DHW) Pipe Insulation (Add 3/4\ Foam)" | 0.09982% | 0 | 2.1226 | Commercial_2034_Economic_MW_Before Competition Groups_Water Heating (DHW) Pipe Insulation (Add 3/4\ Foam)"
Commercial | Com ¦ ENERGY STAR FREEZER | 2034 | Achievable | MW | Before Competition Groups | 1.3024 | 0 | 0 | 1331.7659 | 0.00097793 | 48 | Commercial_2034_Achievable_MW_Before Competition Groups_48 | ENERGY STAR FREEZER | 0.09779% | 0 | 1.3024 | Commercial_2034_Achievable_MW_Before Competition Groups_ENERGY STAR FREEZER
Commercial | Com ¦ Vertical Night Covers | 2034 | Technical | MW | Before Competition Groups | 2.8126 | 0 | 0 | 3020.0807 | 0.0009313 | 62 | Commercial_2034_Technical_MW_Before Competition Groups_62 | Vertical Night Covers | 0.09313% | 0 | 2.8126 | Commercial_2034_Technical_MW_Before Competition Groups_Vertical Night Covers
Commercial | Com ¦ Energy Efficient Laboratory Fume Hood | 2034 | Technical | MW | Before Competition Groups | 2.7231 | 0 | 0 | 3020.0807 | 0.00090168 | 63 | Commercial_2034_Technical_MW_Before Competition Groups_63 | Energy Efficient Laboratory Fume Hood | 0.09017% | 0 | 2.7231 | Commercial_2034_Technical_MW_Before Competition Groups_Energy Efficient Laboratory Fume Hood
Commercial | Com ¦ Outside Air Economizer | 2034 | Economic | MW | Before Competition Groups | 1.8974 | 0 | 0 | 2126.3609 | 0.00089231 | 50 | Commercial_2034_Economic_MW_Before Competition Groups_50 | Outside Air Economizer | 0.08923% | 0 | 1.8974 | Commercial_2034_Economic_MW_Before Competition Groups_Outside Air Economizer
Commercial | Com ¦ ENERGY STAR Fryer (84% eff) | 2034 | Achievable | MW | Before Competition Groups | 1.1873 | 0 | 0 | 1331.7659 | 0.00089153 | 49 | Commercial_2034_Achievable_MW_Before Competition Groups_49 | ENERGY STAR Fryer (84% eff) | 0.08915% | 0 | 1.1873 | Commercial_2034_Achievable_MW_Before Competition Groups_ENERGY STAR Fryer (84% eff)
Commercial | Com ¦ ENERGY STAR Fryer (84% eff) | 2034 | Economic | MW | Before Competition Groups | 1.8389 | 0 | 0 | 2126.3609 | 0.00086481 | 51 | Commercial_2034_Economic_MW_Before Competition Groups_51 | ENERGY STAR Fryer (84% eff) | 0.08648% | 0 | 1.8389 | Commercial_2034_Economic_MW_Before Competition Groups_ENERGY STAR Fryer (84% eff)
Commercial | Com ¦ Water Heating (DHW) Pipe Insulation (Add 3/4\ Foam)" | 2034 | Technical | MW | Before Competition Groups | 2.1226 | 0 | 0 | 3020.0807 | 0.00070284 | 64 | Commercial_2034_Technical_MW_Before Competition Groups_64 | Water Heating (DHW) Pipe Insulation (Add 3/4\ Foam)" | 0.07028% | 0 | 2.1226 | Commercial_2034_Technical_MW_Before Competition Groups_Water Heating (DHW) Pipe Insulation (Add 3/4\ Foam)"
Commercial | Com ¦ Suction Pipe Insulation Freezer/Refrigerator | 2034 | Economic | MW | Before Competition Groups | 1.457 | 0 | 0 | 2126.3609 | 0.00068519 | 52 | Commercial_2034_Economic_MW_Before Competition Groups_52 | Suction Pipe Insulation Freezer/Refrigerator | 0.06852% | 0 | 1.457 | Commercial_2034_Economic_MW_Before Competition Groups_Suction Pipe Insulation Freezer/Refrigerator
Commercial | Com ¦ ENERGY STAR Dishwasher | 2034 | Economic | MW | Before Competition Groups | 1.438 | 0 | 0 | 2126.3609 | 0.00067626 | 53 | Commercial_2034_Economic_MW_Before Competition Groups_53 | ENERGY STAR Dishwasher | 0.06763% | 0 | 1.438 | Commercial_2034_Economic_MW_Before Competition Groups_ENERGY STAR Dishwasher
Commercial | Com ¦ Outside Air Economizer | 2034 | Technical | MW | Before Competition Groups | 1.8974 | 0 | 0 | 3020.0807 | 0.00062825 | 65 | Commercial_2034_Technical_MW_Before Competition Groups_65 | Outside Air Economizer | 0.06283% | 0 | 1.8974 | Commercial_2034_Technical_MW_Before Competition Groups_Outside Air Economizer
Commercial | Com ¦ ENERGY STAR Fryer (84% eff) | 2034 | Technical | MW | Before Competition Groups | 1.8389 | 0 | 0 | 3020.0807 | 0.00060889 | 66 | Commercial_2034_Technical_MW_Before Competition Groups_66 | ENERGY STAR Fryer (84% eff) | 0.06089% | 0 | 1.8389 | Commercial_2034_Technical_MW_Before Competition Groups_ENERGY STAR Fryer (84% eff)
Commercial | Com ¦ ENERGY STAR Steam Cookers | 2034 | Achievable | MW | Before Competition Groups | 0.74165 | 0 | 0 | 1331.7659 | 0.00055689 | 50 | Commercial_2034_Achievable_MW_Before Competition Groups_50 | ENERGY STAR Steam Cookers | 0.05569% | 0 | 0.74165 | Commercial_2034_Achievable_MW_Before Competition Groups_ENERGY STAR Steam Cookers
Commercial | Com ¦ ENERGY STAR Steam Cookers | 2034 | Economic | MW | Before Competition Groups | 1.1763 | 0 | 0 | 2126.3609 | 0.00055319 | 54 | Commercial_2034_Economic_MW_Before Competition Groups_54 | ENERGY STAR Steam Cookers | 0.05532% | 0 | 1.1763 | Commercial_2034_Economic_MW_Before Competition Groups_ENERGY STAR Steam Cookers
Commercial | Com ¦ Room AC (w/ louvered sides) 14 SEER from 12 SEER code | 2034 | Technical | MW | Before Competition Groups | 1.5332 | 0 | 0 | 3020.0807 | 0.00050768 | 67 | Commercial_2034_Technical_MW_Before Competition Groups_67 | Room AC (w/ louvered sides) 14 SEER from 12 SEER code | 0.05077% | 0 | 1.5332 | Commercial_2034_Technical_MW_Before Competition Groups_Room AC (w/ louvered sides) 14 SEER from 12 SEER code
Commercial | Com ¦ High Efficiency Small Instantaneous Water Heater | 2034 | Technical | MW | Before Competition Groups | 1.4738 | 0 | 0 | 3020.0807 | 0.000488 | 68 | Commercial_2034_Technical_MW_Before Competition Groups_68 | High Efficiency Small Instantaneous Water Heater | 0.0488% | 0 | 1.4738 | Commercial_2034_Technical_MW_Before Competition Groups_High Efficiency Small Instantaneous Water Heater
Commercial | Com ¦ Suction Pipe Insulation Freezer/Refrigerator | 2034 | Technical | MW | Before Competition Groups | 1.457 | 0 | 0 | 3020.0807 | 0.00048243 | 69 | Commercial_2034_Technical_MW_Before Competition Groups_69 | Suction Pipe Insulation Freezer/Refrigerator | 0.04824% | 0 | 1.457 | Commercial_2034_Technical_MW_Before Competition Groups_Suction Pipe Insulation Freezer/Refrigerator
Commercial | Com ¦ Thermostat Setback | 2034 | Achievable | MW | Before Competition Groups | 0.64098 | 0 | 0 | 1331.7659 | 0.0004813 | 51 | Commercial_2034_Achievable_MW_Before Competition Groups_51 | Thermostat Setback | 0.04813% | 0 | 0.64098 | Commercial_2034_Achievable_MW_Before Competition Groups_Thermostat Setback
Commercial | Com ¦ Ozone Laundry Treatment | 2034 | Achievable | MW | Before Competition Groups | 0.63872 | 0 | 0 | 1331.7659 | 0.00047961 | 52 | Commercial_2034_Achievable_MW_Before Competition Groups_52 | Ozone Laundry Treatment | 0.04796% | 0 | 0.63872 | Commercial_2034_Achievable_MW_Before Competition Groups_Ozone Laundry Treatment
Commercial | Com ¦ ENERGY STAR Dishwasher | 2034 | Technical | MW | Before Competition Groups | 1.438 | 0 | 0 | 3020.0807 | 0.00047614 | 70 | Commercial_2034_Technical_MW_Before Competition Groups_70 | ENERGY STAR Dishwasher | 0.04761% | 0 | 1.438 | Commercial_2034_Technical_MW_Before Competition Groups_ENERGY STAR Dishwasher
Commercial | Com ¦ ENERGY STAR Dishwasher | 2034 | Achievable | MW | Before Competition Groups | 0.61031 | 0 | 0 | 1331.7659 | 0.00045827 | 53 | Commercial_2034_Achievable_MW_Before Competition Groups_53 | ENERGY STAR Dishwasher | 0.04583% | 0 | 0.61031 | Commercial_2034_Achievable_MW_Before Competition Groups_ENERGY STAR Dishwasher
Commercial | Com ¦ LED RECESSED DOWNLIGHTS | 2034 | Technical | MW | Before Competition Groups | 1.3763 | 0 | 0 | 3020.0807 | 0.0004557 | 71 | Commercial_2034_Technical_MW_Before Competition Groups_71 | LED RECESSED DOWNLIGHTS | 0.04557% | 0 | 1.3763 | Commercial_2034_Technical_MW_Before Competition Groups_LED RECESSED DOWNLIGHTS
Commercial | Com ¦ Evaporator Coil Defrost (Cooler) | 2034 | Technical | MW | Before Competition Groups | 1.2405 | 0 | 0 | 3020.0807 | 0.00041075 | 72 | Commercial_2034_Technical_MW_Before Competition Groups_72 | Evaporator Coil Defrost (Cooler) | 0.04108% | 0 | 1.2405 | Commercial_2034_Technical_MW_Before Competition Groups_Evaporator Coil Defrost (Cooler)
Commercial | Com ¦ ENERGY STAR Steam Cookers | 2034 | Technical | MW | Before Competition Groups | 1.1763 | 0 | 0 | 3020.0807 | 0.00038948 | 73 | Commercial_2034_Technical_MW_Before Competition Groups_73 | ENERGY STAR Steam Cookers | 0.03895% | 0 | 1.1763 | Commercial_2034_Technical_MW_Before Competition Groups_ENERGY STAR Steam Cookers
Commercial | Com ¦ High Efficiency Small Instantaneous Water Heater | 2034 | Economic | MW | Before Competition Groups | 0.81127 | 0 | 0 | 2126.3609 | 0.00038153 | 55 | Commercial_2034_Economic_MW_Before Competition Groups_55 | High Efficiency Small Instantaneous Water Heater | 0.03815% | 0 | 0.81127 | Commercial_2034_Economic_MW_Before Competition Groups_High Efficiency Small Instantaneous Water Heater
Commercial | Com ¦ Ozone Laundry Treatment | 2034 | Economic | MW | Before Competition Groups | 0.78535 | 0 | 0 | 2126.3609 | 0.00036934 | 56 | Commercial_2034_Economic_MW_Before Competition Groups_56 | Ozone Laundry Treatment | 0.03693% | 0 | 0.78535 | Commercial_2034_Economic_MW_Before Competition Groups_Ozone Laundry Treatment
Commercial | Com ¦ Thermostat Setback | 2034 | Economic | MW | Before Competition Groups | 0.72589 | 0 | 0 | 2126.3609 | 0.00034138 | 57 | Commercial_2034_Economic_MW_Before Competition Groups_57 | Thermostat Setback | 0.03414% | 0 | 0.72589 | Commercial_2034_Economic_MW_Before Competition Groups_Thermostat Setback
Commercial | Com ¦ Super-High Efficiency Furnaces (Emerging Tech) | 2034 | Achievable | MW | Before Competition Groups | 0.35107 | 0 | 0 | 1331.7659 | 0.00026361 | 54 | Commercial_2034_Achievable_MW_Before Competition Groups_54 | Super-High Efficiency Furnaces (Emerging Tech) | 0.02636% | 0 | 0.35107 | Commercial_2034_Achievable_MW_Before Competition Groups_Super-High Efficiency Furnaces (Emerging Tech)
Commercial | Com ¦ PTAC (12 EER/10,000 BTU) | 2034 | Economic | MW | Before Competition Groups | 0.55476 | 0 | 0 | 2126.3609 | 0.00026089 | 58 | Commercial_2034_Economic_MW_Before Competition Groups_58 | PTAC (12 EER/10,000 BTU) | 0.02609% | 0 | 0.55476 | Commercial_2034_Economic_MW_Before Competition Groups_PTAC (12 EER/10,000 BTU)
Commercial | Com ¦ Ozone Laundry Treatment | 2034 | Technical | MW | Before Competition Groups | 0.78535 | 0 | 0 | 3020.0807 | 0.00026004 | 74 | Commercial_2034_Technical_MW_Before Competition Groups_74 | Ozone Laundry Treatment | 0.026% | 0 | 0.78535 | Commercial_2034_Technical_MW_Before Competition Groups_Ozone Laundry Treatment
Commercial | Com ¦ Thermostat Setback | 2034 | Technical | MW | Before Competition Groups | 0.72589 | 0 | 0 | 3020.0807 | 0.00024035 | 75 | Commercial_2034_Technical_MW_Before Competition Groups_75 | Thermostat Setback | 0.02404% | 0 | 0.72589 | Commercial_2034_Technical_MW_Before Competition Groups_Thermostat Setback
Commercial | Com ¦ SYNCHRONOUS BELT | 2034 | Technical | MW | Before Competition Groups | 0.71311 | 0 | 0 | 3020.0807 | 0.00023612 | 76 | Commercial_2034_Technical_MW_Before Competition Groups_76 | SYNCHRONOUS BELT | 0.02361% | 0 | 0.71311 | Commercial_2034_Technical_MW_Before Competition Groups_SYNCHRONOUS BELT
Commercial | Com ¦ Door Gasket Freezer/Refrigerator | 2034 | Economic | MW | Before Competition Groups | 0.50163 | 0 | 0 | 2126.3609 | 0.00023591 | 59 | Commercial_2034_Economic_MW_Before Competition Groups_59 | Door Gasket Freezer/Refrigerator | 0.02359% | 0 | 0.50163 | Commercial_2034_Economic_MW_Before Competition Groups_Door Gasket Freezer/Refrigerator
Commercial | Com ¦ Wall Insulation | 2034 | Technical | MW | Before Competition Groups | 0.66424 | 0 | 0 | 3020.0807 | 0.00021994 | 77 | Commercial_2034_Technical_MW_Before Competition Groups_77 | Wall Insulation | 0.02199% | 0 | 0.66424 | Commercial_2034_Technical_MW_Before Competition Groups_Wall Insulation
Commercial | Com ¦ Solar Preheat Make up Air | 2034 | Technical | MW | Before Competition Groups | 0.65719 | 0 | 0 | 3020.0807 | 0.00021761 | 78 | Commercial_2034_Technical_MW_Before Competition Groups_78 | Solar Preheat Make up Air | 0.02176% | 0 | 0.65719 | Commercial_2034_Technical_MW_Before Competition Groups_Solar Preheat Make up Air
Commercial | Com ¦ PTAC (12 EER/10,000 BTU) | 2034 | Technical | MW | Before Competition Groups | 0.61773 | 0 | 0 | 3020.0807 | 0.00020454 | 79 | Commercial_2034_Technical_MW_Before Competition Groups_79 | PTAC (12 EER/10,000 BTU) | 0.02045% | 0 | 0.61773 | Commercial_2034_Technical_MW_Before Competition Groups_PTAC (12 EER/10,000 BTU)
Commercial | Com ¦ ECM MOTORS FOR HVAC APPLICATION (FAN-POWERED VAV BOX) | 2034 | Achievable | MW | Before Competition Groups | 0.26339 | 0 | 0 | 1331.7659 | 0.00019778 | 55 | Commercial_2034_Achievable_MW_Before Competition Groups_55 | ECM MOTORS FOR HVAC APPLICATION (FAN-POWERED VAV BOX) | 0.01978% | 0 | 0.26339 | Commercial_2034_Achievable_MW_Before Competition Groups_ECM MOTORS FOR HVAC APPLICATION (FAN-POWERED VAV BOX)
Commercial | Com ¦ PTAC (12 EER/10,000 BTU) | 2034 | Achievable | MW | Before Competition Groups | 0.258 | 0 | 0 | 1331.7659 | 0.00019373 | 56 | Commercial_2034_Achievable_MW_Before Competition Groups_56 | PTAC (12 EER/10,000 BTU) | 0.01937% | 0 | 0.258 | Commercial_2034_Achievable_MW_Before Competition Groups_PTAC (12 EER/10,000 BTU)
Commercial | Com ¦ Super-High Efficiency Furnaces (Emerging Tech) | 2034 | Economic | MW | Before Competition Groups | 0.39259 | 0 | 0 | 2126.3609 | 0.00018463 | 60 | Commercial_2034_Economic_MW_Before Competition Groups_60 | Super-High Efficiency Furnaces (Emerging Tech) | 0.01846% | 0 | 0.39259 | Commercial_2034_Economic_MW_Before Competition Groups_Super-High Efficiency Furnaces (Emerging Tech)
Commercial | Com ¦ Solar Water Preheat (Pools/DHW) | 2034 | Economic | MW | Before Competition Groups | 0.36823 | 0 | 0 | 2126.3609 | 0.00017317 | 61 | Commercial_2034_Economic_MW_Before Competition Groups_61 | Solar Water Preheat (Pools/DHW) | 0.01732% | 0 | 0.36823 | Commercial_2034_Economic_MW_Before Competition Groups_Solar Water Preheat (Pools/DHW)
Commercial | Com ¦ Efficient compressor motor | 2034 | Technical | MW | Before Competition Groups | 0.50134 | 0 | 0 | 3020.0807 | 0.000166 | 80 | Commercial_2034_Technical_MW_Before Competition Groups_80 | Efficient compressor motor | 0.0166% | 0 | 0.50134 | Commercial_2034_Technical_MW_Before Competition Groups_Efficient compressor motor
Commercial | COM ¦ Ductless Mini-Split Heat Pumps | 2034 | Economic | MW | Before Competition Groups | 0.3516 | 0 | 0 | 2126.3609 | 0.00016535 | 62 | Commercial_2034_Economic_MW_Before Competition Groups_62 | Ductless Mini-Split Heat Pumps | 0.01654% | 0 | 0.3516 | Commercial_2034_Economic_MW_Before Competition Groups_Ductless Mini-Split Heat Pumps
Commercial | Com ¦ Indoor Daylight Sensors/Photocell Dimming Control | 2034 | Economic | MW | Before Competition Groups | 0.33027 | 0 | 0 | 2126.3609 | 0.00015532 | 63 | Commercial_2034_Economic_MW_Before Competition Groups_63 | Indoor Daylight Sensors/Photocell Dimming Control | 0.01553% | 0 | 0.33027 | Commercial_2034_Economic_MW_Before Competition Groups_Indoor Daylight Sensors/Photocell Dimming Control
Commercial | COM ¦ Ductless Mini-Split Heat Pumps | 2034 | Achievable | MW | Before Competition Groups | 0.2007 | 0 | 0 | 1331.7659 | 0.0001507 | 57 | Commercial_2034_Achievable_MW_Before Competition Groups_57 | Ductless Mini-Split Heat Pumps | 0.01507% | 0 | 0.2007 | Commercial_2034_Achievable_MW_Before Competition Groups_Ductless Mini-Split Heat Pumps
Commercial | Com ¦ ECM MOTORS FOR HVAC APPLICATION (FAN-POWERED VAV BOX) | 2034 | Economic | MW | Before Competition Groups | 0.3116 | 0 | 0 | 2126.3609 | 0.00014654 | 64 | Commercial_2034_Economic_MW_Before Competition Groups_64 | ECM MOTORS FOR HVAC APPLICATION (FAN-POWERED VAV BOX) | 0.01465% | 0 | 0.3116 | Commercial_2034_Economic_MW_Before Competition Groups_ECM MOTORS FOR HVAC APPLICATION (FAN-POWERED VAV BOX)
Commercial | Com ¦ Efficient compressor motor | 2034 | Economic | MW | Before Competition Groups | 0.28374 | 0 | 0 | 2126.3609 | 0.00013344 | 65 | Commercial_2034_Economic_MW_Before Competition Groups_65 | Efficient compressor motor | 0.01334% | 0 | 0.28374 | Commercial_2034_Economic_MW_Before Competition Groups_Efficient compressor motor
Commercial | Com ¦ Solar Water Preheat (Pools/DHW) | 2034 | Technical | MW | Before Competition Groups | 0.36823 | 0 | 0 | 3020.0807 | 0.00012193 | 81 | Commercial_2034_Technical_MW_Before Competition Groups_81 | Solar Water Preheat (Pools/DHW) | 0.01219% | 0 | 0.36823 | Commercial_2034_Technical_MW_Before Competition Groups_Solar Water Preheat (Pools/DHW)
Commercial | Com ¦ Notched V belts for HVAC Systems | 2034 | Technical | MW | Before Competition Groups | 0.35655 | 0 | 0 | 3020.0807 | 0.00011806 | 82 | Commercial_2034_Technical_MW_Before Competition Groups_82 | Notched V belts for HVAC Systems | 0.01181% | 0 | 0.35655 | Commercial_2034_Technical_MW_Before Competition Groups_Notched V belts for HVAC Systems
Commercial | Com ¦ Solar Water Preheat (Pools/DHW) | 2034 | Achievable | MW | Before Competition Groups | 0.1554 | 0 | 0 | 1331.7659 | 0.00011668 | 58 | Commercial_2034_Achievable_MW_Before Competition Groups_58 | Solar Water Preheat (Pools/DHW) | 0.01167% | 0 | 0.1554 | Commercial_2034_Achievable_MW_Before Competition Groups_Solar Water Preheat (Pools/DHW)
Commercial | COM ¦ Ductless Mini-Split Heat Pumps | 2034 | Technical | MW | Before Competition Groups | 0.3516 | 0 | 0 | 3020.0807 | 0.00011642 | 83 | Commercial_2034_Technical_MW_Before Competition Groups_83 | Ductless Mini-Split Heat Pumps | 0.01164% | 0 | 0.3516 | Commercial_2034_Technical_MW_Before Competition Groups_Ductless Mini-Split Heat Pumps
Commercial | Com ¦ High Efficiency Chiller (avg of water and air cooled) | 2034 | Technical | MW | Before Competition Groups | 0.34754 | 0 | 0 | 3020.0807 | 0.00011508 | 84 | Commercial_2034_Technical_MW_Before Competition Groups_84 | High Efficiency Chiller (avg of water and air cooled) | 0.01151% | 0 | 0.34754 | Commercial_2034_Technical_MW_Before Competition Groups_High Efficiency Chiller (avg of water and air cooled)
Commercial | Com ¦ Heat Pump Water Heater (50 Gallons) | 2034 | Technical | MW | Before Competition Groups | 0.34067 | 0 | 0 | 3020.0807 | 0.0001128 | 85 | Commercial_2034_Technical_MW_Before Competition Groups_85 | Heat Pump Water Heater (50 Gallons) | 0.01128% | 0 | 0.34067 | Commercial_2034_Technical_MW_Before Competition Groups_Heat Pump Water Heater (50 Gallons)
Commercial | Com ¦ Auto Off Time Switch or Time Clock control | 2034 | Achievable | MW | Before Competition Groups | 0.14787 | 0 | 0 | 1331.7659 | 0.00011103 | 59 | Commercial_2034_Achievable_MW_Before Competition Groups_59 | Auto Off Time Switch or Time Clock control | 0.0111% | 0 | 0.14787 | Commercial_2034_Achievable_MW_Before Competition Groups_Auto Off Time Switch or Time Clock control
Commercial | Com ¦ ECM MOTORS FOR HVAC APPLICATION (FAN-POWERED VAV BOX) | 2034 | Technical | MW | Before Competition Groups | 0.31269 | 0 | 0 | 3020.0807 | 0.00010354 | 86 | Commercial_2034_Technical_MW_Before Competition Groups_86 | ECM MOTORS FOR HVAC APPLICATION (FAN-POWERED VAV BOX) | 0.01035% | 0 | 0.31269 | Commercial_2034_Technical_MW_Before Competition Groups_ECM MOTORS FOR HVAC APPLICATION (FAN-POWERED VAV BOX)
Commercial | Com ¦ Demand controlled Circulating Systems | 2034 | Achievable | MW | Before Competition Groups | 0.13507 | 0 | 0 | 1331.7659 | 0.00010142 | 60 | Commercial_2034_Achievable_MW_Before Competition Groups_60 | Demand controlled Circulating Systems | 0.01014% | 0 | 0.13507 | Commercial_2034_Achievable_MW_Before Competition Groups_Demand controlled Circulating Systems
Commercial | Com ¦ CEE Tier 2/Energy Star Clothes Washers | 2034 | Achievable | MW | Before Competition Groups | 0.12509 | 0 | 0 | 1331.7659 | 9.3926e-05 | 61 | Commercial_2034_Achievable_MW_Before Competition Groups_61 | CEE Tier 2/Energy Star Clothes Washers | 0.009393% | 0 | 0.12509 | Commercial_2034_Achievable_MW_Before Competition Groups_CEE Tier 2/Energy Star Clothes Washers
Commercial | Com ¦ Commercial Hot Food Holding Cabinets | 2034 | Technical | MW | Before Competition Groups | 0.27408 | 0 | 0 | 3020.0807 | 9.0752e-05 | 87 | Commercial_2034_Technical_MW_Before Competition Groups_87 | Commercial Hot Food Holding Cabinets | 0.009075% | 0 | 0.27408 | Commercial_2034_Technical_MW_Before Competition Groups_Commercial Hot Food Holding Cabinets
Commercial | Com ¦ Auto Off Time Switch or Time Clock control | 2034 | Economic | MW | Before Competition Groups | 0.19081 | 0 | 0 | 2126.3609 | 8.9737e-05 | 66 | Commercial_2034_Economic_MW_Before Competition Groups_66 | Auto Off Time Switch or Time Clock control | 0.008974% | 0 | 0.19081 | Commercial_2034_Economic_MW_Before Competition Groups_Auto Off Time Switch or Time Clock control
Commercial | Com ¦ Notched V belts for HVAC Systems | 2034 | Economic | MW | Before Competition Groups | 0.18077 | 0 | 0 | 2126.3609 | 8.5016e-05 | 67 | Commercial_2034_Economic_MW_Before Competition Groups_67 | Notched V belts for HVAC Systems | 0.008502% | 0 | 0.18077 | Commercial_2034_Economic_MW_Before Competition Groups_Notched V belts for HVAC Systems
Commercial | Com ¦ HVAC Optimization | 2034 | Technical | MW | Before Competition Groups | 0.25508 | 0 | 0 | 3020.0807 | 8.4462e-05 | 88 | Commercial_2034_Technical_MW_Before Competition Groups_88 | HVAC Optimization | 0.008446% | 0 | 0.25508 | Commercial_2034_Technical_MW_Before Competition Groups_HVAC Optimization
Commercial | Com ¦ CEE Tier 2/Energy Star Clothes Washers | 2034 | Economic | MW | Before Competition Groups | 0.16962 | 0 | 0 | 2126.3609 | 7.9771e-05 | 68 | Commercial_2034_Economic_MW_Before Competition Groups_68 | CEE Tier 2/Energy Star Clothes Washers | 0.007977% | 0 | 0.16962 | Commercial_2034_Economic_MW_Before Competition Groups_CEE Tier 2/Energy Star Clothes Washers
Commercial | Com ¦ HVAC Optimization | 2034 | Achievable | MW | Before Competition Groups | 0.09848 | 0 | 0 | 1331.7659 | 7.3947e-05 | 62 | Commercial_2034_Achievable_MW_Before Competition Groups_62 | HVAC Optimization | 0.007395% | 0 | 0.09848 | Commercial_2034_Achievable_MW_Before Competition Groups_HVAC Optimization
Commercial | Com ¦ HVAC Optimization | 2034 | Economic | MW | Before Competition Groups | 0.15389 | 0 | 0 | 2126.3609 | 7.2373e-05 | 69 | Commercial_2034_Economic_MW_Before Competition Groups_69 | HVAC Optimization | 0.007237% | 0 | 0.15389 | Commercial_2034_Economic_MW_Before Competition Groups_HVAC Optimization
Commercial | Com ¦ Demand controlled Circulating Systems | 2034 | Economic | MW | Before Competition Groups | 0.14046 | 0 | 0 | 2126.3609 | 6.6057e-05 | 70 | Commercial_2034_Economic_MW_Before Competition Groups_70 | Demand controlled Circulating Systems | 0.006606% | 0 | 0.14046 | Commercial_2034_Economic_MW_Before Competition Groups_Demand controlled Circulating Systems
Commercial | Com ¦ Auto Off Time Switch or Time Clock control | 2034 | Technical | MW | Before Competition Groups | 0.19081 | 0 | 0 | 3020.0807 | 6.3181e-05 | 89 | Commercial_2034_Technical_MW_Before Competition Groups_89 | Auto Off Time Switch or Time Clock control | 0.006318% | 0 | 0.19081 | Commercial_2034_Technical_MW_Before Competition Groups_Auto Off Time Switch or Time Clock control
Commercial | Com ¦ LED RECESSED DOWNLIGHTS | 2034 | Achievable | MW | Before Competition Groups | 0.08343 | 0 | 0 | 1331.7659 | 6.2646e-05 | 63 | Commercial_2034_Achievable_MW_Before Competition Groups_63 | LED RECESSED DOWNLIGHTS | 0.006265% | 0 | 0.08343 | Commercial_2034_Achievable_MW_Before Competition Groups_LED RECESSED DOWNLIGHTS
Commercial | Com ¦ LED RECESSED DOWNLIGHTS | 2034 | Economic | MW | Before Competition Groups | 0.13069 | 0 | 0 | 2126.3609 | 6.146e-05 | 71 | Commercial_2034_Economic_MW_Before Competition Groups_71 | LED RECESSED DOWNLIGHTS | 0.006146% | 0 | 0.13069 | Commercial_2034_Economic_MW_Before Competition Groups_LED RECESSED DOWNLIGHTS
Commercial | Com ¦ Efficient compressor motor | 2034 | Achievable | MW | Before Competition Groups | 0.075739 | 0 | 0 | 1331.7659 | 5.6871e-05 | 64 | Commercial_2034_Achievable_MW_Before Competition Groups_64 | Efficient compressor motor | 0.005687% | 0 | 0.075739 | Commercial_2034_Achievable_MW_Before Competition Groups_Efficient compressor motor
Commercial | Com ¦ CEE Tier 2/Energy Star Clothes Washers | 2034 | Technical | MW | Before Competition Groups | 0.16962 | 0 | 0 | 3020.0807 | 5.6165e-05 | 90 | Commercial_2034_Technical_MW_Before Competition Groups_90 | CEE Tier 2/Energy Star Clothes Washers | 0.005616% | 0 | 0.16962 | Commercial_2034_Technical_MW_Before Competition Groups_CEE Tier 2/Energy Star Clothes Washers
Commercial | Com ¦ Low Flow Pre-Rinse Spray Nozzle | 2034 | Achievable | MW | Before Competition Groups | 0.074635 | 0 | 0 | 1331.7659 | 5.6042e-05 | 65 | Commercial_2034_Achievable_MW_Before Competition Groups_65 | Low Flow Pre-Rinse Spray Nozzle | 0.005604% | 0 | 0.074635 | Commercial_2034_Achievable_MW_Before Competition Groups_Low Flow Pre-Rinse Spray Nozzle
Commercial | Com ¦ Low Flow Pre-Rinse Spray Nozzle | 2034 | Economic | MW | Before Competition Groups | 0.10986 | 0 | 0 | 2126.3609 | 5.1665e-05 | 72 | Commercial_2034_Economic_MW_Before Competition Groups_72 | Low Flow Pre-Rinse Spray Nozzle | 0.005167% | 0 | 0.10986 | Commercial_2034_Economic_MW_Before Competition Groups_Low Flow Pre-Rinse Spray Nozzle
Commercial | Com ¦ Commercial Hot Food Holding Cabinets | 2034 | Economic | MW | Before Competition Groups | 0.10326 | 0 | 0 | 2126.3609 | 4.856e-05 | 73 | Commercial_2034_Economic_MW_Before Competition Groups_73 | Commercial Hot Food Holding Cabinets | 0.004856% | 0 | 0.10326 | Commercial_2034_Economic_MW_Before Competition Groups_Commercial Hot Food Holding Cabinets
Commercial | Com ¦ Demand controlled Circulating Systems | 2034 | Technical | MW | Before Competition Groups | 0.14046 | 0 | 0 | 3020.0807 | 4.6509e-05 | 91 | Commercial_2034_Technical_MW_Before Competition Groups_91 | Demand controlled Circulating Systems | 0.004651% | 0 | 0.14046 | Commercial_2034_Technical_MW_Before Competition Groups_Demand controlled Circulating Systems
Commercial | Com ¦ Solar Electric Water Heater (50 Gallon) | 2034 | Technical | MW | Before Competition Groups | 0.13939 | 0 | 0 | 3020.0807 | 4.6153e-05 | 92 | Commercial_2034_Technical_MW_Before Competition Groups_92 | Solar Electric Water Heater (50 Gallon) | 0.004615% | 0 | 0.13939 | Commercial_2034_Technical_MW_Before Competition Groups_Solar Electric Water Heater (50 Gallon)
Commercial | Com ¦ Notched V belts for HVAC Systems | 2034 | Achievable | MW | Before Competition Groups | 0.060819 | 0 | 0 | 1331.7659 | 4.5668e-05 | 66 | Commercial_2034_Achievable_MW_Before Competition Groups_66 | Notched V belts for HVAC Systems | 0.004567% | 0 | 0.060819 | Commercial_2034_Achievable_MW_Before Competition Groups_Notched V belts for HVAC Systems
Commercial | Com ¦ Wall Insulation | 2034 | Economic | MW | Before Competition Groups | 0.096714 | 0 | 0 | 2126.3609 | 4.5483e-05 | 74 | Commercial_2034_Economic_MW_Before Competition Groups_74 | Wall Insulation | 0.004548% | 0 | 0.096714 | Commercial_2034_Economic_MW_Before Competition Groups_Wall Insulation
Commercial | Com ¦ Commercial Hot Food Holding Cabinets | 2034 | Achievable | MW | Before Competition Groups | 0.057826 | 0 | 0 | 1331.7659 | 4.342e-05 | 67 | Commercial_2034_Achievable_MW_Before Competition Groups_67 | Commercial Hot Food Holding Cabinets | 0.004342% | 0 | 0.057826 | Commercial_2034_Achievable_MW_Before Competition Groups_Commercial Hot Food Holding Cabinets
Commercial | Com ¦ High Efficiency Small Instantaneous Water Heater | 2034 | Achievable | MW | Before Competition Groups | 0.054736 | 0 | 0 | 1331.7659 | 4.11e-05 | 68 | Commercial_2034_Achievable_MW_Before Competition Groups_68 | High Efficiency Small Instantaneous Water Heater | 0.00411% | 0 | 0.054736 | Commercial_2034_Achievable_MW_Before Competition Groups_High Efficiency Small Instantaneous Water Heater
Commercial | Com ¦ Wall Insulation | 2034 | Achievable | MW | Before Competition Groups | 0.054167 | 0 | 0 | 1331.7659 | 4.0673e-05 | 69 | Commercial_2034_Achievable_MW_Before Competition Groups_69 | Wall Insulation | 0.004067% | 0 | 0.054167 | Commercial_2034_Achievable_MW_Before Competition Groups_Wall Insulation
Commercial | Com ¦ Low Flow Pre-Rinse Spray Nozzle | 2034 | Technical | MW | Before Competition Groups | 0.10986 | 0 | 0 | 3020.0807 | 3.6376e-05 | 93 | Commercial_2034_Technical_MW_Before Competition Groups_93 | Low Flow Pre-Rinse Spray Nozzle | 0.003638% | 0 | 0.10986 | Commercial_2034_Technical_MW_Before Competition Groups_Low Flow Pre-Rinse Spray Nozzle
Commercial | Com ¦ Condensing Unit Heaters or other Efficient Unit Heating System | 2034 | Achievable | MW | Before Competition Groups | 0.045041 | 0 | 0 | 1331.7659 | 3.382e-05 | 70 | Commercial_2034_Achievable_MW_Before Competition Groups_70 | Condensing Unit Heaters or other Efficient Unit Heating System | 0.003382% | 0 | 0.045041 | Commercial_2034_Achievable_MW_Before Competition Groups_Condensing Unit Heaters or other Efficient Unit Heating System
Commercial | Com ¦ Room AC (w/ louvered sides) 14 SEER from 12 SEER code | 2034 | Achievable | MW | Before Competition Groups | 0.038581 | 0 | 0 | 1331.7659 | 2.897e-05 | 71 | Commercial_2034_Achievable_MW_Before Competition Groups_71 | Room AC (w/ louvered sides) 14 SEER from 12 SEER code | 0.002897% | 0 | 0.038581 | Commercial_2034_Achievable_MW_Before Competition Groups_Room AC (w/ louvered sides) 14 SEER from 12 SEER code
Commercial | Com ¦ Indoor Daylight Sensors/Photocell Dimming Control | 2034 | Achievable | MW | Before Competition Groups | 0.033092 | 0 | 0 | 1331.7659 | 2.4848e-05 | 72 | Commercial_2034_Achievable_MW_Before Competition Groups_72 | Indoor Daylight Sensors/Photocell Dimming Control | 0.002485% | 0 | 0.033092 | Commercial_2034_Achievable_MW_Before Competition Groups_Indoor Daylight Sensors/Photocell Dimming Control
Commercial | Com ¦ Condensing Unit Heaters or other Efficient Unit Heating System | 2034 | Economic | MW | Before Competition Groups | 0.047986 | 0 | 0 | 2126.3609 | 2.2567e-05 | 75 | Commercial_2034_Economic_MW_Before Competition Groups_75 | Condensing Unit Heaters or other Efficient Unit Heating System | 0.002257% | 0 | 0.047986 | Commercial_2034_Economic_MW_Before Competition Groups_Condensing Unit Heaters or other Efficient Unit Heating System
Commercial | Com ¦ Room AC (w/ louvered sides) 14 SEER from 12 SEER code | 2034 | Economic | MW | Before Competition Groups | 0.044821 | 0 | 0 | 2126.3609 | 2.1079e-05 | 76 | Commercial_2034_Economic_MW_Before Competition Groups_76 | Room AC (w/ louvered sides) 14 SEER from 12 SEER code | 0.002108% | 0 | 0.044821 | Commercial_2034_Economic_MW_Before Competition Groups_Room AC (w/ louvered sides) 14 SEER from 12 SEER code
Commercial | Com ¦ Condensing Unit Heaters or other Efficient Unit Heating System | 2034 | Technical | MW | Before Competition Groups | 0.047986 | 0 | 0 | 3020.0807 | 1.5889e-05 | 94 | Commercial_2034_Technical_MW_Before Competition Groups_94 | Condensing Unit Heaters or other Efficient Unit Heating System | 0.001589% | 0 | 0.047986 | Commercial_2034_Technical_MW_Before Competition Groups_Condensing Unit Heaters or other Efficient Unit Heating System
Commercial | Com ¦ VSD Air Compressor | 2034 | Achievable | MW | Before Competition Groups | 0.019601 | 0 | 0 | 1331.7659 | 1.4718e-05 | 73 | Commercial_2034_Achievable_MW_Before Competition Groups_73 | VSD Air Compressor | 0.001472% | 0 | 0.019601 | Commercial_2034_Achievable_MW_Before Competition Groups_VSD Air Compressor
Commercial | Com ¦ VSD Air Compressor | 2034 | Economic | MW | Before Competition Groups | 0.029236 | 0 | 0 | 2126.3609 | 1.3749e-05 | 77 | Commercial_2034_Economic_MW_Before Competition Groups_77 | VSD Air Compressor | 0.001375% | 0 | 0.029236 | Commercial_2034_Economic_MW_Before Competition Groups_VSD Air Compressor
Commercial | Com ¦ EC Plug Fan for Data Center (under cabinet) | 2034 | Economic | MW | Before Competition Groups | 0.027948 | 0 | 0 | 2126.3609 | 1.3143e-05 | 78 | Commercial_2034_Economic_MW_Before Competition Groups_78 | EC Plug Fan for Data Center (under cabinet) | 0.001314% | 0 | 0.027948 | Commercial_2034_Economic_MW_Before Competition Groups_EC Plug Fan for Data Center (under cabinet)
Commercial | Com ¦ Energy Recovery Ventilation and Ventilation (Enhanced) | 2034 | Achievable | MW | Before Competition Groups | 0.016875 | 0 | 0 | 1331.7659 | 1.2671e-05 | 74 | Commercial_2034_Achievable_MW_Before Competition Groups_74 | Energy Recovery Ventilation and Ventilation (Enhanced) | 0.001267% | 0 | 0.016875 | Commercial_2034_Achievable_MW_Before Competition Groups_Energy Recovery Ventilation and Ventilation (Enhanced)
Commercial | Com ¦ High Efficiency Chiller (avg of water and air cooled) | 2034 | Achievable | MW | Before Competition Groups | 0.0159 | 0 | 0 | 1331.7659 | 1.1939e-05 | 75 | Commercial_2034_Achievable_MW_Before Competition Groups_75 | High Efficiency Chiller (avg of water and air cooled) | 0.001194% | 0 | 0.0159 | Commercial_2034_Achievable_MW_Before Competition Groups_High Efficiency Chiller (avg of water and air cooled)
Commercial | Com ¦ High Efficiency Chiller (avg of water and air cooled) | 2034 | Economic | MW | Before Competition Groups | 0.02142 | 0 | 0 | 2126.3609 | 1.0074e-05 | 79 | Commercial_2034_Economic_MW_Before Competition Groups_79 | High Efficiency Chiller (avg of water and air cooled) | 0.001007% | 0 | 0.02142 | Commercial_2034_Economic_MW_Before Competition Groups_High Efficiency Chiller (avg of water and air cooled)
Commercial | Com ¦ VSD Air Compressor | 2034 | Technical | MW | Before Competition Groups | 0.029236 | 0 | 0 | 3020.0807 | 9.6807e-06 | 95 | Commercial_2034_Technical_MW_Before Competition Groups_95 | VSD Air Compressor | 0.0009681% | 0 | 0.029236 | Commercial_2034_Technical_MW_Before Competition Groups_VSD Air Compressor
Commercial | Com ¦ EC Plug Fan for Data Center (under cabinet) | 2034 | Technical | MW | Before Competition Groups | 0.027948 | 0 | 0 | 3020.0807 | 9.2539e-06 | 96 | Commercial_2034_Technical_MW_Before Competition Groups_96 | EC Plug Fan for Data Center (under cabinet) | 0.0009254% | 0 | 0.027948 | Commercial_2034_Technical_MW_Before Competition Groups_EC Plug Fan for Data Center (under cabinet)
Commercial | Com ¦ eCube | 2034 | Technical | MW | Before Competition Groups | 0.027378 | 0 | 0 | 3020.0807 | 9.0652e-06 | 97 | Commercial_2034_Technical_MW_Before Competition Groups_97 | eCube | 0.0009065% | 0 | 0.027378 | Commercial_2034_Technical_MW_Before Competition Groups_eCube
Commercial | Com ¦ Exterior Photocell | 2034 | Technical | MW | Before Competition Groups | 0.015574 | 0 | 0 | 3020.0807 | 5.1567e-06 | 98 | Commercial_2034_Technical_MW_Before Competition Groups_98 | Exterior Photocell | 0.0005157% | 0 | 0.015574 | Commercial_2034_Technical_MW_Before Competition Groups_Exterior Photocell
Commercial | Com ¦ EC Plug Fan for Data Center (under cabinet) | 2034 | Achievable | MW | Before Competition Groups | 0.0066918 | 0 | 0 | 1331.7659 | 5.0248e-06 | 76 | Commercial_2034_Achievable_MW_Before Competition Groups_76 | EC Plug Fan for Data Center (under cabinet) | 0.0005025% | 0 | 0.0066918 | Commercial_2034_Achievable_MW_Before Competition Groups_EC Plug Fan for Data Center (under cabinet)
Commercial | Com ¦ Air Curtains | 2034 | Achievable | MW | Before Competition Groups | 0.0056912 | 0 | 0 | 1331.7659 | 4.2734e-06 | 77 | Commercial_2034_Achievable_MW_Before Competition Groups_77 | Air Curtains | 0.0004273% | 0 | 0.0056912 | Commercial_2034_Achievable_MW_Before Competition Groups_Air Curtains
Commercial | Com ¦ Air Curtains | 2034 | Economic | MW | Before Competition Groups | 0.0069927 | 0 | 0 | 2126.3609 | 3.2886e-06 | 80 | Commercial_2034_Economic_MW_Before Competition Groups_80 | Air Curtains | 0.0003289% | 0 | 0.0069927 | Commercial_2034_Economic_MW_Before Competition Groups_Air Curtains
Commercial | Com ¦ Air Curtains | 2034 | Technical | MW | Before Competition Groups | 0.0069927 | 0 | 0 | 3020.0807 | 2.3154e-06 | 99 | Commercial_2034_Technical_MW_Before Competition Groups_99 | Air Curtains | 0.0002315% | 0 | 0.0069927 | Commercial_2034_Technical_MW_Before Competition Groups_Air Curtains
Commercial | Com ¦ High Efficiency Induction Cooking | 2034 | Technical | MW | Before Competition Groups | 0.0013516 | 0 | 0 | 3020.0807 | 4.4753e-07 | 100 | Commercial_2034_Technical_MW_Before Competition Groups_100 | High Efficiency Induction Cooking | 4.475e-05% | 0 | 0.0013516 | Commercial_2034_Technical_MW_Before Competition Groups_High Efficiency Induction Cooking
Commercial | Com ¦ Electric Convection Combination Ovens | 2034 | Achievable | MW | Before Competition Groups | 0.00030045 | 0 | 0 | 1331.7659 | 2.2561e-07 | 78 | Commercial_2034_Achievable_MW_Before Competition Groups_78 | Electric Convection Combination Ovens | 2.256e-05% | 0 | 0.00030045 | Commercial_2034_Achievable_MW_Before Competition Groups_Electric Convection Combination Ovens
Commercial | Com ¦ Electric Convection Combination Ovens | 2034 | Economic | MW | Before Competition Groups | 0.00038129 | 0 | 0 | 2126.3609 | 1.7932e-07 | 81 | Commercial_2034_Economic_MW_Before Competition Groups_81 | Electric Convection Combination Ovens | 1.793e-05% | 0 | 0.00038129 | Commercial_2034_Economic_MW_Before Competition Groups_Electric Convection Combination Ovens
Commercial | Com ¦ Electric Convection Combination Ovens | 2034 | Technical | MW | Before Competition Groups | 0.00038129 | 0 | 0 | 3020.0807 | 1.2625e-07 | 101 | Commercial_2034_Technical_MW_Before Competition Groups_101 | Electric Convection Combination Ovens | 1.263e-05% | 0 | 0.00038129 | Commercial_2034_Technical_MW_Before Competition Groups_Electric Convection Combination Ovens
Commercial | Com ¦ LLLC - Low Impact Application | 2034 | Achievable | MW | Before Competition Groups | 9.9745e-20 | 0 | 0 | 1331.7659 | 7.4897e-23 | 79 | Commercial_2034_Achievable_MW_Before Competition Groups_79 | LLLC - Low Impact Application | 7.49e-21% | 0 | 9.9745e-20 | Commercial_2034_Achievable_MW_Before Competition Groups_LLLC - Low Impact Application
Commercial | Com ¦ LLLC - High Impact Application | 2034 | Achievable | MW | Before Competition Groups | 4.6976e-20 | 0 | 0 | 1331.7659 | 3.5274e-23 | 80 | Commercial_2034_Achievable_MW_Before Competition Groups_80 | LLLC - High Impact Application | 3.527e-21% | 0 | 4.6976e-20 | Commercial_2034_Achievable_MW_Before Competition Groups_LLLC - High Impact Application
Commercial | Com ¦ Networked/Connected - High Impact Application | 2034 | Achievable | MW | Before Competition Groups | 7.5553e-22 | 0 | 0 | 1331.7659 | 5.6731e-25 | 81 | Commercial_2034_Achievable_MW_Before Competition Groups_81 | Networked/Connected - High Impact Application | 5.673e-23% | 0 | 7.5553e-22 | Commercial_2034_Achievable_MW_Before Competition Groups_Networked/Connected - High Impact Application
Commercial | Com ¦ Networked/Connected - Low Impact Application | 2034 | Achievable | MW | Before Competition Groups | 3.7599e-22 | 0 | 0 | 1331.7659 | 2.8233e-25 | 82 | Commercial_2034_Achievable_MW_Before Competition Groups_82 | Networked/Connected - Low Impact Application | 2.823e-23% | 0 | 3.7599e-22 | Commercial_2034_Achievable_MW_Before Competition Groups_Networked/Connected - Low Impact Application
Commercial | Com ¦ Ground Source Heat Pump | 2034 | Achievable | MW | Before Competition Groups | 0 | 0 | 0 | 1331.7659 | 0 | 83 | Commercial_2034_Achievable_MW_Before Competition Groups_83 | Ground Source Heat Pump | 0% | 0 | 0 | Commercial_2034_Achievable_MW_Before Competition Groups_Ground Source Heat Pump
Commercial | Com ¦ Ground Source Heat Pump | 2034 | Economic | MW | Before Competition Groups | 0 | 0 | 0 | 2126.3609 | 0 | 82 | Commercial_2034_Economic_MW_Before Competition Groups_82 | Ground Source Heat Pump | 0% | 0 | 0 | Commercial_2034_Economic_MW_Before Competition Groups_Ground Source Heat Pump
Commercial | Com ¦ High R-Value Glass Doors/no-heat glass door | 2034 | Achievable | MW | Before Competition Groups | 0 | 0 | 0 | 1331.7659 | 0 | 84 | Commercial_2034_Achievable_MW_Before Competition Groups_84 | High R-Value Glass Doors/no-heat glass door | 0% | 0 | 0 | Commercial_2034_Achievable_MW_Before Competition Groups_High R-Value Glass Doors/no-heat glass door
Commercial | Com ¦ High R-Value Glass Doors/no-heat glass door | 2034 | Economic | MW | Before Competition Groups | 0 | 0 | 0 | 2126.3609 | 0 | 83 | Commercial_2034_Economic_MW_Before Competition Groups_83 | High R-Value Glass Doors/no-heat glass door | 0% | 0 | 0 | Commercial_2034_Economic_MW_Before Competition Groups_High R-Value Glass Doors/no-heat glass door
Commercial | Com ¦ HOTEL OCCUPANCY CONTROLS (HVAC + LIGHTING) | 2034 | Achievable | MW | Before Competition Groups | 0 | 0 | 0 | 1331.7659 | 0 | 85 | Commercial_2034_Achievable_MW_Before Competition Groups_85 | HOTEL OCCUPANCY CONTROLS (HVAC + LIGHTING) | 0% | 0 | 0 | Commercial_2034_Achievable_MW_Before Competition Groups_HOTEL OCCUPANCY CONTROLS (HVAC + LIGHTING)
Commercial | Com ¦ HOTEL OCCUPANCY CONTROLS (HVAC + LIGHTING) | 2034 | Economic | MW | Before Competition Groups | 0 | 0 | 0 | 2126.3609 | 0 | 84 | Commercial_2034_Economic_MW_Before Competition Groups_84 | HOTEL OCCUPANCY CONTROLS (HVAC + LIGHTING) | 0% | 0 | 0 | Commercial_2034_Economic_MW_Before Competition Groups_HOTEL OCCUPANCY CONTROLS (HVAC + LIGHTING)
Commercial | Com ¦ Refrigeration Commissioning | 2034 | Achievable | MW | Before Competition Groups | 0 | 0 | 0 | 1331.7659 | 0 | 86 | Commercial_2034_Achievable_MW_Before Competition Groups_86 | Refrigeration Commissioning | 0% | 0 | 0 | Commercial_2034_Achievable_MW_Before Competition Groups_Refrigeration Commissioning
Commercial | Com ¦ Refrigeration Commissioning | 2034 | Economic | MW | Before Competition Groups | 0 | 0 | 0 | 2126.3609 | 0 | 85 | Commercial_2034_Economic_MW_Before Competition Groups_85 | Refrigeration Commissioning | 0% | 0 | 0 | Commercial_2034_Economic_MW_Before Competition Groups_Refrigeration Commissioning
Commercial | Com ¦ Roof Insulation/Ceiling Insulation (R25 Code to R35) | 2034 | Achievable | MW | Before Competition Groups | 0 | 0 | 0 | 1331.7659 | 0 | 87 | Commercial_2034_Achievable_MW_Before Competition Groups_87 | Roof Insulation/Ceiling Insulation (R25 Code to R35) | 0% | 0 | 0 | Commercial_2034_Achievable_MW_Before Competition Groups_Roof Insulation/Ceiling Insulation (R25 Code to R35)
Commercial | Com ¦ Roof Insulation/Ceiling Insulation (R25 Code to R35) | 2034 | Economic | MW | Before Competition Groups | 0 | 0 | 0 | 2126.3609 | 0 | 86 | Commercial_2034_Economic_MW_Before Competition Groups_86 | Roof Insulation/Ceiling Insulation (R25 Code to R35) | 0% | 0 | 0 | Commercial_2034_Economic_MW_Before Competition Groups_Roof Insulation/Ceiling Insulation (R25 Code to R35)
Commercial | Com ¦ SYNCHRONOUS BELT | 2034 | Achievable | MW | Before Competition Groups | 0 | 0 | 0 | 1331.7659 | 0 | 88 | Commercial_2034_Achievable_MW_Before Competition Groups_88 | SYNCHRONOUS BELT | 0% | 0 | 0 | Commercial_2034_Achievable_MW_Before Competition Groups_SYNCHRONOUS BELT
Commercial | Com ¦ SYNCHRONOUS BELT | 2034 | Economic | MW | Before Competition Groups | 0 | 0 | 0 | 2126.3609 | 0 | 87 | Commercial_2034_Economic_MW_Before Competition Groups_87 | SYNCHRONOUS BELT | 0% | 0 | 0 | Commercial_2034_Economic_MW_Before Competition Groups_SYNCHRONOUS BELT
Commercial | Com ¦ Education and Capacity Building/Energy Behavior | 2035 | Achievable | MW | Before Competition Groups | 196.6546 | 0 | 0 | 1425.3003 | 0.13797 | 1 | Commercial_2035_Achievable_MW_Before Competition Groups_1 | Education and Capacity Building/Energy Behavior | 13.8% | 0 | 196.6546 | Commercial_2035_Achievable_MW_Before Competition Groups_Education and Capacity Building/Energy Behavior
Commercial | Com ¦ Building Recommissioning, Operations and Maintenance (O&M) Improvements | 2035 | Economic | MW | Before Competition Groups | 257.5189 | 0 | 0 | 2212.1592 | 0.11641 | 1 | Commercial_2035_Economic_MW_Before Competition Groups_1 | Building Recommissioning, Operations and Maintenance (O&M) Improvements | 11.64% | 0 | 257.5189 | Commercial_2035_Economic_MW_Before Competition Groups_Building Recommissioning, Operations and Maintenance (O&M) Improvements
Commercial | Com ¦ LED Low/High Bay | 2035 | Achievable | MW | Before Competition Groups | 165.5387 | 0 | 0 | 1425.3003 | 0.11614 | 2 | Commercial_2035_Achievable_MW_Before Competition Groups_2 | LED Low/High Bay | 11.61% | 0 | 165.5387 | Commercial_2035_Achievable_MW_Before Competition Groups_LED Low/High Bay
Commercial | Com ¦ Education and Capacity Building/Energy Behavior | 2035 | Economic | MW | Before Competition Groups | 230.261 | 0 | 0 | 2212.1592 | 0.10409 | 2 | Commercial_2035_Economic_MW_Before Competition Groups_2 | Education and Capacity Building/Energy Behavior | 10.41% | 0 | 230.261 | Commercial_2035_Economic_MW_Before Competition Groups_Education and Capacity Building/Energy Behavior
Commercial | Com ¦ LED Troffer/Surface/Suspended | 2035 | Achievable | MW | Before Competition Groups | 131.1104 | 0 | 0 | 1425.3003 | 0.091988 | 3 | Commercial_2035_Achievable_MW_Before Competition Groups_3 | LED Troffer/Surface/Suspended | 9.199% | 0 | 131.1104 | Commercial_2035_Achievable_MW_Before Competition Groups_LED Troffer/Surface/Suspended
Commercial | Com ¦ ENERGY STAR LED LAMPS (REFLECTOR LAMPs/MR16/PAR 16) | 2035 | Achievable | MW | Before Competition Groups | 127.0616 | 0 | 0 | 1425.3003 | 0.089147 | 4 | Commercial_2035_Achievable_MW_Before Competition Groups_4 | ENERGY STAR LED LAMPS (REFLECTOR LAMPs/MR16/PAR 16) | 8.915% | 0 | 127.0616 | Commercial_2035_Achievable_MW_Before Competition Groups_ENERGY STAR LED LAMPS (REFLECTOR LAMPs/MR16/PAR 16)
Commercial | Com ¦ Building Recommissioning, Operations and Maintenance (O&M) Improvements | 2035 | Technical | MW | Before Competition Groups | 257.5189 | 0 | 0 | 3045.3278 | 0.084562 | 1 | Commercial_2035_Technical_MW_Before Competition Groups_1 | Building Recommissioning, Operations and Maintenance (O&M) Improvements | 8.456% | 0 | 257.5189 | Commercial_2035_Technical_MW_Before Competition Groups_Building Recommissioning, Operations and Maintenance (O&M) Improvements
Commercial | Com ¦ LED Low/High Bay | 2035 | Economic | MW | Before Competition Groups | 182.5695 | 0 | 0 | 2212.1592 | 0.08253 | 3 | Commercial_2035_Economic_MW_Before Competition Groups_3 | LED Low/High Bay | 8.253% | 0 | 182.5695 | Commercial_2035_Economic_MW_Before Competition Groups_LED Low/High Bay
Commercial | Com ¦ Building Recommissioning, Operations and Maintenance (O&M) Improvements | 2035 | Achievable | MW | Before Competition Groups | 115.9241 | 0 | 0 | 1425.3003 | 0.081333 | 5 | Commercial_2035_Achievable_MW_Before Competition Groups_5 | Building Recommissioning, Operations and Maintenance (O&M) Improvements | 8.133% | 0 | 115.9241 | Commercial_2035_Achievable_MW_Before Competition Groups_Building Recommissioning, Operations and Maintenance (O&M) Improvements
Commercial | Com ¦ High Efficiency Air Source Heat Pump | 2035 | Economic | MW | Before Competition Groups | 167.6 | 0 | 0 | 2212.1592 | 0.075763 | 4 | Commercial_2035_Economic_MW_Before Competition Groups_4 | High Efficiency Air Source Heat Pump | 7.576% | 0 | 167.6 | Commercial_2035_Economic_MW_Before Competition Groups_High Efficiency Air Source Heat Pump
Commercial | Com ¦ Education and Capacity Building/Energy Behavior | 2035 | Technical | MW | Before Competition Groups | 230.261 | 0 | 0 | 3045.3278 | 0.075611 | 2 | Commercial_2035_Technical_MW_Before Competition Groups_2 | Education and Capacity Building/Energy Behavior | 7.561% | 0 | 230.261 | Commercial_2035_Technical_MW_Before Competition Groups_Education and Capacity Building/Energy Behavior
Commercial | Com ¦ Central Lighting Control System | 2035 | Technical | MW | Before Competition Groups | 224.2849 | 0 | 0 | 3045.3278 | 0.073649 | 3 | Commercial_2035_Technical_MW_Before Competition Groups_3 | Central Lighting Control System | 7.365% | 0 | 224.2849 | Commercial_2035_Technical_MW_Before Competition Groups_Central Lighting Control System
Commercial | Com ¦ ENERGY STAR LED LAMPS (REFLECTOR LAMPs/MR16/PAR 16) | 2035 | Economic | MW | Before Competition Groups | 136.3695 | 0 | 0 | 2212.1592 | 0.061645 | 5 | Commercial_2035_Economic_MW_Before Competition Groups_5 | ENERGY STAR LED LAMPS (REFLECTOR LAMPs/MR16/PAR 16) | 6.165% | 0 | 136.3695 | Commercial_2035_Economic_MW_Before Competition Groups_ENERGY STAR LED LAMPS (REFLECTOR LAMPs/MR16/PAR 16)
Commercial | Com ¦ LED Troffer/Surface/Suspended | 2035 | Economic | MW | Before Competition Groups | 133.627 | 0 | 0 | 2212.1592 | 0.060406 | 6 | Commercial_2035_Economic_MW_Before Competition Groups_6 | LED Troffer/Surface/Suspended | 6.041% | 0 | 133.627 | Commercial_2035_Economic_MW_Before Competition Groups_LED Troffer/Surface/Suspended
Commercial | Com ¦ LED Low/High Bay | 2035 | Technical | MW | Before Competition Groups | 182.5695 | 0 | 0 | 3045.3278 | 0.059951 | 4 | Commercial_2035_Technical_MW_Before Competition Groups_4 | LED Low/High Bay | 5.995% | 0 | 182.5695 | Commercial_2035_Technical_MW_Before Competition Groups_LED Low/High Bay
Commercial | Com ¦ High Efficiency Air Source Heat Pump | 2035 | Technical | MW | Before Competition Groups | 167.6 | 0 | 0 | 3045.3278 | 0.055035 | 5 | Commercial_2035_Technical_MW_Before Competition Groups_5 | High Efficiency Air Source Heat Pump | 5.504% | 0 | 167.6 | Commercial_2035_Technical_MW_Before Competition Groups_High Efficiency Air Source Heat Pump
Commercial | Com ¦ LLLC - High Impact Application | 2035 | Economic | MW | Before Competition Groups | 108.5525 | 0 | 0 | 2212.1592 | 0.049071 | 7 | Commercial_2035_Economic_MW_Before Competition Groups_7 | LLLC - High Impact Application | 4.907% | 0 | 108.5525 | Commercial_2035_Economic_MW_Before Competition Groups_LLLC - High Impact Application
Commercial | Com ¦ LED Replacement Lamp (Tube) | 2035 | Achievable | MW | Before Competition Groups | 67.9462 | 0 | 0 | 1425.3003 | 0.047671 | 6 | Commercial_2035_Achievable_MW_Before Competition Groups_6 | LED Replacement Lamp (Tube) | 4.767% | 0 | 67.9462 | Commercial_2035_Achievable_MW_Before Competition Groups_LED Replacement Lamp (Tube)
Commercial | Com ¦ Variable Refrigerant Flow Heat Pump | 2035 | Technical | MW | Before Competition Groups | 139.4817 | 0 | 0 | 3045.3278 | 0.045802 | 6 | Commercial_2035_Technical_MW_Before Competition Groups_6 | Variable Refrigerant Flow Heat Pump | 4.58% | 0 | 139.4817 | Commercial_2035_Technical_MW_Before Competition Groups_Variable Refrigerant Flow Heat Pump
Commercial | Com ¦ ENERGY STAR LED LAMPS (REFLECTOR LAMPs/MR16/PAR 16) | 2035 | Technical | MW | Before Competition Groups | 137.9804 | 0 | 0 | 3045.3278 | 0.045309 | 7 | Commercial_2035_Technical_MW_Before Competition Groups_7 | ENERGY STAR LED LAMPS (REFLECTOR LAMPs/MR16/PAR 16) | 4.531% | 0 | 137.9804 | Commercial_2035_Technical_MW_Before Competition Groups_ENERGY STAR LED LAMPS (REFLECTOR LAMPs/MR16/PAR 16)
Commercial | Com ¦ Advanced BAS/Controllers | 2035 | Economic | MW | Before Competition Groups | 99.0821 | 0 | 0 | 2212.1592 | 0.04479 | 8 | Commercial_2035_Economic_MW_Before Competition Groups_8 | Advanced BAS/Controllers | 4.479% | 0 | 99.0821 | Commercial_2035_Economic_MW_Before Competition Groups_Advanced BAS/Controllers
Commercial | Com ¦ LED Troffer/Surface/Suspended | 2035 | Technical | MW | Before Competition Groups | 133.627 | 0 | 0 | 3045.3278 | 0.043879 | 8 | Commercial_2035_Technical_MW_Before Competition Groups_8 | LED Troffer/Surface/Suspended | 4.388% | 0 | 133.627 | Commercial_2035_Technical_MW_Before Competition Groups_LED Troffer/Surface/Suspended
Commercial | Com ¦ High Efficiency Air Source Heat Pump | 2035 | Achievable | MW | Before Competition Groups | 59.991 | 0 | 0 | 1425.3003 | 0.04209 | 7 | Commercial_2035_Achievable_MW_Before Competition Groups_7 | High Efficiency Air Source Heat Pump | 4.209% | 0 | 59.991 | Commercial_2035_Achievable_MW_Before Competition Groups_High Efficiency Air Source Heat Pump
Commercial | Com ¦ LLLC - Low Impact Application | 2035 | Technical | MW | Before Competition Groups | 125.9961 | 0 | 0 | 3045.3278 | 0.041374 | 9 | Commercial_2035_Technical_MW_Before Competition Groups_9 | LLLC - Low Impact Application | 4.137% | 0 | 125.9961 | Commercial_2035_Technical_MW_Before Competition Groups_LLLC - Low Impact Application
Commercial | Com ¦ LLLC - Low Impact Application | 2035 | Economic | MW | Before Competition Groups | 91.4114 | 0 | 0 | 2212.1592 | 0.041322 | 9 | Commercial_2035_Economic_MW_Before Competition Groups_9 | LLLC - Low Impact Application | 4.132% | 0 | 91.4114 | Commercial_2035_Economic_MW_Before Competition Groups_LLLC - Low Impact Application
Commercial | Com ¦ LLLC - High Impact Application | 2035 | Technical | MW | Before Competition Groups | 114.4474 | 0 | 0 | 3045.3278 | 0.037581 | 10 | Commercial_2035_Technical_MW_Before Competition Groups_10 | LLLC - High Impact Application | 3.758% | 0 | 114.4474 | Commercial_2035_Technical_MW_Before Competition Groups_LLLC - High Impact Application
Commercial | Com ¦ LED Replacement Lamp (Tube) | 2035 | Economic | MW | Before Competition Groups | 82.2483 | 0 | 0 | 2212.1592 | 0.03718 | 10 | Commercial_2035_Economic_MW_Before Competition Groups_10 | LED Replacement Lamp (Tube) | 3.718% | 0 | 82.2483 | Commercial_2035_Economic_MW_Before Competition Groups_LED Replacement Lamp (Tube)
Commercial | Com ¦ Unitary Air-Conditioning Unit | 2035 | Technical | MW | Before Competition Groups | 112.4743 | 0 | 0 | 3045.3278 | 0.036933 | 11 | Commercial_2035_Technical_MW_Before Competition Groups_11 | Unitary Air-Conditioning Unit | 3.693% | 0 | 112.4743 | Commercial_2035_Technical_MW_Before Competition Groups_Unitary Air-Conditioning Unit
Commercial | Com ¦ Advanced BAS/Controllers | 2035 | Achievable | MW | Before Competition Groups | 51.9908 | 0 | 0 | 1425.3003 | 0.036477 | 8 | Commercial_2035_Achievable_MW_Before Competition Groups_8 | Advanced BAS/Controllers | 3.648% | 0 | 51.9908 | Commercial_2035_Achievable_MW_Before Competition Groups_Advanced BAS/Controllers
Commercial | Com ¦ Networked/Connected - Low Impact Application | 2035 | Technical | MW | Before Competition Groups | 107.028 | 0 | 0 | 3045.3278 | 0.035145 | 12 | Commercial_2035_Technical_MW_Before Competition Groups_12 | Networked/Connected - Low Impact Application | 3.514% | 0 | 107.028 | Commercial_2035_Technical_MW_Before Competition Groups_Networked/Connected - Low Impact Application
Commercial | Com ¦ Unitary Air-Conditioning Unit | 2035 | Achievable | MW | Before Competition Groups | 49.1768 | 0 | 0 | 1425.3003 | 0.034503 | 9 | Commercial_2035_Achievable_MW_Before Competition Groups_9 | Unitary Air-Conditioning Unit | 3.45% | 0 | 49.1768 | Commercial_2035_Achievable_MW_Before Competition Groups_Unitary Air-Conditioning Unit
Commercial | Com ¦ Networked/Connected - High Impact Application | 2035 | Technical | MW | Before Competition Groups | 99.5735 | 0 | 0 | 3045.3278 | 0.032697 | 13 | Commercial_2035_Technical_MW_Before Competition Groups_13 | Networked/Connected - High Impact Application | 3.27% | 0 | 99.5735 | Commercial_2035_Technical_MW_Before Competition Groups_Networked/Connected - High Impact Application
Commercial | Com ¦ Advanced BAS/Controllers | 2035 | Technical | MW | Before Competition Groups | 99.0821 | 0 | 0 | 3045.3278 | 0.032536 | 14 | Commercial_2035_Technical_MW_Before Competition Groups_14 | Advanced BAS/Controllers | 3.254% | 0 | 99.0821 | Commercial_2035_Technical_MW_Before Competition Groups_Advanced BAS/Controllers
Commercial | Com ¦ Networked/Connected - High Impact Application | 2035 | Economic | MW | Before Competition Groups | 69.184 | 0 | 0 | 2212.1592 | 0.031274 | 11 | Commercial_2035_Economic_MW_Before Competition Groups_11 | Networked/Connected - High Impact Application | 3.127% | 0 | 69.184 | Commercial_2035_Economic_MW_Before Competition Groups_Networked/Connected - High Impact Application
Commercial | Com ¦ LED Replacement Lamp (Tube) | 2035 | Technical | MW | Before Competition Groups | 82.2483 | 0 | 0 | 3045.3278 | 0.027008 | 15 | Commercial_2035_Technical_MW_Before Competition Groups_15 | LED Replacement Lamp (Tube) | 2.701% | 0 | 82.2483 | Commercial_2035_Technical_MW_Before Competition Groups_LED Replacement Lamp (Tube)
Commercial | Com ¦ Unitary Air-Conditioning Unit | 2035 | Economic | MW | Before Competition Groups | 58.1021 | 0 | 0 | 2212.1592 | 0.026265 | 12 | Commercial_2035_Economic_MW_Before Competition Groups_12 | Unitary Air-Conditioning Unit | 2.626% | 0 | 58.1021 | Commercial_2035_Economic_MW_Before Competition Groups_Unitary Air-Conditioning Unit
Commercial | Com ¦ Adaptive Thermostats | 2035 | Achievable | MW | Before Competition Groups | 36.804 | 0 | 0 | 1425.3003 | 0.025822 | 10 | Commercial_2035_Achievable_MW_Before Competition Groups_10 | Adaptive Thermostats | 2.582% | 0 | 36.804 | Commercial_2035_Achievable_MW_Before Competition Groups_Adaptive Thermostats
Commercial | Com ¦ Smart Strip Plug Outlets | 2035 | Technical | MW | Before Competition Groups | 67.3937 | 0 | 0 | 3045.3278 | 0.02213 | 16 | Commercial_2035_Technical_MW_Before Competition Groups_16 | Smart Strip Plug Outlets | 2.213% | 0 | 67.3937 | Commercial_2035_Technical_MW_Before Competition Groups_Smart Strip Plug Outlets
Commercial | Com ¦ Refrigerated Display Case Doors | 2035 | Achievable | MW | Before Competition Groups | 29.9251 | 0 | 0 | 1425.3003 | 0.020996 | 11 | Commercial_2035_Achievable_MW_Before Competition Groups_11 | Refrigerated Display Case Doors | 2.1% | 0 | 29.9251 | Commercial_2035_Achievable_MW_Before Competition Groups_Refrigerated Display Case Doors
Commercial | Com ¦ Strip Curtains | 2035 | Achievable | MW | Before Competition Groups | 29.6045 | 0 | 0 | 1425.3003 | 0.020771 | 12 | Commercial_2035_Achievable_MW_Before Competition Groups_12 | Strip Curtains | 2.077% | 0 | 29.6045 | Commercial_2035_Achievable_MW_Before Competition Groups_Strip Curtains
Commercial | Com ¦ Furnace Tune-Up | 2035 | Achievable | MW | Before Competition Groups | 29.0951 | 0 | 0 | 1425.3003 | 0.020413 | 13 | Commercial_2035_Achievable_MW_Before Competition Groups_13 | Furnace Tune-Up | 2.041% | 0 | 29.0951 | Commercial_2035_Achievable_MW_Before Competition Groups_Furnace Tune-Up
Commercial | Com ¦ Data Center Storage/Server Virtualization | 2035 | Achievable | MW | Before Competition Groups | 28.9415 | 0 | 0 | 1425.3003 | 0.020306 | 14 | Commercial_2035_Achievable_MW_Before Competition Groups_14 | Data Center Storage/Server Virtualization | 2.031% | 0 | 28.9415 | Commercial_2035_Achievable_MW_Before Competition Groups_Data Center Storage/Server Virtualization
Commercial | Com ¦ Adaptive Thermostats | 2035 | Economic | MW | Before Competition Groups | 42.3741 | 0 | 0 | 2212.1592 | 0.019155 | 13 | Commercial_2035_Economic_MW_Before Competition Groups_13 | Adaptive Thermostats | 1.916% | 0 | 42.3741 | Commercial_2035_Economic_MW_Before Competition Groups_Adaptive Thermostats
Commercial | Com ¦ Refrigerated Display Case Doors | 2035 | Economic | MW | Before Competition Groups | 39.0578 | 0 | 0 | 2212.1592 | 0.017656 | 14 | Commercial_2035_Economic_MW_Before Competition Groups_14 | Refrigerated Display Case Doors | 1.766% | 0 | 39.0578 | Commercial_2035_Economic_MW_Before Competition Groups_Refrigerated Display Case Doors
Commercial | Com ¦ Reach-in Shaded Pole to ECM/PSC Evaporator Fan Motor | 2035 | Achievable | MW | Before Competition Groups | 24.7554 | 0 | 0 | 1425.3003 | 0.017369 | 15 | Commercial_2035_Achievable_MW_Before Competition Groups_15 | Reach-in Shaded Pole to ECM/PSC Evaporator Fan Motor | 1.737% | 0 | 24.7554 | Commercial_2035_Achievable_MW_Before Competition Groups_Reach-in Shaded Pole to ECM/PSC Evaporator Fan Motor
Commercial | Com ¦ LED or Equivalent Sign Lighting | 2035 | Achievable | MW | Before Competition Groups | 24.6224 | 0 | 0 | 1425.3003 | 0.017275 | 16 | Commercial_2035_Achievable_MW_Before Competition Groups_16 | LED or Equivalent Sign Lighting | 1.728% | 0 | 24.6224 | Commercial_2035_Achievable_MW_Before Competition Groups_LED or Equivalent Sign Lighting
Commercial | Com ¦ Data Center Storage/Server Virtualization | 2035 | Economic | MW | Before Competition Groups | 37.7478 | 0 | 0 | 2212.1592 | 0.017064 | 15 | Commercial_2035_Economic_MW_Before Competition Groups_15 | Data Center Storage/Server Virtualization | 1.706% | 0 | 37.7478 | Commercial_2035_Economic_MW_Before Competition Groups_Data Center Storage/Server Virtualization
Commercial | Com ¦ Demand Control Ventilation | 2035 | Achievable | MW | Before Competition Groups | 23.5801 | 0 | 0 | 1425.3003 | 0.016544 | 17 | Commercial_2035_Achievable_MW_Before Competition Groups_17 | Demand Control Ventilation | 1.654% | 0 | 23.5801 | Commercial_2035_Achievable_MW_Before Competition Groups_Demand Control Ventilation
Commercial | Com ¦ Refrigerated Display Case Doors | 2035 | Technical | MW | Before Competition Groups | 49.7527 | 0 | 0 | 3045.3278 | 0.016337 | 17 | Commercial_2035_Technical_MW_Before Competition Groups_17 | Refrigerated Display Case Doors | 1.634% | 0 | 49.7527 | Commercial_2035_Technical_MW_Before Competition Groups_Refrigerated Display Case Doors
Commercial | Com ¦ Demand Control Ventilation | 2035 | Economic | MW | Before Competition Groups | 34.7728 | 0 | 0 | 2212.1592 | 0.015719 | 16 | Commercial_2035_Economic_MW_Before Competition Groups_16 | Demand Control Ventilation | 1.572% | 0 | 34.7728 | Commercial_2035_Economic_MW_Before Competition Groups_Demand Control Ventilation
Commercial | Com ¦ Reach-in Shaded Pole to ECM/PSC Evaporator Fan Motor | 2035 | Economic | MW | Before Competition Groups | 32.6836 | 0 | 0 | 2212.1592 | 0.014775 | 17 | Commercial_2035_Economic_MW_Before Competition Groups_17 | Reach-in Shaded Pole to ECM/PSC Evaporator Fan Motor | 1.477% | 0 | 32.6836 | Commercial_2035_Economic_MW_Before Competition Groups_Reach-in Shaded Pole to ECM/PSC Evaporator Fan Motor
Commercial | Com ¦ Strip Curtains | 2035 | Economic | MW | Before Competition Groups | 32.3362 | 0 | 0 | 2212.1592 | 0.014617 | 18 | Commercial_2035_Economic_MW_Before Competition Groups_18 | Strip Curtains | 1.462% | 0 | 32.3362 | Commercial_2035_Economic_MW_Before Competition Groups_Strip Curtains
Commercial | Com ¦ Variable Frequency Drive (VFD) | 2035 | Achievable | MW | Before Competition Groups | 20.7779 | 0 | 0 | 1425.3003 | 0.014578 | 18 | Commercial_2035_Achievable_MW_Before Competition Groups_18 | Variable Frequency Drive (VFD) | 1.458% | 0 | 20.7779 | Commercial_2035_Achievable_MW_Before Competition Groups_Variable Frequency Drive (VFD)
Commercial | Com ¦ Centrally controlled desktop PC/NETWORK PC POWER MANAGEMENT SOFTWARE | 2035 | Achievable | MW | Before Competition Groups | 19.9713 | 0 | 0 | 1425.3003 | 0.014012 | 19 | Commercial_2035_Achievable_MW_Before Competition Groups_19 | Centrally controlled desktop PC/NETWORK PC POWER MANAGEMENT SOFTWARE | 1.401% | 0 | 19.9713 | Commercial_2035_Achievable_MW_Before Competition Groups_Centrally controlled desktop PC/NETWORK PC POWER MANAGEMENT SOFTWARE
Commercial | Com ¦ Adaptive Thermostats | 2035 | Technical | MW | Before Competition Groups | 42.6674 | 0 | 0 | 3045.3278 | 0.014011 | 18 | Commercial_2035_Technical_MW_Before Competition Groups_18 | Adaptive Thermostats | 1.401% | 0 | 42.6674 | Commercial_2035_Technical_MW_Before Competition Groups_Adaptive Thermostats
Commercial | Com ¦ VFD on Pumps | 2035 | Achievable | MW | Before Competition Groups | 19.517 | 0 | 0 | 1425.3003 | 0.013693 | 20 | Commercial_2035_Achievable_MW_Before Competition Groups_20 | VFD on Pumps | 1.369% | 0 | 19.517 | Commercial_2035_Achievable_MW_Before Competition Groups_VFD on Pumps
Commercial | Com ¦ Furnace Tune-Up | 2035 | Economic | MW | Before Competition Groups | 29.3263 | 0 | 0 | 2212.1592 | 0.013257 | 19 | Commercial_2035_Economic_MW_Before Competition Groups_19 | Furnace Tune-Up | 1.326% | 0 | 29.3263 | Commercial_2035_Economic_MW_Before Competition Groups_Furnace Tune-Up
Commercial | Com ¦ Data Center Storage/Server Virtualization | 2035 | Technical | MW | Before Competition Groups | 37.7478 | 0 | 0 | 3045.3278 | 0.012395 | 19 | Commercial_2035_Technical_MW_Before Competition Groups_19 | Data Center Storage/Server Virtualization | 1.24% | 0 | 37.7478 | Commercial_2035_Technical_MW_Before Competition Groups_Data Center Storage/Server Virtualization
Commercial | Com ¦ LED or Equivalent Sign Lighting | 2035 | Economic | MW | Before Competition Groups | 27.3068 | 0 | 0 | 2212.1592 | 0.012344 | 20 | Commercial_2035_Economic_MW_Before Competition Groups_20 | LED or Equivalent Sign Lighting | 1.234% | 0 | 27.3068 | Commercial_2035_Economic_MW_Before Competition Groups_LED or Equivalent Sign Lighting
Commercial | Com ¦ Chilled Water Optimization | 2035 | Economic | MW | Before Competition Groups | 27.2814 | 0 | 0 | 2212.1592 | 0.012332 | 21 | Commercial_2035_Economic_MW_Before Competition Groups_21 | Chilled Water Optimization | 1.233% | 0 | 27.2814 | Commercial_2035_Economic_MW_Before Competition Groups_Chilled Water Optimization
Commercial | Com ¦ Demand Control Ventilation | 2035 | Technical | MW | Before Competition Groups | 35.3621 | 0 | 0 | 3045.3278 | 0.011612 | 20 | Commercial_2035_Technical_MW_Before Competition Groups_20 | Demand Control Ventilation | 1.161% | 0 | 35.3621 | Commercial_2035_Technical_MW_Before Competition Groups_Demand Control Ventilation
Commercial | Com ¦ Centrally controlled desktop PC/NETWORK PC POWER MANAGEMENT SOFTWARE | 2035 | Economic | MW | Before Competition Groups | 24.7821 | 0 | 0 | 2212.1592 | 0.011203 | 22 | Commercial_2035_Economic_MW_Before Competition Groups_22 | Centrally controlled desktop PC/NETWORK PC POWER MANAGEMENT SOFTWARE | 1.12% | 0 | 24.7821 | Commercial_2035_Economic_MW_Before Competition Groups_Centrally controlled desktop PC/NETWORK PC POWER MANAGEMENT SOFTWARE
Commercial | Com ¦ Variable Refrigerant Flow Heat Pump | 2035 | Achievable | MW | Before Competition Groups | 15.6306 | 0 | 0 | 1425.3003 | 0.010967 | 21 | Commercial_2035_Achievable_MW_Before Competition Groups_21 | Variable Refrigerant Flow Heat Pump | 1.097% | 0 | 15.6306 | Commercial_2035_Achievable_MW_Before Competition Groups_Variable Refrigerant Flow Heat Pump
Commercial | Com ¦ Chilled Water Optimization | 2035 | Achievable | MW | Before Competition Groups | 15.3879 | 0 | 0 | 1425.3003 | 0.010796 | 22 | Commercial_2035_Achievable_MW_Before Competition Groups_22 | Chilled Water Optimization | 1.08% | 0 | 15.3879 | Commercial_2035_Achievable_MW_Before Competition Groups_Chilled Water Optimization
Commercial | Com ¦ Reach-in Shaded Pole to ECM/PSC Evaporator Fan Motor | 2035 | Technical | MW | Before Competition Groups | 32.6836 | 0 | 0 | 3045.3278 | 0.010732 | 21 | Commercial_2035_Technical_MW_Before Competition Groups_21 | Reach-in Shaded Pole to ECM/PSC Evaporator Fan Motor | 1.073% | 0 | 32.6836 | Commercial_2035_Technical_MW_Before Competition Groups_Reach-in Shaded Pole to ECM/PSC Evaporator Fan Motor
Commercial | Com ¦ Strip Curtains | 2035 | Technical | MW | Before Competition Groups | 32.3362 | 0 | 0 | 3045.3278 | 0.010618 | 22 | Commercial_2035_Technical_MW_Before Competition Groups_22 | Strip Curtains | 1.062% | 0 | 32.3362 | Commercial_2035_Technical_MW_Before Competition Groups_Strip Curtains
Commercial | Com ¦ Furnace Tune-Up | 2035 | Technical | MW | Before Competition Groups | 29.3263 | 0 | 0 | 3045.3278 | 0.0096299 | 23 | Commercial_2035_Technical_MW_Before Competition Groups_23 | Furnace Tune-Up | 0.963% | 0 | 29.3263 | Commercial_2035_Technical_MW_Before Competition Groups_Furnace Tune-Up
Commercial | Com ¦ Refrigerated Display Case LED | 2035 | Economic | MW | Before Competition Groups | 21.0545 | 0 | 0 | 2212.1592 | 0.0095176 | 23 | Commercial_2035_Economic_MW_Before Competition Groups_23 | Refrigerated Display Case LED | 0.9518% | 0 | 21.0545 | Commercial_2035_Economic_MW_Before Competition Groups_Refrigerated Display Case LED
Commercial | Com ¦ Variable Frequency Drive (VFD) | 2035 | Economic | MW | Before Competition Groups | 20.8441 | 0 | 0 | 2212.1592 | 0.0094225 | 24 | Commercial_2035_Economic_MW_Before Competition Groups_24 | Variable Frequency Drive (VFD) | 0.9423% | 0 | 20.8441 | Commercial_2035_Economic_MW_Before Competition Groups_Variable Frequency Drive (VFD)
Commercial | Com ¦ LED or Equivalent Sign Lighting | 2035 | Technical | MW | Before Competition Groups | 27.3068 | 0 | 0 | 3045.3278 | 0.0089668 | 24 | Commercial_2035_Technical_MW_Before Competition Groups_24 | LED or Equivalent Sign Lighting | 0.8967% | 0 | 27.3068 | Commercial_2035_Technical_MW_Before Competition Groups_LED or Equivalent Sign Lighting
Commercial | Com ¦ Chilled Water Optimization | 2035 | Technical | MW | Before Competition Groups | 27.2814 | 0 | 0 | 3045.3278 | 0.0089585 | 25 | Commercial_2035_Technical_MW_Before Competition Groups_25 | Chilled Water Optimization | 0.8958% | 0 | 27.2814 | Commercial_2035_Technical_MW_Before Competition Groups_Chilled Water Optimization
Commercial | Com ¦ VFD on Pumps | 2035 | Economic | MW | Before Competition Groups | 19.5963 | 0 | 0 | 2212.1592 | 0.0088585 | 25 | Commercial_2035_Economic_MW_Before Competition Groups_25 | VFD on Pumps | 0.8858% | 0 | 19.5963 | Commercial_2035_Economic_MW_Before Competition Groups_VFD on Pumps
Commercial | Com ¦ Air Handler with Dedicated Outdoor Air Systems | 2035 | Achievable | MW | Before Competition Groups | 12.4473 | 0 | 0 | 1425.3003 | 0.0087331 | 23 | Commercial_2035_Achievable_MW_Before Competition Groups_23 | Air Handler with Dedicated Outdoor Air Systems | 0.8733% | 0 | 12.4473 | Commercial_2035_Achievable_MW_Before Competition Groups_Air Handler with Dedicated Outdoor Air Systems
Commercial | Com ¦ Adding reflective (White) roof treatment or a green roof | 2035 | Technical | MW | Before Competition Groups | 25.2478 | 0 | 0 | 3045.3278 | 0.0082907 | 26 | Commercial_2035_Technical_MW_Before Competition Groups_26 | Adding reflective (White) roof treatment or a green roof | 0.8291% | 0 | 25.2478 | Commercial_2035_Technical_MW_Before Competition Groups_Adding reflective (White) roof treatment or a green roof
Commercial | Com ¦ Centrally controlled desktop PC/NETWORK PC POWER MANAGEMENT SOFTWARE | 2035 | Technical | MW | Before Competition Groups | 24.7821 | 0 | 0 | 3045.3278 | 0.0081378 | 27 | Commercial_2035_Technical_MW_Before Competition Groups_27 | Centrally controlled desktop PC/NETWORK PC POWER MANAGEMENT SOFTWARE | 0.8138% | 0 | 24.7821 | Commercial_2035_Technical_MW_Before Competition Groups_Centrally controlled desktop PC/NETWORK PC POWER MANAGEMENT SOFTWARE
Commercial | Com ¦ Door Gasket Freezer/Refrigerator | 2035 | Technical | MW | Before Competition Groups | 24.2902 | 0 | 0 | 3045.3278 | 0.0079762 | 28 | Commercial_2035_Technical_MW_Before Competition Groups_28 | Door Gasket Freezer/Refrigerator | 0.7976% | 0 | 24.2902 | Commercial_2035_Technical_MW_Before Competition Groups_Door Gasket Freezer/Refrigerator
Commercial | Com ¦ Refrigerated Display Case LED | 2035 | Technical | MW | Before Competition Groups | 23.5854 | 0 | 0 | 3045.3278 | 0.0077448 | 29 | Commercial_2035_Technical_MW_Before Competition Groups_29 | Refrigerated Display Case LED | 0.7745% | 0 | 23.5854 | Commercial_2035_Technical_MW_Before Competition Groups_Refrigerated Display Case LED
Commercial | Com ¦ Networked/Connected - Low Impact Application | 2035 | Economic | MW | Before Competition Groups | 16.6805 | 0 | 0 | 2212.1592 | 0.0075404 | 26 | Commercial_2035_Economic_MW_Before Competition Groups_26 | Networked/Connected - Low Impact Application | 0.754% | 0 | 16.6805 | Commercial_2035_Economic_MW_Before Competition Groups_Networked/Connected - Low Impact Application
Commercial | Com ¦ ECM MOTORS FOR EVAPORATOR FANS for refrigeration (WALK-IN) | 2035 | Achievable | MW | Before Competition Groups | 10.6582 | 0 | 0 | 1425.3003 | 0.0074778 | 24 | Commercial_2035_Achievable_MW_Before Competition Groups_24 | ECM MOTORS FOR EVAPORATOR FANS for refrigeration (WALK-IN) | 0.7478% | 0 | 10.6582 | Commercial_2035_Achievable_MW_Before Competition Groups_ECM MOTORS FOR EVAPORATOR FANS for refrigeration (WALK-IN)
Commercial | Com ¦ Air Handler with Dedicated Outdoor Air Systems | 2035 | Economic | MW | Before Competition Groups | 16.2674 | 0 | 0 | 2212.1592 | 0.0073536 | 27 | Commercial_2035_Economic_MW_Before Competition Groups_27 | Air Handler with Dedicated Outdoor Air Systems | 0.7354% | 0 | 16.2674 | Commercial_2035_Economic_MW_Before Competition Groups_Air Handler with Dedicated Outdoor Air Systems
Commercial | Com ¦ ENERGY STAR LED LAMPS (General Service Lamps) | 2035 | Achievable | MW | Before Competition Groups | 10.2782 | 0 | 0 | 1425.3003 | 0.0072113 | 25 | Commercial_2035_Achievable_MW_Before Competition Groups_25 | ENERGY STAR LED LAMPS (General Service Lamps) | 0.7211% | 0 | 10.2782 | Commercial_2035_Achievable_MW_Before Competition Groups_ENERGY STAR LED LAMPS (General Service Lamps)
Commercial | Com ¦ Variable Frequency Drive (VFD) | 2035 | Technical | MW | Before Competition Groups | 20.8441 | 0 | 0 | 3045.3278 | 0.0068446 | 30 | Commercial_2035_Technical_MW_Before Competition Groups_30 | Variable Frequency Drive (VFD) | 0.6845% | 0 | 20.8441 | Commercial_2035_Technical_MW_Before Competition Groups_Variable Frequency Drive (VFD)
Commercial | Com ¦ Refrigeration Optimization | 2035 | Technical | MW | Before Competition Groups | 20.2149 | 0 | 0 | 3045.3278 | 0.006638 | 31 | Commercial_2035_Technical_MW_Before Competition Groups_31 | Refrigeration Optimization | 0.6638% | 0 | 20.2149 | Commercial_2035_Technical_MW_Before Competition Groups_Refrigeration Optimization
Commercial | Com ¦ Variable Refrigerant Flow Heat Pump | 2035 | Economic | MW | Before Competition Groups | 14.606 | 0 | 0 | 2212.1592 | 0.0066026 | 28 | Commercial_2035_Economic_MW_Before Competition Groups_28 | Variable Refrigerant Flow Heat Pump | 0.6603% | 0 | 14.606 | Commercial_2035_Economic_MW_Before Competition Groups_Variable Refrigerant Flow Heat Pump
Commercial | Com ¦ HOTEL OCCUPANCY CONTROLS (HVAC + LIGHTING) | 2035 | Technical | MW | Before Competition Groups | 19.6558 | 0 | 0 | 3045.3278 | 0.0064544 | 32 | Commercial_2035_Technical_MW_Before Competition Groups_32 | HOTEL OCCUPANCY CONTROLS (HVAC + LIGHTING) | 0.6454% | 0 | 19.6558 | Commercial_2035_Technical_MW_Before Competition Groups_HOTEL OCCUPANCY CONTROLS (HVAC + LIGHTING)
Commercial | Com ¦ VFD on Pumps | 2035 | Technical | MW | Before Competition Groups | 19.5963 | 0 | 0 | 3045.3278 | 0.0064349 | 33 | Commercial_2035_Technical_MW_Before Competition Groups_33 | VFD on Pumps | 0.6435% | 0 | 19.5963 | Commercial_2035_Technical_MW_Before Competition Groups_VFD on Pumps
Commercial | Com ¦ Evaporator Fan Controls | 2035 | Achievable | MW | Before Competition Groups | 8.9949 | 0 | 0 | 1425.3003 | 0.0063109 | 26 | Commercial_2035_Achievable_MW_Before Competition Groups_26 | Evaporator Fan Controls | 0.6311% | 0 | 8.9949 | Commercial_2035_Achievable_MW_Before Competition Groups_Evaporator Fan Controls
Commercial | Com ¦ Freezer Case Light Sensor | 2035 | Achievable | MW | Before Competition Groups | 8.583 | 0 | 0 | 1425.3003 | 0.0060219 | 27 | Commercial_2035_Achievable_MW_Before Competition Groups_27 | Freezer Case Light Sensor | 0.6022% | 0 | 8.583 | Commercial_2035_Achievable_MW_Before Competition Groups_Freezer Case Light Sensor
Commercial | Com ¦ Demand Control Kitchen Ventilation | 2035 | Achievable | MW | Before Competition Groups | 8.4659 | 0 | 0 | 1425.3003 | 0.0059398 | 28 | Commercial_2035_Achievable_MW_Before Competition Groups_28 | Demand Control Kitchen Ventilation | 0.594% | 0 | 8.4659 | Commercial_2035_Achievable_MW_Before Competition Groups_Demand Control Kitchen Ventilation
Commercial | Com ¦ Ground Source Heat Pump | 2035 | Technical | MW | Before Competition Groups | 17.1001 | 0 | 0 | 3045.3278 | 0.0056152 | 34 | Commercial_2035_Technical_MW_Before Competition Groups_34 | Ground Source Heat Pump | 0.5615% | 0 | 17.1001 | Commercial_2035_Technical_MW_Before Competition Groups_Ground Source Heat Pump
Commercial | Com ¦ Demand Control Kitchen Ventilation | 2035 | Economic | MW | Before Competition Groups | 12.341 | 0 | 0 | 2212.1592 | 0.0055787 | 29 | Commercial_2035_Economic_MW_Before Competition Groups_29 | Demand Control Kitchen Ventilation | 0.5579% | 0 | 12.341 | Commercial_2035_Economic_MW_Before Competition Groups_Demand Control Kitchen Ventilation
Commercial | Com ¦ Refrigerated Display Case LED | 2035 | Achievable | MW | Before Competition Groups | 7.6597 | 0 | 0 | 1425.3003 | 0.0053741 | 29 | Commercial_2035_Achievable_MW_Before Competition Groups_29 | Refrigerated Display Case LED | 0.5374% | 0 | 7.6597 | Commercial_2035_Achievable_MW_Before Competition Groups_Refrigerated Display Case LED
Commercial | Com ¦ Air Handler with Dedicated Outdoor Air Systems | 2035 | Technical | MW | Before Competition Groups | 16.2674 | 0 | 0 | 3045.3278 | 0.0053418 | 35 | Commercial_2035_Technical_MW_Before Competition Groups_35 | Air Handler with Dedicated Outdoor Air Systems | 0.5342% | 0 | 16.2674 | Commercial_2035_Technical_MW_Before Competition Groups_Air Handler with Dedicated Outdoor Air Systems
Commercial | Com ¦ ENERGY STAR LED LAMPS (General Service Lamps) | 2035 | Economic | MW | Before Competition Groups | 11.4785 | 0 | 0 | 2212.1592 | 0.0051888 | 30 | Commercial_2035_Economic_MW_Before Competition Groups_30 | ENERGY STAR LED LAMPS (General Service Lamps) | 0.5189% | 0 | 11.4785 | Commercial_2035_Economic_MW_Before Competition Groups_ENERGY STAR LED LAMPS (General Service Lamps)
Commercial | Com ¦ ENERGY STAR FREEZER | 2035 | Technical | MW | Before Competition Groups | 15.3412 | 0 | 0 | 3045.3278 | 0.0050376 | 36 | Commercial_2035_Technical_MW_Before Competition Groups_36 | ENERGY STAR FREEZER | 0.5038% | 0 | 15.3412 | Commercial_2035_Technical_MW_Before Competition Groups_ENERGY STAR FREEZER
Commercial | Com ¦ ECM MOTORS FOR EVAPORATOR FANS for refrigeration (WALK-IN) | 2035 | Economic | MW | Before Competition Groups | 10.7599 | 0 | 0 | 2212.1592 | 0.004864 | 31 | Commercial_2035_Economic_MW_Before Competition Groups_31 | ECM MOTORS FOR EVAPORATOR FANS for refrigeration (WALK-IN) | 0.4864% | 0 | 10.7599 | Commercial_2035_Economic_MW_Before Competition Groups_ECM MOTORS FOR EVAPORATOR FANS for refrigeration (WALK-IN)
Commercial | Com ¦ Indoor Daylight Sensors/Photocell Dimming Control | 2035 | Technical | MW | Before Competition Groups | 14.6195 | 0 | 0 | 3045.3278 | 0.0048006 | 37 | Commercial_2035_Technical_MW_Before Competition Groups_37 | Indoor Daylight Sensors/Photocell Dimming Control | 0.4801% | 0 | 14.6195 | Commercial_2035_Technical_MW_Before Competition Groups_Indoor Daylight Sensors/Photocell Dimming Control
Commercial | Com ¦ Occupancy Sensors | 2035 | Economic | MW | Before Competition Groups | 10.2239 | 0 | 0 | 2212.1592 | 0.0046217 | 32 | Commercial_2035_Economic_MW_Before Competition Groups_32 | Occupancy Sensors | 0.4622% | 0 | 10.2239 | Commercial_2035_Economic_MW_Before Competition Groups_Occupancy Sensors
Commercial | Com ¦ ENERGY STAR ICE MACHINES - Ice Making Head | 2035 | Technical | MW | Before Competition Groups | 13.6038 | 0 | 0 | 3045.3278 | 0.0044671 | 38 | Commercial_2035_Technical_MW_Before Competition Groups_38 | ENERGY STAR ICE MACHINES - Ice Making Head | 0.4467% | 0 | 13.6038 | Commercial_2035_Technical_MW_Before Competition Groups_ENERGY STAR ICE MACHINES - Ice Making Head
Commercial | Com ¦ LED EXTERIOR AREA LIGHTS - LED fixture (200W) | 2035 | Achievable | MW | Before Competition Groups | 6.2855 | 0 | 0 | 1425.3003 | 0.00441 | 30 | Commercial_2035_Achievable_MW_Before Competition Groups_30 | LED EXTERIOR AREA LIGHTS - LED fixture (200W) | 0.441% | 0 | 6.2855 | Commercial_2035_Achievable_MW_Before Competition Groups_LED EXTERIOR AREA LIGHTS - LED fixture (200W)
Commercial | Com ¦ ENERGY STAR LED LAMPS (General Service Lamps) | 2035 | Technical | MW | Before Competition Groups | 12.9142 | 0 | 0 | 3045.3278 | 0.0042407 | 39 | Commercial_2035_Technical_MW_Before Competition Groups_39 | ENERGY STAR LED LAMPS (General Service Lamps) | 0.4241% | 0 | 12.9142 | Commercial_2035_Technical_MW_Before Competition Groups_ENERGY STAR LED LAMPS (General Service Lamps)
Commercial | Com ¦ Freezer Case Light Sensor | 2035 | Economic | MW | Before Competition Groups | 9.3341 | 0 | 0 | 2212.1592 | 0.0042194 | 33 | Commercial_2035_Economic_MW_Before Competition Groups_33 | Freezer Case Light Sensor | 0.4219% | 0 | 9.3341 | Commercial_2035_Economic_MW_Before Competition Groups_Freezer Case Light Sensor
Commercial | Com ¦ LED parking lot fixture | 2035 | Achievable | MW | Before Competition Groups | 5.9932 | 0 | 0 | 1425.3003 | 0.0042049 | 31 | Commercial_2035_Achievable_MW_Before Competition Groups_31 | LED parking lot fixture | 0.4205% | 0 | 5.9932 | Commercial_2035_Achievable_MW_Before Competition Groups_LED parking lot fixture
Commercial | Com ¦ Evaporator Fan Controls | 2035 | Economic | MW | Before Competition Groups | 9.0921 | 0 | 0 | 2212.1592 | 0.0041101 | 34 | Commercial_2035_Economic_MW_Before Competition Groups_34 | Evaporator Fan Controls | 0.411% | 0 | 9.0921 | Commercial_2035_Economic_MW_Before Competition Groups_Evaporator Fan Controls
Commercial | Com ¦ Demand Control Kitchen Ventilation | 2035 | Technical | MW | Before Competition Groups | 12.341 | 0 | 0 | 3045.3278 | 0.0040524 | 40 | Commercial_2035_Technical_MW_Before Competition Groups_40 | Demand Control Kitchen Ventilation | 0.4052% | 0 | 12.341 | Commercial_2035_Technical_MW_Before Competition Groups_Demand Control Kitchen Ventilation
Commercial | Com ¦ Duct Insulation, R8 | 2035 | Achievable | MW | Before Competition Groups | 5.4079 | 0 | 0 | 1425.3003 | 0.0037942 | 32 | Commercial_2035_Achievable_MW_Before Competition Groups_32 | Duct Insulation, R8 | 0.3794% | 0 | 5.4079 | Commercial_2035_Achievable_MW_Before Competition Groups_Duct Insulation, R8
Commercial | Com ¦ ENERGY STAR FREEZER | 2035 | Economic | MW | Before Competition Groups | 8.1114 | 0 | 0 | 2212.1592 | 0.0036667 | 35 | Commercial_2035_Economic_MW_Before Competition Groups_35 | ENERGY STAR FREEZER | 0.3667% | 0 | 8.1114 | Commercial_2035_Economic_MW_Before Competition Groups_ENERGY STAR FREEZER
Commercial | Com ¦ ECM MOTORS FOR EVAPORATOR FANS for refrigeration (WALK-IN) | 2035 | Technical | MW | Before Competition Groups | 10.7599 | 0 | 0 | 3045.3278 | 0.0035333 | 41 | Commercial_2035_Technical_MW_Before Competition Groups_41 | ECM MOTORS FOR EVAPORATOR FANS for refrigeration (WALK-IN) | 0.3533% | 0 | 10.7599 | Commercial_2035_Technical_MW_Before Competition Groups_ECM MOTORS FOR EVAPORATOR FANS for refrigeration (WALK-IN)
Commercial | Com ¦ Water Source Heat Pump (4 ton) | 2035 | Economic | MW | Before Competition Groups | 7.6372 | 0 | 0 | 2212.1592 | 0.0034524 | 36 | Commercial_2035_Economic_MW_Before Competition Groups_36 | Water Source Heat Pump (4 ton) | 0.3452% | 0 | 7.6372 | Commercial_2035_Economic_MW_Before Competition Groups_Water Source Heat Pump (4 ton)
Commercial | Com ¦ Water Source Heat Pump (4 ton) | 2035 | Achievable | MW | Before Competition Groups | 4.8245 | 0 | 0 | 1425.3003 | 0.0033849 | 33 | Commercial_2035_Achievable_MW_Before Competition Groups_33 | Water Source Heat Pump (4 ton) | 0.3385% | 0 | 4.8245 | Commercial_2035_Achievable_MW_Before Competition Groups_Water Source Heat Pump (4 ton)
Commercial | Com ¦ High R-Value Glass Doors/no-heat glass door | 2035 | Technical | MW | Before Competition Groups | 10.2358 | 0 | 0 | 3045.3278 | 0.0033611 | 42 | Commercial_2035_Technical_MW_Before Competition Groups_42 | High R-Value Glass Doors/no-heat glass door | 0.3361% | 0 | 10.2358 | Commercial_2035_Technical_MW_Before Competition Groups_High R-Value Glass Doors/no-heat glass door
Commercial | Com ¦ Occupancy Sensors | 2035 | Technical | MW | Before Competition Groups | 10.2239 | 0 | 0 | 3045.3278 | 0.0033572 | 43 | Commercial_2035_Technical_MW_Before Competition Groups_43 | Occupancy Sensors | 0.3357% | 0 | 10.2239 | Commercial_2035_Technical_MW_Before Competition Groups_Occupancy Sensors
Commercial | Com ¦ LED EXTERIOR AREA LIGHTS - LED fixture (200W) | 2035 | Economic | MW | Before Competition Groups | 6.9158 | 0 | 0 | 2212.1592 | 0.0031263 | 37 | Commercial_2035_Economic_MW_Before Competition Groups_37 | LED EXTERIOR AREA LIGHTS - LED fixture (200W) | 0.3126% | 0 | 6.9158 | Commercial_2035_Economic_MW_Before Competition Groups_LED EXTERIOR AREA LIGHTS - LED fixture (200W)
Commercial | Com ¦ Freezer Case Light Sensor | 2035 | Technical | MW | Before Competition Groups | 9.3341 | 0 | 0 | 3045.3278 | 0.003065 | 44 | Commercial_2035_Technical_MW_Before Competition Groups_44 | Freezer Case Light Sensor | 0.3065% | 0 | 9.3341 | Commercial_2035_Technical_MW_Before Competition Groups_Freezer Case Light Sensor
Commercial | Com ¦ ENERGY STAR Griddle (74% eff) | 2035 | Achievable | MW | Before Competition Groups | 4.2669 | 0 | 0 | 1425.3003 | 0.0029937 | 34 | Commercial_2035_Achievable_MW_Before Competition Groups_34 | ENERGY STAR Griddle (74% eff) | 0.2994% | 0 | 4.2669 | Commercial_2035_Achievable_MW_Before Competition Groups_ENERGY STAR Griddle (74% eff)
Commercial | Com ¦ ENERGY STAR Griddle (74% eff) | 2035 | Economic | MW | Before Competition Groups | 6.6119 | 0 | 0 | 2212.1592 | 0.0029889 | 38 | Commercial_2035_Economic_MW_Before Competition Groups_38 | ENERGY STAR Griddle (74% eff) | 0.2989% | 0 | 6.6119 | Commercial_2035_Economic_MW_Before Competition Groups_ENERGY STAR Griddle (74% eff)
Commercial | Com ¦ Evaporator Fan Controls | 2035 | Technical | MW | Before Competition Groups | 9.0921 | 0 | 0 | 3045.3278 | 0.0029856 | 45 | Commercial_2035_Technical_MW_Before Competition Groups_45 | Evaporator Fan Controls | 0.2986% | 0 | 9.0921 | Commercial_2035_Technical_MW_Before Competition Groups_Evaporator Fan Controls
Commercial | Com ¦ LED parking lot fixture | 2035 | Economic | MW | Before Competition Groups | 6.5677 | 0 | 0 | 2212.1592 | 0.0029689 | 39 | Commercial_2035_Economic_MW_Before Competition Groups_39 | LED parking lot fixture | 0.2969% | 0 | 6.5677 | Commercial_2035_Economic_MW_Before Competition Groups_LED parking lot fixture
Commercial | Com ¦ Water Source Heat Pump (4 ton) | 2035 | Technical | MW | Before Competition Groups | 9.0385 | 0 | 0 | 3045.3278 | 0.002968 | 46 | Commercial_2035_Technical_MW_Before Competition Groups_46 | Water Source Heat Pump (4 ton) | 0.2968% | 0 | 9.0385 | Commercial_2035_Technical_MW_Before Competition Groups_Water Source Heat Pump (4 ton)
Commercial | Com ¦ LED street light fixture | 2035 | Achievable | MW | Before Competition Groups | 3.9035 | 0 | 0 | 1425.3003 | 0.0027387 | 35 | Commercial_2035_Achievable_MW_Before Competition Groups_35 | LED street light fixture | 0.2739% | 0 | 3.9035 | Commercial_2035_Achievable_MW_Before Competition Groups_LED street light fixture
Commercial | Com ¦ Condensing Make Up Air Unit | 2035 | Achievable | MW | Before Competition Groups | 3.7266 | 0 | 0 | 1425.3003 | 0.0026146 | 36 | Commercial_2035_Achievable_MW_Before Competition Groups_36 | Condensing Make Up Air Unit | 0.2615% | 0 | 3.7266 | Commercial_2035_Achievable_MW_Before Competition Groups_Condensing Make Up Air Unit
Commercial | Com ¦ Condensing Make Up Air Unit | 2035 | Economic | MW | Before Competition Groups | 5.7168 | 0 | 0 | 2212.1592 | 0.0025843 | 40 | Commercial_2035_Economic_MW_Before Competition Groups_40 | Condensing Make Up Air Unit | 0.2584% | 0 | 5.7168 | Commercial_2035_Economic_MW_Before Competition Groups_Condensing Make Up Air Unit
Commercial | Com ¦ BEVERAGE VENDING MACHINE CONTROLS | 2035 | Achievable | MW | Before Competition Groups | 3.6652 | 0 | 0 | 1425.3003 | 0.0025716 | 37 | Commercial_2035_Achievable_MW_Before Competition Groups_37 | BEVERAGE VENDING MACHINE CONTROLS | 0.2572% | 0 | 3.6652 | Commercial_2035_Achievable_MW_Before Competition Groups_BEVERAGE VENDING MACHINE CONTROLS
Commercial | Com ¦ Door Gasket Freezer/Refrigerator | 2035 | Achievable | MW | Before Competition Groups | 3.6227 | 0 | 0 | 1425.3003 | 0.0025417 | 38 | Commercial_2035_Achievable_MW_Before Competition Groups_38 | Door Gasket Freezer/Refrigerator | 0.2542% | 0 | 3.6227 | Commercial_2035_Achievable_MW_Before Competition Groups_Door Gasket Freezer/Refrigerator
Commercial | Com ¦ Duct Insulation, R8 | 2035 | Economic | MW | Before Competition Groups | 5.4261 | 0 | 0 | 2212.1592 | 0.0024529 | 41 | Commercial_2035_Economic_MW_Before Competition Groups_41 | Duct Insulation, R8 | 0.2453% | 0 | 5.4261 | Commercial_2035_Economic_MW_Before Competition Groups_Duct Insulation, R8
Commercial | Com ¦ ENERGY STAR Refrigerator | 2035 | Technical | MW | Before Competition Groups | 7.3739 | 0 | 0 | 3045.3278 | 0.0024214 | 47 | Commercial_2035_Technical_MW_Before Competition Groups_47 | ENERGY STAR Refrigerator | 0.2421% | 0 | 7.3739 | Commercial_2035_Technical_MW_Before Competition Groups_ENERGY STAR Refrigerator
Commercial | Com ¦ Elec Storage WH 2.30 Et | 2035 | Economic | MW | Before Competition Groups | 5.285 | 0 | 0 | 2212.1592 | 0.002389 | 42 | Commercial_2035_Economic_MW_Before Competition Groups_42 | Elec Storage WH 2.30 Et | 0.2389% | 0 | 5.285 | Commercial_2035_Economic_MW_Before Competition Groups_Elec Storage WH 2.30 Et
Commercial | Com ¦ Occupancy Sensors | 2035 | Achievable | MW | Before Competition Groups | 3.333 | 0 | 0 | 1425.3003 | 0.0023385 | 39 | Commercial_2035_Achievable_MW_Before Competition Groups_39 | Occupancy Sensors | 0.2338% | 0 | 3.333 | Commercial_2035_Achievable_MW_Before Competition Groups_Occupancy Sensors
Commercial | Com ¦ Temperature Adjustment in Commercial Freezers | 2035 | Achievable | MW | Before Competition Groups | 3.2839 | 0 | 0 | 1425.3003 | 0.002304 | 40 | Commercial_2035_Achievable_MW_Before Competition Groups_40 | Temperature Adjustment in Commercial Freezers | 0.2304% | 0 | 3.2839 | Commercial_2035_Achievable_MW_Before Competition Groups_Temperature Adjustment in Commercial Freezers
Commercial | Com ¦ Elec Storage WH 2.30 Et | 2035 | Achievable | MW | Before Competition Groups | 3.2621 | 0 | 0 | 1425.3003 | 0.0022887 | 41 | Commercial_2035_Achievable_MW_Before Competition Groups_41 | Elec Storage WH 2.30 Et | 0.2289% | 0 | 3.2621 | Commercial_2035_Achievable_MW_Before Competition Groups_Elec Storage WH 2.30 Et
Commercial | Com ¦ LED EXTERIOR AREA LIGHTS - LED fixture (200W) | 2035 | Technical | MW | Before Competition Groups | 6.9158 | 0 | 0 | 3045.3278 | 0.002271 | 48 | Commercial_2035_Technical_MW_Before Competition Groups_48 | LED EXTERIOR AREA LIGHTS - LED fixture (200W) | 0.2271% | 0 | 6.9158 | Commercial_2035_Technical_MW_Before Competition Groups_LED EXTERIOR AREA LIGHTS - LED fixture (200W)
Commercial | Com ¦ BEVERAGE VENDING MACHINE CONTROLS | 2035 | Economic | MW | Before Competition Groups | 4.9429 | 0 | 0 | 2212.1592 | 0.0022344 | 43 | Commercial_2035_Economic_MW_Before Competition Groups_43 | BEVERAGE VENDING MACHINE CONTROLS | 0.2234% | 0 | 4.9429 | Commercial_2035_Economic_MW_Before Competition Groups_BEVERAGE VENDING MACHINE CONTROLS
Commercial | Com ¦ ENERGY STAR Griddle (74% eff) | 2035 | Technical | MW | Before Competition Groups | 6.6119 | 0 | 0 | 3045.3278 | 0.0021712 | 49 | Commercial_2035_Technical_MW_Before Competition Groups_49 | ENERGY STAR Griddle (74% eff) | 0.2171% | 0 | 6.6119 | Commercial_2035_Technical_MW_Before Competition Groups_ENERGY STAR Griddle (74% eff)
Commercial | Com ¦ Condensing Make Up Air Unit | 2035 | Technical | MW | Before Competition Groups | 6.5954 | 0 | 0 | 3045.3278 | 0.0021657 | 50 | Commercial_2035_Technical_MW_Before Competition Groups_50 | Condensing Make Up Air Unit | 0.2166% | 0 | 6.5954 | Commercial_2035_Technical_MW_Before Competition Groups_Condensing Make Up Air Unit
Commercial | Com ¦ LED parking lot fixture | 2035 | Technical | MW | Before Competition Groups | 6.5677 | 0 | 0 | 3045.3278 | 0.0021566 | 51 | Commercial_2035_Technical_MW_Before Competition Groups_51 | LED parking lot fixture | 0.2157% | 0 | 6.5677 | Commercial_2035_Technical_MW_Before Competition Groups_LED parking lot fixture
Commercial | Com ¦ Indoor Daylight Sensors/Photocell Dimming Control | 2035 | Economic | MW | Before Competition Groups | 4.6613 | 0 | 0 | 2212.1592 | 0.0021071 | 44 | Commercial_2035_Economic_MW_Before Competition Groups_44 | Indoor Daylight Sensors/Photocell Dimming Control | 0.2107% | 0 | 4.6613 | Commercial_2035_Economic_MW_Before Competition Groups_Indoor Daylight Sensors/Photocell Dimming Control
Commercial | Com ¦ Refrigeration Commissioning | 2035 | Technical | MW | Before Competition Groups | 6.3461 | 0 | 0 | 3045.3278 | 0.0020839 | 52 | Commercial_2035_Technical_MW_Before Competition Groups_52 | Refrigeration Commissioning | 0.2084% | 0 | 6.3461 | Commercial_2035_Technical_MW_Before Competition Groups_Refrigeration Commissioning
Commercial | Com ¦ Super-High Efficiency Furnaces (Emerging Tech) | 2035 | Technical | MW | Before Competition Groups | 6.2591 | 0 | 0 | 3045.3278 | 0.0020553 | 53 | Commercial_2035_Technical_MW_Before Competition Groups_53 | Super-High Efficiency Furnaces (Emerging Tech) | 0.2055% | 0 | 6.2591 | Commercial_2035_Technical_MW_Before Competition Groups_Super-High Efficiency Furnaces (Emerging Tech)
Commercial | Com ¦ LED street light fixture | 2035 | Economic | MW | Before Competition Groups | 4.3259 | 0 | 0 | 2212.1592 | 0.0019555 | 45 | Commercial_2035_Economic_MW_Before Competition Groups_45 | LED street light fixture | 0.1956% | 0 | 4.3259 | Commercial_2035_Economic_MW_Before Competition Groups_LED street light fixture
Commercial | Com ¦ CO Sensors for parking garage exhaust fans | 2035 | Achievable | MW | Before Competition Groups | 2.7617 | 0 | 0 | 1425.3003 | 0.0019376 | 42 | Commercial_2035_Achievable_MW_Before Competition Groups_42 | CO Sensors for parking garage exhaust fans | 0.1938% | 0 | 2.7617 | Commercial_2035_Achievable_MW_Before Competition Groups_CO Sensors for parking garage exhaust fans
Commercial | Com ¦ Vertical Night Covers | 2035 | Achievable | MW | Before Competition Groups | 2.7266 | 0 | 0 | 1425.3003 | 0.001913 | 43 | Commercial_2035_Achievable_MW_Before Competition Groups_43 | Vertical Night Covers | 0.1913% | 0 | 2.7266 | Commercial_2035_Achievable_MW_Before Competition Groups_Vertical Night Covers
Commercial | Com ¦ Energy Efficient Laboratory Fume Hood | 2035 | Achievable | MW | Before Competition Groups | 2.659 | 0 | 0 | 1425.3003 | 0.0018655 | 44 | Commercial_2035_Achievable_MW_Before Competition Groups_44 | Energy Efficient Laboratory Fume Hood | 0.1866% | 0 | 2.659 | Commercial_2035_Achievable_MW_Before Competition Groups_Energy Efficient Laboratory Fume Hood
Commercial | Com ¦ Duct Insulation, R8 | 2035 | Technical | MW | Before Competition Groups | 5.4261 | 0 | 0 | 3045.3278 | 0.0017818 | 54 | Commercial_2035_Technical_MW_Before Competition Groups_54 | Duct Insulation, R8 | 0.1782% | 0 | 5.4261 | Commercial_2035_Technical_MW_Before Competition Groups_Duct Insulation, R8
Commercial | Com ¦ Elec Storage WH 2.30 Et | 2035 | Technical | MW | Before Competition Groups | 5.285 | 0 | 0 | 3045.3278 | 0.0017354 | 55 | Commercial_2035_Technical_MW_Before Competition Groups_55 | Elec Storage WH 2.30 Et | 0.1735% | 0 | 5.285 | Commercial_2035_Technical_MW_Before Competition Groups_Elec Storage WH 2.30 Et
Commercial | Com ¦ BEVERAGE VENDING MACHINE CONTROLS | 2035 | Technical | MW | Before Competition Groups | 4.9429 | 0 | 0 | 3045.3278 | 0.0016231 | 56 | Commercial_2035_Technical_MW_Before Competition Groups_56 | BEVERAGE VENDING MACHINE CONTROLS | 0.1623% | 0 | 4.9429 | Commercial_2035_Technical_MW_Before Competition Groups_BEVERAGE VENDING MACHINE CONTROLS
Commercial | Com ¦ Temperature Adjustment in Commercial Freezers | 2035 | Economic | MW | Before Competition Groups | 3.3179 | 0 | 0 | 2212.1592 | 0.0014999 | 46 | Commercial_2035_Economic_MW_Before Competition Groups_46 | Temperature Adjustment in Commercial Freezers | 0.15% | 0 | 3.3179 | Commercial_2035_Economic_MW_Before Competition Groups_Temperature Adjustment in Commercial Freezers
Commercial | Com ¦ CO Sensors for parking garage exhaust fans | 2035 | Economic | MW | Before Competition Groups | 3.2982 | 0 | 0 | 2212.1592 | 0.001491 | 47 | Commercial_2035_Economic_MW_Before Competition Groups_47 | CO Sensors for parking garage exhaust fans | 0.1491% | 0 | 3.2982 | Commercial_2035_Economic_MW_Before Competition Groups_CO Sensors for parking garage exhaust fans
Commercial | Com ¦ Water Heating (DHW) Pipe Insulation (Add 3/4\ Foam)" | 2035 | Achievable | MW | Before Competition Groups | 2.0628 | 0 | 0 | 1425.3003 | 0.0014473 | 45 | Commercial_2035_Achievable_MW_Before Competition Groups_45 | Water Heating (DHW) Pipe Insulation (Add 3/4\ Foam)" | 0.1447% | 0 | 2.0628 | Commercial_2035_Achievable_MW_Before Competition Groups_Water Heating (DHW) Pipe Insulation (Add 3/4\ Foam)"
Commercial | Com ¦ LED street light fixture | 2035 | Technical | MW | Before Competition Groups | 4.3259 | 0 | 0 | 3045.3278 | 0.0014205 | 57 | Commercial_2035_Technical_MW_Before Competition Groups_57 | LED street light fixture | 0.1421% | 0 | 4.3259 | Commercial_2035_Technical_MW_Before Competition Groups_LED street light fixture
Commercial | Com ¦ ENERGY STAR FREEZER | 2035 | Achievable | MW | Before Competition Groups | 1.9793 | 0 | 0 | 1425.3003 | 0.0013887 | 46 | Commercial_2035_Achievable_MW_Before Competition Groups_46 | ENERGY STAR FREEZER | 0.1389% | 0 | 1.9793 | Commercial_2035_Achievable_MW_Before Competition Groups_ENERGY STAR FREEZER
Commercial | Com ¦ Roof Insulation/Ceiling Insulation (R25 Code to R35) | 2035 | Technical | MW | Before Competition Groups | 4.0275 | 0 | 0 | 3045.3278 | 0.0013225 | 58 | Commercial_2035_Technical_MW_Before Competition Groups_58 | Roof Insulation/Ceiling Insulation (R25 Code to R35) | 0.1323% | 0 | 4.0275 | Commercial_2035_Technical_MW_Before Competition Groups_Roof Insulation/Ceiling Insulation (R25 Code to R35)
Commercial | Com ¦ Vertical Night Covers | 2035 | Economic | MW | Before Competition Groups | 2.7561 | 0 | 0 | 2212.1592 | 0.0012459 | 48 | Commercial_2035_Economic_MW_Before Competition Groups_48 | Vertical Night Covers | 0.1246% | 0 | 2.7561 | Commercial_2035_Economic_MW_Before Competition Groups_Vertical Night Covers
Commercial | Com ¦ Outside Air Economizer | 2035 | Achievable | MW | Before Competition Groups | 1.7568 | 0 | 0 | 1425.3003 | 0.0012326 | 47 | Commercial_2035_Achievable_MW_Before Competition Groups_47 | Outside Air Economizer | 0.1233% | 0 | 1.7568 | Commercial_2035_Achievable_MW_Before Competition Groups_Outside Air Economizer
Commercial | Com ¦ Energy Efficient Laboratory Fume Hood | 2035 | Economic | MW | Before Competition Groups | 2.6684 | 0 | 0 | 2212.1592 | 0.0012062 | 49 | Commercial_2035_Economic_MW_Before Competition Groups_49 | Energy Efficient Laboratory Fume Hood | 0.1206% | 0 | 2.6684 | Commercial_2035_Economic_MW_Before Competition Groups_Energy Efficient Laboratory Fume Hood
Commercial | Com ¦ Anti-sweat heat (ASH) controls - Cooler/Freezer | 2035 | Technical | MW | Before Competition Groups | 3.3763 | 0 | 0 | 3045.3278 | 0.0011087 | 59 | Commercial_2035_Technical_MW_Before Competition Groups_59 | Anti-sweat heat (ASH) controls - Cooler/Freezer | 0.1109% | 0 | 3.3763 | Commercial_2035_Technical_MW_Before Competition Groups_Anti-sweat heat (ASH) controls - Cooler/Freezer
Commercial | Com ¦ Temperature Adjustment in Commercial Freezers | 2035 | Technical | MW | Before Competition Groups | 3.3179 | 0 | 0 | 3045.3278 | 0.0010895 | 60 | Commercial_2035_Technical_MW_Before Competition Groups_60 | Temperature Adjustment in Commercial Freezers | 0.109% | 0 | 3.3179 | Commercial_2035_Technical_MW_Before Competition Groups_Temperature Adjustment in Commercial Freezers
Commercial | Com ¦ CO Sensors for parking garage exhaust fans | 2035 | Technical | MW | Before Competition Groups | 3.2982 | 0 | 0 | 3045.3278 | 0.001083 | 61 | Commercial_2035_Technical_MW_Before Competition Groups_61 | CO Sensors for parking garage exhaust fans | 0.1083% | 0 | 3.2982 | Commercial_2035_Technical_MW_Before Competition Groups_CO Sensors for parking garage exhaust fans
Commercial | Com ¦ Suction Pipe Insulation Freezer/Refrigerator | 2035 | Achievable | MW | Before Competition Groups | 1.4133 | 0 | 0 | 1425.3003 | 0.0009916 | 48 | Commercial_2035_Achievable_MW_Before Competition Groups_48 | Suction Pipe Insulation Freezer/Refrigerator | 0.09916% | 0 | 1.4133 | Commercial_2035_Achievable_MW_Before Competition Groups_Suction Pipe Insulation Freezer/Refrigerator
Commercial | Com ¦ Water Heating (DHW) Pipe Insulation (Add 3/4\ Foam)" | 2035 | Economic | MW | Before Competition Groups | 2.08 | 0 | 0 | 2212.1592 | 0.00094024 | 50 | Commercial_2035_Economic_MW_Before Competition Groups_50 | Water Heating (DHW) Pipe Insulation (Add 3/4\ Foam)" | 0.09402% | 0 | 2.08 | Commercial_2035_Economic_MW_Before Competition Groups_Water Heating (DHW) Pipe Insulation (Add 3/4\ Foam)"
Commercial | Com ¦ Vertical Night Covers | 2035 | Technical | MW | Before Competition Groups | 2.7561 | 0 | 0 | 3045.3278 | 0.00090502 | 62 | Commercial_2035_Technical_MW_Before Competition Groups_62 | Vertical Night Covers | 0.0905% | 0 | 2.7561 | Commercial_2035_Technical_MW_Before Competition Groups_Vertical Night Covers
Commercial | Com ¦ ENERGY STAR Fryer (84% eff) | 2035 | Achievable | MW | Before Competition Groups | 1.2803 | 0 | 0 | 1425.3003 | 0.00089829 | 49 | Commercial_2035_Achievable_MW_Before Competition Groups_49 | ENERGY STAR Fryer (84% eff) | 0.08983% | 0 | 1.2803 | Commercial_2035_Achievable_MW_Before Competition Groups_ENERGY STAR Fryer (84% eff)
Commercial | Com ¦ ENERGY STAR Fryer (84% eff) | 2035 | Economic | MW | Before Competition Groups | 1.9419 | 0 | 0 | 2212.1592 | 0.00087784 | 51 | Commercial_2035_Economic_MW_Before Competition Groups_51 | ENERGY STAR Fryer (84% eff) | 0.08778% | 0 | 1.9419 | Commercial_2035_Economic_MW_Before Competition Groups_ENERGY STAR Fryer (84% eff)
Commercial | Com ¦ Energy Efficient Laboratory Fume Hood | 2035 | Technical | MW | Before Competition Groups | 2.6684 | 0 | 0 | 3045.3278 | 0.00087623 | 63 | Commercial_2035_Technical_MW_Before Competition Groups_63 | Energy Efficient Laboratory Fume Hood | 0.08762% | 0 | 2.6684 | Commercial_2035_Technical_MW_Before Competition Groups_Energy Efficient Laboratory Fume Hood
Commercial | Com ¦ Outside Air Economizer | 2035 | Economic | MW | Before Competition Groups | 1.9114 | 0 | 0 | 2212.1592 | 0.00086403 | 52 | Commercial_2035_Economic_MW_Before Competition Groups_52 | Outside Air Economizer | 0.0864% | 0 | 1.9114 | Commercial_2035_Economic_MW_Before Competition Groups_Outside Air Economizer
Commercial | Com ¦ Water Heating (DHW) Pipe Insulation (Add 3/4\ Foam)" | 2035 | Technical | MW | Before Competition Groups | 2.08 | 0 | 0 | 3045.3278 | 0.000683 | 64 | Commercial_2035_Technical_MW_Before Competition Groups_64 | Water Heating (DHW) Pipe Insulation (Add 3/4\ Foam)" | 0.0683% | 0 | 2.08 | Commercial_2035_Technical_MW_Before Competition Groups_Water Heating (DHW) Pipe Insulation (Add 3/4\ Foam)"
Commercial | Com ¦ ENERGY STAR Dishwasher | 2035 | Economic | MW | Before Competition Groups | 1.4706 | 0 | 0 | 2212.1592 | 0.0006648 | 53 | Commercial_2035_Economic_MW_Before Competition Groups_53 | ENERGY STAR Dishwasher | 0.06648% | 0 | 1.4706 | Commercial_2035_Economic_MW_Before Competition Groups_ENERGY STAR Dishwasher
Commercial | Com ¦ Suction Pipe Insulation Freezer/Refrigerator | 2035 | Economic | MW | Before Competition Groups | 1.4277 | 0 | 0 | 2212.1592 | 0.00064538 | 54 | Commercial_2035_Economic_MW_Before Competition Groups_54 | Suction Pipe Insulation Freezer/Refrigerator | 0.06454% | 0 | 1.4277 | Commercial_2035_Economic_MW_Before Competition Groups_Suction Pipe Insulation Freezer/Refrigerator
Commercial | Com ¦ ENERGY STAR Fryer (84% eff) | 2035 | Technical | MW | Before Competition Groups | 1.9419 | 0 | 0 | 3045.3278 | 0.00063768 | 65 | Commercial_2035_Technical_MW_Before Competition Groups_65 | ENERGY STAR Fryer (84% eff) | 0.06377% | 0 | 1.9419 | Commercial_2035_Technical_MW_Before Competition Groups_ENERGY STAR Fryer (84% eff)
Commercial | Com ¦ Outside Air Economizer | 2035 | Technical | MW | Before Competition Groups | 1.9114 | 0 | 0 | 3045.3278 | 0.00062764 | 66 | Commercial_2035_Technical_MW_Before Competition Groups_66 | Outside Air Economizer | 0.06276% | 0 | 1.9114 | Commercial_2035_Technical_MW_Before Competition Groups_Outside Air Economizer
Commercial | Com ¦ Super-High Efficiency Furnaces (Emerging Tech) | 2035 | Achievable | MW | Before Competition Groups | 0.82334 | 0 | 0 | 1425.3003 | 0.00057766 | 50 | Commercial_2035_Achievable_MW_Before Competition Groups_50 | Super-High Efficiency Furnaces (Emerging Tech) | 0.05777% | 0 | 0.82334 | Commercial_2035_Achievable_MW_Before Competition Groups_Super-High Efficiency Furnaces (Emerging Tech)
Commercial | Com ¦ ENERGY STAR Steam Cookers | 2035 | Economic | MW | Before Competition Groups | 1.2409 | 0 | 0 | 2212.1592 | 0.00056093 | 55 | Commercial_2035_Economic_MW_Before Competition Groups_55 | ENERGY STAR Steam Cookers | 0.05609% | 0 | 1.2409 | Commercial_2035_Economic_MW_Before Competition Groups_ENERGY STAR Steam Cookers
Commercial | Com ¦ ENERGY STAR Steam Cookers | 2035 | Achievable | MW | Before Competition Groups | 0.79892 | 0 | 0 | 1425.3003 | 0.00056053 | 51 | Commercial_2035_Achievable_MW_Before Competition Groups_51 | ENERGY STAR Steam Cookers | 0.05605% | 0 | 0.79892 | Commercial_2035_Achievable_MW_Before Competition Groups_ENERGY STAR Steam Cookers
Commercial | Com ¦ Room AC (w/ louvered sides) 14 SEER from 12 SEER code | 2035 | Technical | MW | Before Competition Groups | 1.6054 | 0 | 0 | 3045.3278 | 0.00052718 | 67 | Commercial_2035_Technical_MW_Before Competition Groups_67 | Room AC (w/ louvered sides) 14 SEER from 12 SEER code | 0.05272% | 0 | 1.6054 | Commercial_2035_Technical_MW_Before Competition Groups_Room AC (w/ louvered sides) 14 SEER from 12 SEER code
Commercial | Com ¦ High Efficiency Small Instantaneous Water Heater | 2035 | Technical | MW | Before Competition Groups | 1.5058 | 0 | 0 | 3045.3278 | 0.00049447 | 68 | Commercial_2035_Technical_MW_Before Competition Groups_68 | High Efficiency Small Instantaneous Water Heater | 0.04945% | 0 | 1.5058 | Commercial_2035_Technical_MW_Before Competition Groups_High Efficiency Small Instantaneous Water Heater
Commercial | Com ¦ ENERGY STAR Dishwasher | 2035 | Technical | MW | Before Competition Groups | 1.4706 | 0 | 0 | 3045.3278 | 0.00048291 | 69 | Commercial_2035_Technical_MW_Before Competition Groups_69 | ENERGY STAR Dishwasher | 0.04829% | 0 | 1.4706 | Commercial_2035_Technical_MW_Before Competition Groups_ENERGY STAR Dishwasher
Commercial | Com ¦ Ozone Laundry Treatment | 2035 | Achievable | MW | Before Competition Groups | 0.6727 | 0 | 0 | 1425.3003 | 0.00047197 | 52 | Commercial_2035_Achievable_MW_Before Competition Groups_52 | Ozone Laundry Treatment | 0.0472% | 0 | 0.6727 | Commercial_2035_Achievable_MW_Before Competition Groups_Ozone Laundry Treatment
Commercial | Com ¦ Suction Pipe Insulation Freezer/Refrigerator | 2035 | Technical | MW | Before Competition Groups | 1.4277 | 0 | 0 | 3045.3278 | 0.00046881 | 70 | Commercial_2035_Technical_MW_Before Competition Groups_70 | Suction Pipe Insulation Freezer/Refrigerator | 0.04688% | 0 | 1.4277 | Commercial_2035_Technical_MW_Before Competition Groups_Suction Pipe Insulation Freezer/Refrigerator
Commercial | Com ¦ ENERGY STAR Dishwasher | 2035 | Achievable | MW | Before Competition Groups | 0.66638 | 0 | 0 | 1425.3003 | 0.00046754 | 53 | Commercial_2035_Achievable_MW_Before Competition Groups_53 | ENERGY STAR Dishwasher | 0.04675% | 0 | 0.66638 | Commercial_2035_Achievable_MW_Before Competition Groups_ENERGY STAR Dishwasher
Commercial | Com ¦ Thermostat Setback | 2035 | Achievable | MW | Before Competition Groups | 0.65891 | 0 | 0 | 1425.3003 | 0.0004623 | 54 | Commercial_2035_Achievable_MW_Before Competition Groups_54 | Thermostat Setback | 0.04623% | 0 | 0.65891 | Commercial_2035_Achievable_MW_Before Competition Groups_Thermostat Setback
Commercial | Com ¦ LED RECESSED DOWNLIGHTS | 2035 | Technical | MW | Before Competition Groups | 1.39 | 0 | 0 | 3045.3278 | 0.00045645 | 71 | Commercial_2035_Technical_MW_Before Competition Groups_71 | LED RECESSED DOWNLIGHTS | 0.04564% | 0 | 1.39 | Commercial_2035_Technical_MW_Before Competition Groups_LED RECESSED DOWNLIGHTS
Commercial | Com ¦ ENERGY STAR Steam Cookers | 2035 | Technical | MW | Before Competition Groups | 1.2409 | 0 | 0 | 3045.3278 | 0.00040746 | 72 | Commercial_2035_Technical_MW_Before Competition Groups_72 | ENERGY STAR Steam Cookers | 0.04075% | 0 | 1.2409 | Commercial_2035_Technical_MW_Before Competition Groups_ENERGY STAR Steam Cookers
Commercial | Com ¦ Evaporator Coil Defrost (Cooler) | 2035 | Technical | MW | Before Competition Groups | 1.2156 | 0 | 0 | 3045.3278 | 0.00039916 | 73 | Commercial_2035_Technical_MW_Before Competition Groups_73 | Evaporator Coil Defrost (Cooler) | 0.03992% | 0 | 1.2156 | Commercial_2035_Technical_MW_Before Competition Groups_Evaporator Coil Defrost (Cooler)
Commercial | Com ¦ High Efficiency Small Instantaneous Water Heater | 2035 | Economic | MW | Before Competition Groups | 0.85663 | 0 | 0 | 2212.1592 | 0.00038724 | 56 | Commercial_2035_Economic_MW_Before Competition Groups_56 | High Efficiency Small Instantaneous Water Heater | 0.03872% | 0 | 0.85663 | Commercial_2035_Economic_MW_Before Competition Groups_High Efficiency Small Instantaneous Water Heater
Commercial | Com ¦ Ozone Laundry Treatment | 2035 | Economic | MW | Before Competition Groups | 0.79027 | 0 | 0 | 2212.1592 | 0.00035724 | 57 | Commercial_2035_Economic_MW_Before Competition Groups_57 | Ozone Laundry Treatment | 0.03572% | 0 | 0.79027 | Commercial_2035_Economic_MW_Before Competition Groups_Ozone Laundry Treatment
Commercial | Com ¦ Super-High Efficiency Furnaces (Emerging Tech) | 2035 | Economic | MW | Before Competition Groups | 0.76845 | 0 | 0 | 2212.1592 | 0.00034737 | 58 | Commercial_2035_Economic_MW_Before Competition Groups_58 | Super-High Efficiency Furnaces (Emerging Tech) | 0.03474% | 0 | 0.76845 | Commercial_2035_Economic_MW_Before Competition Groups_Super-High Efficiency Furnaces (Emerging Tech)
Commercial | Com ¦ Thermostat Setback | 2035 | Economic | MW | Before Competition Groups | 0.74423 | 0 | 0 | 2212.1592 | 0.00033643 | 59 | Commercial_2035_Economic_MW_Before Competition Groups_59 | Thermostat Setback | 0.03364% | 0 | 0.74423 | Commercial_2035_Economic_MW_Before Competition Groups_Thermostat Setback
Commercial | Com ¦ Door Gasket Freezer/Refrigerator | 2035 | Economic | MW | Before Competition Groups | 0.66287 | 0 | 0 | 2212.1592 | 0.00029965 | 60 | Commercial_2035_Economic_MW_Before Competition Groups_60 | Door Gasket Freezer/Refrigerator | 0.02996% | 0 | 0.66287 | Commercial_2035_Economic_MW_Before Competition Groups_Door Gasket Freezer/Refrigerator
Commercial | Com ¦ PTAC (12 EER/10,000 BTU) | 2035 | Economic | MW | Before Competition Groups | 0.57423 | 0 | 0 | 2212.1592 | 0.00025958 | 61 | Commercial_2035_Economic_MW_Before Competition Groups_61 | PTAC (12 EER/10,000 BTU) | 0.02596% | 0 | 0.57423 | Commercial_2035_Economic_MW_Before Competition Groups_PTAC (12 EER/10,000 BTU)
Commercial | Com ¦ Ozone Laundry Treatment | 2035 | Technical | MW | Before Competition Groups | 0.79027 | 0 | 0 | 3045.3278 | 0.0002595 | 74 | Commercial_2035_Technical_MW_Before Competition Groups_74 | Ozone Laundry Treatment | 0.02595% | 0 | 0.79027 | Commercial_2035_Technical_MW_Before Competition Groups_Ozone Laundry Treatment
Commercial | Com ¦ Thermostat Setback | 2035 | Technical | MW | Before Competition Groups | 0.74423 | 0 | 0 | 3045.3278 | 0.00024438 | 75 | Commercial_2035_Technical_MW_Before Competition Groups_75 | Thermostat Setback | 0.02444% | 0 | 0.74423 | Commercial_2035_Technical_MW_Before Competition Groups_Thermostat Setback
Commercial | Com ¦ SYNCHRONOUS BELT | 2035 | Technical | MW | Before Competition Groups | 0.72284 | 0 | 0 | 3045.3278 | 0.00023736 | 76 | Commercial_2035_Technical_MW_Before Competition Groups_76 | SYNCHRONOUS BELT | 0.02374% | 0 | 0.72284 | Commercial_2035_Technical_MW_Before Competition Groups_SYNCHRONOUS BELT
Commercial | Com ¦ Wall Insulation | 2035 | Technical | MW | Before Competition Groups | 0.65089 | 0 | 0 | 3045.3278 | 0.00021373 | 77 | Commercial_2035_Technical_MW_Before Competition Groups_77 | Wall Insulation | 0.02137% | 0 | 0.65089 | Commercial_2035_Technical_MW_Before Competition Groups_Wall Insulation
Commercial | Com ¦ Solar Preheat Make up Air | 2035 | Technical | MW | Before Competition Groups | 0.64398 | 0 | 0 | 3045.3278 | 0.00021146 | 78 | Commercial_2035_Technical_MW_Before Competition Groups_78 | Solar Preheat Make up Air | 0.02115% | 0 | 0.64398 | Commercial_2035_Technical_MW_Before Competition Groups_Solar Preheat Make up Air
Commercial | Com ¦ PTAC (12 EER/10,000 BTU) | 2035 | Technical | MW | Before Competition Groups | 0.63721 | 0 | 0 | 3045.3278 | 0.00020924 | 79 | Commercial_2035_Technical_MW_Before Competition Groups_79 | PTAC (12 EER/10,000 BTU) | 0.02092% | 0 | 0.63721 | Commercial_2035_Technical_MW_Before Competition Groups_PTAC (12 EER/10,000 BTU)
Commercial | Com ¦ PTAC (12 EER/10,000 BTU) | 2035 | Achievable | MW | Before Competition Groups | 0.29049 | 0 | 0 | 1425.3003 | 0.00020381 | 55 | Commercial_2035_Achievable_MW_Before Competition Groups_55 | PTAC (12 EER/10,000 BTU) | 0.02038% | 0 | 0.29049 | Commercial_2035_Achievable_MW_Before Competition Groups_PTAC (12 EER/10,000 BTU)
Commercial | Com ¦ ECM MOTORS FOR HVAC APPLICATION (FAN-POWERED VAV BOX) | 2035 | Achievable | MW | Before Competition Groups | 0.27753 | 0 | 0 | 1425.3003 | 0.00019471 | 56 | Commercial_2035_Achievable_MW_Before Competition Groups_56 | ECM MOTORS FOR HVAC APPLICATION (FAN-POWERED VAV BOX) | 0.01947% | 0 | 0.27753 | Commercial_2035_Achievable_MW_Before Competition Groups_ECM MOTORS FOR HVAC APPLICATION (FAN-POWERED VAV BOX)
Commercial | Com ¦ Solar Water Preheat (Pools/DHW) | 2035 | Economic | MW | Before Competition Groups | 0.39061 | 0 | 0 | 2212.1592 | 0.00017657 | 62 | Commercial_2035_Economic_MW_Before Competition Groups_62 | Solar Water Preheat (Pools/DHW) | 0.01766% | 0 | 0.39061 | Commercial_2035_Economic_MW_Before Competition Groups_Solar Water Preheat (Pools/DHW)
Commercial | COM ¦ Ductless Mini-Split Heat Pumps | 2035 | Economic | MW | Before Competition Groups | 0.37282 | 0 | 0 | 2212.1592 | 0.00016853 | 63 | Commercial_2035_Economic_MW_Before Competition Groups_63 | Ductless Mini-Split Heat Pumps | 0.01685% | 0 | 0.37282 | Commercial_2035_Economic_MW_Before Competition Groups_Ductless Mini-Split Heat Pumps
Commercial | Com ¦ Efficient compressor motor | 2035 | Technical | MW | Before Competition Groups | 0.49126 | 0 | 0 | 3045.3278 | 0.00016132 | 80 | Commercial_2035_Technical_MW_Before Competition Groups_80 | Efficient compressor motor | 0.01613% | 0 | 0.49126 | Commercial_2035_Technical_MW_Before Competition Groups_Efficient compressor motor
Commercial | COM ¦ Ductless Mini-Split Heat Pumps | 2035 | Achievable | MW | Before Competition Groups | 0.22284 | 0 | 0 | 1425.3003 | 0.00015634 | 57 | Commercial_2035_Achievable_MW_Before Competition Groups_57 | Ductless Mini-Split Heat Pumps | 0.01563% | 0 | 0.22284 | Commercial_2035_Achievable_MW_Before Competition Groups_Ductless Mini-Split Heat Pumps
Commercial | Com ¦ ECM MOTORS FOR HVAC APPLICATION (FAN-POWERED VAV BOX) | 2035 | Economic | MW | Before Competition Groups | 0.31411 | 0 | 0 | 2212.1592 | 0.00014199 | 64 | Commercial_2035_Economic_MW_Before Competition Groups_64 | ECM MOTORS FOR HVAC APPLICATION (FAN-POWERED VAV BOX) | 0.0142% | 0 | 0.31411 | Commercial_2035_Economic_MW_Before Competition Groups_ECM MOTORS FOR HVAC APPLICATION (FAN-POWERED VAV BOX)
Commercial | Com ¦ Solar Water Preheat (Pools/DHW) | 2035 | Technical | MW | Before Competition Groups | 0.39061 | 0 | 0 | 3045.3278 | 0.00012826 | 81 | Commercial_2035_Technical_MW_Before Competition Groups_81 | Solar Water Preheat (Pools/DHW) | 0.01283% | 0 | 0.39061 | Commercial_2035_Technical_MW_Before Competition Groups_Solar Water Preheat (Pools/DHW)
Commercial | Com ¦ Solar Water Preheat (Pools/DHW) | 2035 | Achievable | MW | Before Competition Groups | 0.17993 | 0 | 0 | 1425.3003 | 0.00012624 | 58 | Commercial_2035_Achievable_MW_Before Competition Groups_58 | Solar Water Preheat (Pools/DHW) | 0.01262% | 0 | 0.17993 | Commercial_2035_Achievable_MW_Before Competition Groups_Solar Water Preheat (Pools/DHW)
Commercial | Com ¦ Efficient compressor motor | 2035 | Economic | MW | Before Competition Groups | 0.27804 | 0 | 0 | 2212.1592 | 0.00012569 | 65 | Commercial_2035_Economic_MW_Before Competition Groups_65 | Efficient compressor motor | 0.01257% | 0 | 0.27804 | Commercial_2035_Economic_MW_Before Competition Groups_Efficient compressor motor
Commercial | COM ¦ Ductless Mini-Split Heat Pumps | 2035 | Technical | MW | Before Competition Groups | 0.37282 | 0 | 0 | 3045.3278 | 0.00012242 | 82 | Commercial_2035_Technical_MW_Before Competition Groups_82 | Ductless Mini-Split Heat Pumps | 0.01224% | 0 | 0.37282 | Commercial_2035_Technical_MW_Before Competition Groups_Ductless Mini-Split Heat Pumps
Commercial | Com ¦ LED RECESSED DOWNLIGHTS | 2035 | Achievable | MW | Before Competition Groups | 0.17381 | 0 | 0 | 1425.3003 | 0.00012195 | 59 | Commercial_2035_Achievable_MW_Before Competition Groups_59 | LED RECESSED DOWNLIGHTS | 0.01219% | 0 | 0.17381 | Commercial_2035_Achievable_MW_Before Competition Groups_LED RECESSED DOWNLIGHTS
Commercial | Com ¦ High Efficiency Chiller (avg of water and air cooled) | 2035 | Technical | MW | Before Competition Groups | 0.37082 | 0 | 0 | 3045.3278 | 0.00012177 | 83 | Commercial_2035_Technical_MW_Before Competition Groups_83 | High Efficiency Chiller (avg of water and air cooled) | 0.01218% | 0 | 0.37082 | Commercial_2035_Technical_MW_Before Competition Groups_High Efficiency Chiller (avg of water and air cooled)
Commercial | Com ¦ Notched V belts for HVAC Systems | 2035 | Technical | MW | Before Competition Groups | 0.36142 | 0 | 0 | 3045.3278 | 0.00011868 | 84 | Commercial_2035_Technical_MW_Before Competition Groups_84 | Notched V belts for HVAC Systems | 0.01187% | 0 | 0.36142 | Commercial_2035_Technical_MW_Before Competition Groups_Notched V belts for HVAC Systems
Commercial | Com ¦ Heat Pump Water Heater (50 Gallons) | 2035 | Technical | MW | Before Competition Groups | 0.35991 | 0 | 0 | 3045.3278 | 0.00011819 | 85 | Commercial_2035_Technical_MW_Before Competition Groups_85 | Heat Pump Water Heater (50 Gallons) | 0.01182% | 0 | 0.35991 | Commercial_2035_Technical_MW_Before Competition Groups_Heat Pump Water Heater (50 Gallons)
Commercial | Com ¦ Auto Off Time Switch or Time Clock control | 2035 | Achievable | MW | Before Competition Groups | 0.15615 | 0 | 0 | 1425.3003 | 0.00010956 | 60 | Commercial_2035_Achievable_MW_Before Competition Groups_60 | Auto Off Time Switch or Time Clock control | 0.01096% | 0 | 0.15615 | Commercial_2035_Achievable_MW_Before Competition Groups_Auto Off Time Switch or Time Clock control
Commercial | Com ¦ ECM MOTORS FOR HVAC APPLICATION (FAN-POWERED VAV BOX) | 2035 | Technical | MW | Before Competition Groups | 0.31485 | 0 | 0 | 3045.3278 | 0.00010339 | 86 | Commercial_2035_Technical_MW_Before Competition Groups_86 | ECM MOTORS FOR HVAC APPLICATION (FAN-POWERED VAV BOX) | 0.01034% | 0 | 0.31485 | Commercial_2035_Technical_MW_Before Competition Groups_ECM MOTORS FOR HVAC APPLICATION (FAN-POWERED VAV BOX)
Commercial | Com ¦ Demand controlled Circulating Systems | 2035 | Achievable | MW | Before Competition Groups | 0.1397 | 0 | 0 | 1425.3003 | 9.8013e-05 | 61 | Commercial_2035_Achievable_MW_Before Competition Groups_61 | Demand controlled Circulating Systems | 0.009801% | 0 | 0.1397 | Commercial_2035_Achievable_MW_Before Competition Groups_Demand controlled Circulating Systems
Commercial | Com ¦ Commercial Hot Food Holding Cabinets | 2035 | Technical | MW | Before Competition Groups | 0.28919 | 0 | 0 | 3045.3278 | 9.496e-05 | 87 | Commercial_2035_Technical_MW_Before Competition Groups_87 | Commercial Hot Food Holding Cabinets | 0.009496% | 0 | 0.28919 | Commercial_2035_Technical_MW_Before Competition Groups_Commercial Hot Food Holding Cabinets
Commercial | Com ¦ CEE Tier 2/Energy Star Clothes Washers | 2035 | Achievable | MW | Before Competition Groups | 0.13337 | 0 | 0 | 1425.3003 | 9.3573e-05 | 62 | Commercial_2035_Achievable_MW_Before Competition Groups_62 | CEE Tier 2/Energy Star Clothes Washers | 0.009357% | 0 | 0.13337 | Commercial_2035_Achievable_MW_Before Competition Groups_CEE Tier 2/Energy Star Clothes Washers
Commercial | Com ¦ LED RECESSED DOWNLIGHTS | 2035 | Economic | MW | Before Competition Groups | 0.19531 | 0 | 0 | 2212.1592 | 8.8291e-05 | 66 | Commercial_2035_Economic_MW_Before Competition Groups_66 | LED RECESSED DOWNLIGHTS | 0.008829% | 0 | 0.19531 | Commercial_2035_Economic_MW_Before Competition Groups_LED RECESSED DOWNLIGHTS
Commercial | Com ¦ Auto Off Time Switch or Time Clock control | 2035 | Economic | MW | Before Competition Groups | 0.19214 | 0 | 0 | 2212.1592 | 8.6855e-05 | 67 | Commercial_2035_Economic_MW_Before Competition Groups_67 | Auto Off Time Switch or Time Clock control | 0.008686% | 0 | 0.19214 | Commercial_2035_Economic_MW_Before Competition Groups_Auto Off Time Switch or Time Clock control
Commercial | Com ¦ HVAC Optimization | 2035 | Technical | MW | Before Competition Groups | 0.25995 | 0 | 0 | 3045.3278 | 8.536e-05 | 88 | Commercial_2035_Technical_MW_Before Competition Groups_88 | HVAC Optimization | 0.008536% | 0 | 0.25995 | Commercial_2035_Technical_MW_Before Competition Groups_HVAC Optimization
Commercial | Com ¦ Notched V belts for HVAC Systems | 2035 | Economic | MW | Before Competition Groups | 0.18564 | 0 | 0 | 2212.1592 | 8.3918e-05 | 68 | Commercial_2035_Economic_MW_Before Competition Groups_68 | Notched V belts for HVAC Systems | 0.008392% | 0 | 0.18564 | Commercial_2035_Economic_MW_Before Competition Groups_Notched V belts for HVAC Systems
Commercial | Com ¦ CEE Tier 2/Energy Star Clothes Washers | 2035 | Economic | MW | Before Competition Groups | 0.17652 | 0 | 0 | 2212.1592 | 7.9794e-05 | 69 | Commercial_2035_Economic_MW_Before Competition Groups_69 | CEE Tier 2/Energy Star Clothes Washers | 0.007979% | 0 | 0.17652 | Commercial_2035_Economic_MW_Before Competition Groups_CEE Tier 2/Energy Star Clothes Washers
Commercial | Com ¦ Wall Insulation | 2035 | Economic | MW | Before Competition Groups | 0.16667 | 0 | 0 | 2212.1592 | 7.5342e-05 | 70 | Commercial_2035_Economic_MW_Before Competition Groups_70 | Wall Insulation | 0.007534% | 0 | 0.16667 | Commercial_2035_Economic_MW_Before Competition Groups_Wall Insulation
Commercial | Com ¦ HVAC Optimization | 2035 | Achievable | MW | Before Competition Groups | 0.10374 | 0 | 0 | 1425.3003 | 7.2783e-05 | 63 | Commercial_2035_Achievable_MW_Before Competition Groups_63 | HVAC Optimization | 0.007278% | 0 | 0.10374 | Commercial_2035_Achievable_MW_Before Competition Groups_HVAC Optimization
Commercial | Com ¦ HVAC Optimization | 2035 | Economic | MW | Before Competition Groups | 0.15672 | 0 | 0 | 2212.1592 | 7.0843e-05 | 71 | Commercial_2035_Economic_MW_Before Competition Groups_71 | HVAC Optimization | 0.007084% | 0 | 0.15672 | Commercial_2035_Economic_MW_Before Competition Groups_HVAC Optimization
Commercial | Com ¦ Efficient compressor motor | 2035 | Achievable | MW | Before Competition Groups | 0.098742 | 0 | 0 | 1425.3003 | 6.9278e-05 | 64 | Commercial_2035_Achievable_MW_Before Competition Groups_64 | Efficient compressor motor | 0.006928% | 0 | 0.098742 | Commercial_2035_Achievable_MW_Before Competition Groups_Efficient compressor motor
Commercial | Com ¦ Auto Off Time Switch or Time Clock control | 2035 | Technical | MW | Before Competition Groups | 0.19214 | 0 | 0 | 3045.3278 | 6.3092e-05 | 89 | Commercial_2035_Technical_MW_Before Competition Groups_89 | Auto Off Time Switch or Time Clock control | 0.006309% | 0 | 0.19214 | Commercial_2035_Technical_MW_Before Competition Groups_Auto Off Time Switch or Time Clock control
Commercial | Com ¦ Demand controlled Circulating Systems | 2035 | Economic | MW | Before Competition Groups | 0.13764 | 0 | 0 | 2212.1592 | 6.2218e-05 | 72 | Commercial_2035_Economic_MW_Before Competition Groups_72 | Demand controlled Circulating Systems | 0.006222% | 0 | 0.13764 | Commercial_2035_Economic_MW_Before Competition Groups_Demand controlled Circulating Systems
Commercial | Com ¦ Indoor Daylight Sensors/Photocell Dimming Control | 2035 | Achievable | MW | Before Competition Groups | 0.083945 | 0 | 0 | 1425.3003 | 5.8897e-05 | 65 | Commercial_2035_Achievable_MW_Before Competition Groups_65 | Indoor Daylight Sensors/Photocell Dimming Control | 0.00589% | 0 | 0.083945 | Commercial_2035_Achievable_MW_Before Competition Groups_Indoor Daylight Sensors/Photocell Dimming Control
Commercial | Com ¦ CEE Tier 2/Energy Star Clothes Washers | 2035 | Technical | MW | Before Competition Groups | 0.17652 | 0 | 0 | 3045.3278 | 5.7963e-05 | 90 | Commercial_2035_Technical_MW_Before Competition Groups_90 | CEE Tier 2/Energy Star Clothes Washers | 0.005796% | 0 | 0.17652 | Commercial_2035_Technical_MW_Before Competition Groups_CEE Tier 2/Energy Star Clothes Washers
Commercial | Com ¦ Low Flow Pre-Rinse Spray Nozzle | 2035 | Achievable | MW | Before Competition Groups | 0.078073 | 0 | 0 | 1425.3003 | 5.4776e-05 | 66 | Commercial_2035_Achievable_MW_Before Competition Groups_66 | Low Flow Pre-Rinse Spray Nozzle | 0.005478% | 0 | 0.078073 | Commercial_2035_Achievable_MW_Before Competition Groups_Low Flow Pre-Rinse Spray Nozzle
Commercial | Com ¦ Notched V belts for HVAC Systems | 2035 | Achievable | MW | Before Competition Groups | 0.073755 | 0 | 0 | 1425.3003 | 5.1747e-05 | 67 | Commercial_2035_Achievable_MW_Before Competition Groups_67 | Notched V belts for HVAC Systems | 0.005175% | 0 | 0.073755 | Commercial_2035_Achievable_MW_Before Competition Groups_Notched V belts for HVAC Systems
Commercial | Com ¦ Low Flow Pre-Rinse Spray Nozzle | 2035 | Economic | MW | Before Competition Groups | 0.11148 | 0 | 0 | 2212.1592 | 5.0394e-05 | 73 | Commercial_2035_Economic_MW_Before Competition Groups_73 | Low Flow Pre-Rinse Spray Nozzle | 0.005039% | 0 | 0.11148 | Commercial_2035_Economic_MW_Before Competition Groups_Low Flow Pre-Rinse Spray Nozzle
Commercial | Com ¦ Commercial Hot Food Holding Cabinets | 2035 | Economic | MW | Before Competition Groups | 0.10892 | 0 | 0 | 2212.1592 | 4.9238e-05 | 74 | Commercial_2035_Economic_MW_Before Competition Groups_74 | Commercial Hot Food Holding Cabinets | 0.004924% | 0 | 0.10892 | Commercial_2035_Economic_MW_Before Competition Groups_Commercial Hot Food Holding Cabinets
Commercial | Com ¦ Solar Electric Water Heater (50 Gallon) | 2035 | Technical | MW | Before Competition Groups | 0.1472 | 0 | 0 | 3045.3278 | 4.8338e-05 | 91 | Commercial_2035_Technical_MW_Before Competition Groups_91 | Solar Electric Water Heater (50 Gallon) | 0.004834% | 0 | 0.1472 | Commercial_2035_Technical_MW_Before Competition Groups_Solar Electric Water Heater (50 Gallon)
Commercial | Com ¦ High Efficiency Small Instantaneous Water Heater | 2035 | Achievable | MW | Before Competition Groups | 0.06502 | 0 | 0 | 1425.3003 | 4.5618e-05 | 68 | Commercial_2035_Achievable_MW_Before Competition Groups_68 | High Efficiency Small Instantaneous Water Heater | 0.004562% | 0 | 0.06502 | Commercial_2035_Achievable_MW_Before Competition Groups_High Efficiency Small Instantaneous Water Heater
Commercial | Com ¦ Demand controlled Circulating Systems | 2035 | Technical | MW | Before Competition Groups | 0.13764 | 0 | 0 | 3045.3278 | 4.5196e-05 | 92 | Commercial_2035_Technical_MW_Before Competition Groups_92 | Demand controlled Circulating Systems | 0.00452% | 0 | 0.13764 | Commercial_2035_Technical_MW_Before Competition Groups_Demand controlled Circulating Systems
Commercial | Com ¦ Commercial Hot Food Holding Cabinets | 2035 | Achievable | MW | Before Competition Groups | 0.064133 | 0 | 0 | 1425.3003 | 4.4996e-05 | 69 | Commercial_2035_Achievable_MW_Before Competition Groups_69 | Commercial Hot Food Holding Cabinets | 0.0045% | 0 | 0.064133 | Commercial_2035_Achievable_MW_Before Competition Groups_Commercial Hot Food Holding Cabinets
Commercial | Com ¦ Wall Insulation | 2035 | Achievable | MW | Before Competition Groups | 0.063132 | 0 | 0 | 1425.3003 | 4.4294e-05 | 70 | Commercial_2035_Achievable_MW_Before Competition Groups_70 | Wall Insulation | 0.004429% | 0 | 0.063132 | Commercial_2035_Achievable_MW_Before Competition Groups_Wall Insulation
Commercial | Com ¦ Low Flow Pre-Rinse Spray Nozzle | 2035 | Technical | MW | Before Competition Groups | 0.11148 | 0 | 0 | 3045.3278 | 3.6607e-05 | 93 | Commercial_2035_Technical_MW_Before Competition Groups_93 | Low Flow Pre-Rinse Spray Nozzle | 0.003661% | 0 | 0.11148 | Commercial_2035_Technical_MW_Before Competition Groups_Low Flow Pre-Rinse Spray Nozzle
Commercial | Com ¦ Condensing Unit Heaters or other Efficient Unit Heating System | 2035 | Achievable | MW | Before Competition Groups | 0.046761 | 0 | 0 | 1425.3003 | 3.2808e-05 | 71 | Commercial_2035_Achievable_MW_Before Competition Groups_71 | Condensing Unit Heaters or other Efficient Unit Heating System | 0.003281% | 0 | 0.046761 | Commercial_2035_Achievable_MW_Before Competition Groups_Condensing Unit Heaters or other Efficient Unit Heating System
Commercial | Com ¦ Room AC (w/ louvered sides) 14 SEER from 12 SEER code | 2035 | Achievable | MW | Before Competition Groups | 0.044978 | 0 | 0 | 1425.3003 | 3.1557e-05 | 72 | Commercial_2035_Achievable_MW_Before Competition Groups_72 | Room AC (w/ louvered sides) 14 SEER from 12 SEER code | 0.003156% | 0 | 0.044978 | Commercial_2035_Achievable_MW_Before Competition Groups_Room AC (w/ louvered sides) 14 SEER from 12 SEER code
Commercial | Com ¦ Room AC (w/ louvered sides) 14 SEER from 12 SEER code | 2035 | Economic | MW | Before Competition Groups | 0.049389 | 0 | 0 | 2212.1592 | 2.2326e-05 | 75 | Commercial_2035_Economic_MW_Before Competition Groups_75 | Room AC (w/ louvered sides) 14 SEER from 12 SEER code | 0.002233% | 0 | 0.049389 | Commercial_2035_Economic_MW_Before Competition Groups_Room AC (w/ louvered sides) 14 SEER from 12 SEER code
Commercial | Com ¦ Condensing Unit Heaters or other Efficient Unit Heating System | 2035 | Economic | MW | Before Competition Groups | 0.047021 | 0 | 0 | 2212.1592 | 2.1256e-05 | 76 | Commercial_2035_Economic_MW_Before Competition Groups_76 | Condensing Unit Heaters or other Efficient Unit Heating System | 0.002126% | 0 | 0.047021 | Commercial_2035_Economic_MW_Before Competition Groups_Condensing Unit Heaters or other Efficient Unit Heating System
Commercial | Com ¦ Condensing Unit Heaters or other Efficient Unit Heating System | 2035 | Technical | MW | Before Competition Groups | 0.047021 | 0 | 0 | 3045.3278 | 1.544e-05 | 94 | Commercial_2035_Technical_MW_Before Competition Groups_94 | Condensing Unit Heaters or other Efficient Unit Heating System | 0.001544% | 0 | 0.047021 | Commercial_2035_Technical_MW_Before Competition Groups_Condensing Unit Heaters or other Efficient Unit Heating System
Commercial | Com ¦ VSD Air Compressor | 2035 | Achievable | MW | Before Competition Groups | 0.021286 | 0 | 0 | 1425.3003 | 1.4934e-05 | 73 | Commercial_2035_Achievable_MW_Before Competition Groups_73 | VSD Air Compressor | 0.001493% | 0 | 0.021286 | Commercial_2035_Achievable_MW_Before Competition Groups_VSD Air Compressor
Commercial | Com ¦ VSD Air Compressor | 2035 | Economic | MW | Before Competition Groups | 0.030899 | 0 | 0 | 2212.1592 | 1.3968e-05 | 77 | Commercial_2035_Economic_MW_Before Competition Groups_77 | VSD Air Compressor | 0.001397% | 0 | 0.030899 | Commercial_2035_Economic_MW_Before Competition Groups_VSD Air Compressor
Commercial | Com ¦ Energy Recovery Ventilation and Ventilation (Enhanced) | 2035 | Achievable | MW | Before Competition Groups | 0.019578 | 0 | 0 | 1425.3003 | 1.3736e-05 | 74 | Commercial_2035_Achievable_MW_Before Competition Groups_74 | Energy Recovery Ventilation and Ventilation (Enhanced) | 0.001374% | 0 | 0.019578 | Commercial_2035_Achievable_MW_Before Competition Groups_Energy Recovery Ventilation and Ventilation (Enhanced)
Commercial | Com ¦ High Efficiency Chiller (avg of water and air cooled) | 2035 | Achievable | MW | Before Competition Groups | 0.018707 | 0 | 0 | 1425.3003 | 1.3125e-05 | 75 | Commercial_2035_Achievable_MW_Before Competition Groups_75 | High Efficiency Chiller (avg of water and air cooled) | 0.001313% | 0 | 0.018707 | Commercial_2035_Achievable_MW_Before Competition Groups_High Efficiency Chiller (avg of water and air cooled)
Commercial | Com ¦ EC Plug Fan for Data Center (under cabinet) | 2035 | Economic | MW | Before Competition Groups | 0.028074 | 0 | 0 | 2212.1592 | 1.2691e-05 | 78 | Commercial_2035_Economic_MW_Before Competition Groups_78 | EC Plug Fan for Data Center (under cabinet) | 0.001269% | 0 | 0.028074 | Commercial_2035_Economic_MW_Before Competition Groups_EC Plug Fan for Data Center (under cabinet)
Commercial | Com ¦ High Efficiency Chiller (avg of water and air cooled) | 2035 | Economic | MW | Before Competition Groups | 0.024437 | 0 | 0 | 2212.1592 | 1.1047e-05 | 79 | Commercial_2035_Economic_MW_Before Competition Groups_79 | High Efficiency Chiller (avg of water and air cooled) | 0.001105% | 0 | 0.024437 | Commercial_2035_Economic_MW_Before Competition Groups_High Efficiency Chiller (avg of water and air cooled)
Commercial | Com ¦ VSD Air Compressor | 2035 | Technical | MW | Before Competition Groups | 0.030899 | 0 | 0 | 3045.3278 | 1.0146e-05 | 95 | Commercial_2035_Technical_MW_Before Competition Groups_95 | VSD Air Compressor | 0.001015% | 0 | 0.030899 | Commercial_2035_Technical_MW_Before Competition Groups_VSD Air Compressor
Commercial | Com ¦ eCube | 2035 | Technical | MW | Before Competition Groups | 0.029456 | 0 | 0 | 3045.3278 | 9.6724e-06 | 96 | Commercial_2035_Technical_MW_Before Competition Groups_96 | eCube | 0.0009672% | 0 | 0.029456 | Commercial_2035_Technical_MW_Before Competition Groups_eCube
Commercial | Com ¦ EC Plug Fan for Data Center (under cabinet) | 2035 | Technical | MW | Before Competition Groups | 0.028074 | 0 | 0 | 3045.3278 | 9.2187e-06 | 97 | Commercial_2035_Technical_MW_Before Competition Groups_97 | EC Plug Fan for Data Center (under cabinet) | 0.0009219% | 0 | 0.028074 | Commercial_2035_Technical_MW_Before Competition Groups_EC Plug Fan for Data Center (under cabinet)
Commercial | Com ¦ EC Plug Fan for Data Center (under cabinet) | 2035 | Achievable | MW | Before Competition Groups | 0.0088657 | 0 | 0 | 1425.3003 | 6.2202e-06 | 76 | Commercial_2035_Achievable_MW_Before Competition Groups_76 | EC Plug Fan for Data Center (under cabinet) | 0.000622% | 0 | 0.0088657 | Commercial_2035_Achievable_MW_Before Competition Groups_EC Plug Fan for Data Center (under cabinet)
Commercial | Com ¦ Exterior Photocell | 2035 | Technical | MW | Before Competition Groups | 0.015261 | 0 | 0 | 3045.3278 | 5.0112e-06 | 98 | Commercial_2035_Technical_MW_Before Competition Groups_98 | Exterior Photocell | 0.0005011% | 0 | 0.015261 | Commercial_2035_Technical_MW_Before Competition Groups_Exterior Photocell
Commercial | Com ¦ Air Curtains | 2035 | Achievable | MW | Before Competition Groups | 0.0060243 | 0 | 0 | 1425.3003 | 4.2267e-06 | 77 | Commercial_2035_Achievable_MW_Before Competition Groups_77 | Air Curtains | 0.0004227% | 0 | 0.0060243 | Commercial_2035_Achievable_MW_Before Competition Groups_Air Curtains
Commercial | Com ¦ Air Curtains | 2035 | Economic | MW | Before Competition Groups | 0.0070825 | 0 | 0 | 2212.1592 | 3.2016e-06 | 80 | Commercial_2035_Economic_MW_Before Competition Groups_80 | Air Curtains | 0.0003202% | 0 | 0.0070825 | Commercial_2035_Economic_MW_Before Competition Groups_Air Curtains
Commercial | Com ¦ Air Curtains | 2035 | Technical | MW | Before Competition Groups | 0.0070825 | 0 | 0 | 3045.3278 | 2.3257e-06 | 99 | Commercial_2035_Technical_MW_Before Competition Groups_99 | Air Curtains | 0.0002326% | 0 | 0.0070825 | Commercial_2035_Technical_MW_Before Competition Groups_Air Curtains
Commercial | Com ¦ High Efficiency Induction Cooking | 2035 | Technical | MW | Before Competition Groups | 0.0013803 | 0 | 0 | 3045.3278 | 4.5326e-07 | 100 | Commercial_2035_Technical_MW_Before Competition Groups_100 | High Efficiency Induction Cooking | 4.533e-05% | 0 | 0.0013803 | Commercial_2035_Technical_MW_Before Competition Groups_High Efficiency Induction Cooking
Commercial | Com ¦ Electric Convection Combination Ovens | 2035 | Achievable | MW | Before Competition Groups | 0.00032155 | 0 | 0 | 1425.3003 | 2.256e-07 | 78 | Commercial_2035_Achievable_MW_Before Competition Groups_78 | Electric Convection Combination Ovens | 2.256e-05% | 0 | 0.00032155 | Commercial_2035_Achievable_MW_Before Competition Groups_Electric Convection Combination Ovens
Commercial | Com ¦ Electric Convection Combination Ovens | 2035 | Economic | MW | Before Competition Groups | 0.00040279 | 0 | 0 | 2212.1592 | 1.8208e-07 | 81 | Commercial_2035_Economic_MW_Before Competition Groups_81 | Electric Convection Combination Ovens | 1.821e-05% | 0 | 0.00040279 | Commercial_2035_Economic_MW_Before Competition Groups_Electric Convection Combination Ovens
Commercial | Com ¦ Electric Convection Combination Ovens | 2035 | Technical | MW | Before Competition Groups | 0.00040279 | 0 | 0 | 3045.3278 | 1.3226e-07 | 101 | Commercial_2035_Technical_MW_Before Competition Groups_101 | Electric Convection Combination Ovens | 1.323e-05% | 0 | 0.00040279 | Commercial_2035_Technical_MW_Before Competition Groups_Electric Convection Combination Ovens
Commercial | Com ¦ LLLC - Low Impact Application | 2035 | Achievable | MW | Before Competition Groups | 1.0293e-19 | 0 | 0 | 1425.3003 | 7.2215e-23 | 79 | Commercial_2035_Achievable_MW_Before Competition Groups_79 | LLLC - Low Impact Application | 7.222e-21% | 0 | 1.0293e-19 | Commercial_2035_Achievable_MW_Before Competition Groups_LLLC - Low Impact Application
Commercial | Com ¦ LLLC - High Impact Application | 2035 | Achievable | MW | Before Competition Groups | 4.8935e-20 | 0 | 0 | 1425.3003 | 3.4333e-23 | 80 | Commercial_2035_Achievable_MW_Before Competition Groups_80 | LLLC - High Impact Application | 3.433e-21% | 0 | 4.8935e-20 | Commercial_2035_Achievable_MW_Before Competition Groups_LLLC - High Impact Application
Commercial | Com ¦ Networked/Connected - High Impact Application | 2035 | Achievable | MW | Before Competition Groups | 8.799e-22 | 0 | 0 | 1425.3003 | 6.1734e-25 | 81 | Commercial_2035_Achievable_MW_Before Competition Groups_81 | Networked/Connected - High Impact Application | 6.173e-23% | 0 | 8.799e-22 | Commercial_2035_Achievable_MW_Before Competition Groups_Networked/Connected - High Impact Application
Commercial | Com ¦ Networked/Connected - Low Impact Application | 2035 | Achievable | MW | Before Competition Groups | 4.1138e-22 | 0 | 0 | 1425.3003 | 2.8863e-25 | 82 | Commercial_2035_Achievable_MW_Before Competition Groups_82 | Networked/Connected - Low Impact Application | 2.886e-23% | 0 | 4.1138e-22 | Commercial_2035_Achievable_MW_Before Competition Groups_Networked/Connected - Low Impact Application
Commercial | Com ¦ Ground Source Heat Pump | 2035 | Achievable | MW | Before Competition Groups | 0 | 0 | 0 | 1425.3003 | 0 | 83 | Commercial_2035_Achievable_MW_Before Competition Groups_83 | Ground Source Heat Pump | 0% | 0 | 0 | Commercial_2035_Achievable_MW_Before Competition Groups_Ground Source Heat Pump
Commercial | Com ¦ Ground Source Heat Pump | 2035 | Economic | MW | Before Competition Groups | 0 | 0 | 0 | 2212.1592 | 0 | 82 | Commercial_2035_Economic_MW_Before Competition Groups_82 | Ground Source Heat Pump | 0% | 0 | 0 | Commercial_2035_Economic_MW_Before Competition Groups_Ground Source Heat Pump
Commercial | Com ¦ High R-Value Glass Doors/no-heat glass door | 2035 | Achievable | MW | Before Competition Groups | 0 | 0 | 0 | 1425.3003 | 0 | 84 | Commercial_2035_Achievable_MW_Before Competition Groups_84 | High R-Value Glass Doors/no-heat glass door | 0% | 0 | 0 | Commercial_2035_Achievable_MW_Before Competition Groups_High R-Value Glass Doors/no-heat glass door
Commercial | Com ¦ High R-Value Glass Doors/no-heat glass door | 2035 | Economic | MW | Before Competition Groups | 0 | 0 | 0 | 2212.1592 | 0 | 83 | Commercial_2035_Economic_MW_Before Competition Groups_83 | High R-Value Glass Doors/no-heat glass door | 0% | 0 | 0 | Commercial_2035_Economic_MW_Before Competition Groups_High R-Value Glass Doors/no-heat glass door
Commercial | Com ¦ HOTEL OCCUPANCY CONTROLS (HVAC + LIGHTING) | 2035 | Achievable | MW | Before Competition Groups | 0 | 0 | 0 | 1425.3003 | 0 | 85 | Commercial_2035_Achievable_MW_Before Competition Groups_85 | HOTEL OCCUPANCY CONTROLS (HVAC + LIGHTING) | 0% | 0 | 0 | Commercial_2035_Achievable_MW_Before Competition Groups_HOTEL OCCUPANCY CONTROLS (HVAC + LIGHTING)
Commercial | Com ¦ HOTEL OCCUPANCY CONTROLS (HVAC + LIGHTING) | 2035 | Economic | MW | Before Competition Groups | 0 | 0 | 0 | 2212.1592 | 0 | 84 | Commercial_2035_Economic_MW_Before Competition Groups_84 | HOTEL OCCUPANCY CONTROLS (HVAC + LIGHTING) | 0% | 0 | 0 | Commercial_2035_Economic_MW_Before Competition Groups_HOTEL OCCUPANCY CONTROLS (HVAC + LIGHTING)
Commercial | Com ¦ Refrigeration Commissioning | 2035 | Achievable | MW | Before Competition Groups | 0 | 0 | 0 | 1425.3003 | 0 | 86 | Commercial_2035_Achievable_MW_Before Competition Groups_86 | Refrigeration Commissioning | 0% | 0 | 0 | Commercial_2035_Achievable_MW_Before Competition Groups_Refrigeration Commissioning
Commercial | Com ¦ Refrigeration Commissioning | 2035 | Economic | MW | Before Competition Groups | 0 | 0 | 0 | 2212.1592 | 0 | 85 | Commercial_2035_Economic_MW_Before Competition Groups_85 | Refrigeration Commissioning | 0% | 0 | 0 | Commercial_2035_Economic_MW_Before Competition Groups_Refrigeration Commissioning
Commercial | Com ¦ Roof Insulation/Ceiling Insulation (R25 Code to R35) | 2035 | Achievable | MW | Before Competition Groups | 0 | 0 | 0 | 1425.3003 | 0 | 87 | Commercial_2035_Achievable_MW_Before Competition Groups_87 | Roof Insulation/Ceiling Insulation (R25 Code to R35) | 0% | 0 | 0 | Commercial_2035_Achievable_MW_Before Competition Groups_Roof Insulation/Ceiling Insulation (R25 Code to R35)
Commercial | Com ¦ Roof Insulation/Ceiling Insulation (R25 Code to R35) | 2035 | Economic | MW | Before Competition Groups | 0 | 0 | 0 | 2212.1592 | 0 | 86 | Commercial_2035_Economic_MW_Before Competition Groups_86 | Roof Insulation/Ceiling Insulation (R25 Code to R35) | 0% | 0 | 0 | Commercial_2035_Economic_MW_Before Competition Groups_Roof Insulation/Ceiling Insulation (R25 Code to R35)
Commercial | Com ¦ SYNCHRONOUS BELT | 2035 | Achievable | MW | Before Competition Groups | 0 | 0 | 0 | 1425.3003 | 0 | 88 | Commercial_2035_Achievable_MW_Before Competition Groups_88 | SYNCHRONOUS BELT | 0% | 0 | 0 | Commercial_2035_Achievable_MW_Before Competition Groups_SYNCHRONOUS BELT
Commercial | Com ¦ SYNCHRONOUS BELT | 2035 | Economic | MW | Before Competition Groups | 0 | 0 | 0 | 2212.1592 | 0 | 87 | Commercial_2035_Economic_MW_Before Competition Groups_87 | SYNCHRONOUS BELT | 0% | 0 | 0 | Commercial_2035_Economic_MW_Before Competition Groups_SYNCHRONOUS BELT
Commercial | Com ¦ Education and Capacity Building/Energy Behavior | 2036 | Achievable | MW | Before Competition Groups | 198.3192 | 0 | 0 | 1509.1939 | 0.13141 | 1 | Commercial_2036_Achievable_MW_Before Competition Groups_1 | Education and Capacity Building/Energy Behavior | 13.14% | 0 | 198.3192 | Commercial_2036_Achievable_MW_Before Competition Groups_Education and Capacity Building/Energy Behavior
Commercial | Com ¦ LED Low/High Bay | 2036 | Achievable | MW | Before Competition Groups | 172.684 | 0 | 0 | 1509.1939 | 0.11442 | 2 | Commercial_2036_Achievable_MW_Before Competition Groups_2 | LED Low/High Bay | 11.44% | 0 | 172.684 | Commercial_2036_Achievable_MW_Before Competition Groups_LED Low/High Bay
Commercial | Com ¦ Building Recommissioning, Operations and Maintenance (O&M) Improvements | 2036 | Economic | MW | Before Competition Groups | 252.3428 | 0 | 0 | 2242.9603 | 0.1125 | 1 | Commercial_2036_Economic_MW_Before Competition Groups_1 | Building Recommissioning, Operations and Maintenance (O&M) Improvements | 11.25% | 0 | 252.3428 | Commercial_2036_Economic_MW_Before Competition Groups_Building Recommissioning, Operations and Maintenance (O&M) Improvements
Commercial | Com ¦ Education and Capacity Building/Energy Behavior | 2036 | Economic | MW | Before Competition Groups | 225.6327 | 0 | 0 | 2242.9603 | 0.1006 | 2 | Commercial_2036_Economic_MW_Before Competition Groups_2 | Education and Capacity Building/Energy Behavior | 10.06% | 0 | 225.6327 | Commercial_2036_Economic_MW_Before Competition Groups_Education and Capacity Building/Energy Behavior
Commercial | Com ¦ LED Troffer/Surface/Suspended | 2036 | Achievable | MW | Before Competition Groups | 135.0585 | 0 | 0 | 1509.1939 | 0.08949 | 3 | Commercial_2036_Achievable_MW_Before Competition Groups_3 | LED Troffer/Surface/Suspended | 8.949% | 0 | 135.0585 | Commercial_2036_Achievable_MW_Before Competition Groups_LED Troffer/Surface/Suspended
Commercial | Com ¦ Building Recommissioning, Operations and Maintenance (O&M) Improvements | 2036 | Achievable | MW | Before Competition Groups | 131.867 | 0 | 0 | 1509.1939 | 0.087376 | 4 | Commercial_2036_Achievable_MW_Before Competition Groups_4 | Building Recommissioning, Operations and Maintenance (O&M) Improvements | 8.738% | 0 | 131.867 | Commercial_2036_Achievable_MW_Before Competition Groups_Building Recommissioning, Operations and Maintenance (O&M) Improvements
Commercial | Com ¦ ENERGY STAR LED LAMPS (REFLECTOR LAMPs/MR16/PAR 16) | 2036 | Achievable | MW | Before Competition Groups | 130.0363 | 0 | 0 | 1509.1939 | 0.086163 | 5 | Commercial_2036_Achievable_MW_Before Competition Groups_5 | ENERGY STAR LED LAMPS (REFLECTOR LAMPs/MR16/PAR 16) | 8.616% | 0 | 130.0363 | Commercial_2036_Achievable_MW_Before Competition Groups_ENERGY STAR LED LAMPS (REFLECTOR LAMPs/MR16/PAR 16)
Commercial | Com ¦ Building Recommissioning, Operations and Maintenance (O&M) Improvements | 2036 | Technical | MW | Before Competition Groups | 252.3428 | 0 | 0 | 3068.7059 | 0.082231 | 1 | Commercial_2036_Technical_MW_Before Competition Groups_1 | Building Recommissioning, Operations and Maintenance (O&M) Improvements | 8.223% | 0 | 252.3428 | Commercial_2036_Technical_MW_Before Competition Groups_Building Recommissioning, Operations and Maintenance (O&M) Improvements
Commercial | Com ¦ LED Low/High Bay | 2036 | Economic | MW | Before Competition Groups | 178.8999 | 0 | 0 | 2242.9603 | 0.079761 | 3 | Commercial_2036_Economic_MW_Before Competition Groups_3 | LED Low/High Bay | 7.976% | 0 | 178.8999 | Commercial_2036_Economic_MW_Before Competition Groups_LED Low/High Bay
Commercial | Com ¦ High Efficiency Air Source Heat Pump | 2036 | Economic | MW | Before Competition Groups | 176.9011 | 0 | 0 | 2242.9603 | 0.078869 | 4 | Commercial_2036_Economic_MW_Before Competition Groups_4 | High Efficiency Air Source Heat Pump | 7.887% | 0 | 176.9011 | Commercial_2036_Economic_MW_Before Competition Groups_High Efficiency Air Source Heat Pump
Commercial | Com ¦ Central Lighting Control System | 2036 | Technical | MW | Before Competition Groups | 236.4361 | 0 | 0 | 3068.7059 | 0.077047 | 2 | Commercial_2036_Technical_MW_Before Competition Groups_2 | Central Lighting Control System | 7.705% | 0 | 236.4361 | Commercial_2036_Technical_MW_Before Competition Groups_Central Lighting Control System
Commercial | Com ¦ Education and Capacity Building/Energy Behavior | 2036 | Technical | MW | Before Competition Groups | 225.6327 | 0 | 0 | 3068.7059 | 0.073527 | 3 | Commercial_2036_Technical_MW_Before Competition Groups_3 | Education and Capacity Building/Energy Behavior | 7.353% | 0 | 225.6327 | Commercial_2036_Technical_MW_Before Competition Groups_Education and Capacity Building/Energy Behavior
Commercial | Com ¦ ENERGY STAR LED LAMPS (REFLECTOR LAMPs/MR16/PAR 16) | 2036 | Economic | MW | Before Competition Groups | 136.8307 | 0 | 0 | 2242.9603 | 0.061005 | 5 | Commercial_2036_Economic_MW_Before Competition Groups_5 | ENERGY STAR LED LAMPS (REFLECTOR LAMPs/MR16/PAR 16) | 6.1% | 0 | 136.8307 | Commercial_2036_Economic_MW_Before Competition Groups_ENERGY STAR LED LAMPS (REFLECTOR LAMPs/MR16/PAR 16)
Commercial | Com ¦ LED Troffer/Surface/Suspended | 2036 | Economic | MW | Before Competition Groups | 130.9411 | 0 | 0 | 2242.9603 | 0.058379 | 6 | Commercial_2036_Economic_MW_Before Competition Groups_6 | LED Troffer/Surface/Suspended | 5.838% | 0 | 130.9411 | Commercial_2036_Economic_MW_Before Competition Groups_LED Troffer/Surface/Suspended
Commercial | Com ¦ LED Low/High Bay | 2036 | Technical | MW | Before Competition Groups | 178.8999 | 0 | 0 | 3068.7059 | 0.058298 | 4 | Commercial_2036_Technical_MW_Before Competition Groups_4 | LED Low/High Bay | 5.83% | 0 | 178.8999 | Commercial_2036_Technical_MW_Before Competition Groups_LED Low/High Bay
Commercial | Com ¦ High Efficiency Air Source Heat Pump | 2036 | Technical | MW | Before Competition Groups | 176.9011 | 0 | 0 | 3068.7059 | 0.057647 | 5 | Commercial_2036_Technical_MW_Before Competition Groups_5 | High Efficiency Air Source Heat Pump | 5.765% | 0 | 176.9011 | Commercial_2036_Technical_MW_Before Competition Groups_High Efficiency Air Source Heat Pump
Commercial | Com ¦ LLLC - High Impact Application | 2036 | Economic | MW | Before Competition Groups | 112.147 | 0 | 0 | 2242.9603 | 0.05 | 7 | Commercial_2036_Economic_MW_Before Competition Groups_7 | LLLC - High Impact Application | 5% | 0 | 112.147 | Commercial_2036_Economic_MW_Before Competition Groups_LLLC - High Impact Application
Commercial | Com ¦ LED Replacement Lamp (Tube) | 2036 | Achievable | MW | Before Competition Groups | 71.8418 | 0 | 0 | 1509.1939 | 0.047603 | 6 | Commercial_2036_Achievable_MW_Before Competition Groups_6 | LED Replacement Lamp (Tube) | 4.76% | 0 | 71.8418 | Commercial_2036_Achievable_MW_Before Competition Groups_LED Replacement Lamp (Tube)
Commercial | Com ¦ Variable Refrigerant Flow Heat Pump | 2036 | Technical | MW | Before Competition Groups | 142.4496 | 0 | 0 | 3068.7059 | 0.04642 | 6 | Commercial_2036_Technical_MW_Before Competition Groups_6 | Variable Refrigerant Flow Heat Pump | 4.642% | 0 | 142.4496 | Commercial_2036_Technical_MW_Before Competition Groups_Variable Refrigerant Flow Heat Pump
Commercial | Com ¦ ENERGY STAR LED LAMPS (REFLECTOR LAMPs/MR16/PAR 16) | 2036 | Technical | MW | Before Competition Groups | 138.4416 | 0 | 0 | 3068.7059 | 0.045114 | 7 | Commercial_2036_Technical_MW_Before Competition Groups_7 | ENERGY STAR LED LAMPS (REFLECTOR LAMPs/MR16/PAR 16) | 4.511% | 0 | 138.4416 | Commercial_2036_Technical_MW_Before Competition Groups_ENERGY STAR LED LAMPS (REFLECTOR LAMPs/MR16/PAR 16)
Commercial | Com ¦ Advanced BAS/Controllers | 2036 | Economic | MW | Before Competition Groups | 99.5354 | 0 | 0 | 2242.9603 | 0.044377 | 8 | Commercial_2036_Economic_MW_Before Competition Groups_8 | Advanced BAS/Controllers | 4.438% | 0 | 99.5354 | Commercial_2036_Economic_MW_Before Competition Groups_Advanced BAS/Controllers
Commercial | Com ¦ High Efficiency Air Source Heat Pump | 2036 | Achievable | MW | Before Competition Groups | 65.2138 | 0 | 0 | 1509.1939 | 0.043211 | 7 | Commercial_2036_Achievable_MW_Before Competition Groups_7 | High Efficiency Air Source Heat Pump | 4.321% | 0 | 65.2138 | Commercial_2036_Achievable_MW_Before Competition Groups_High Efficiency Air Source Heat Pump
Commercial | Com ¦ LED Troffer/Surface/Suspended | 2036 | Technical | MW | Before Competition Groups | 130.9411 | 0 | 0 | 3068.7059 | 0.04267 | 8 | Commercial_2036_Technical_MW_Before Competition Groups_8 | LED Troffer/Surface/Suspended | 4.267% | 0 | 130.9411 | Commercial_2036_Technical_MW_Before Competition Groups_LED Troffer/Surface/Suspended
Commercial | Com ¦ LLLC - Low Impact Application | 2036 | Technical | MW | Before Competition Groups | 123.4636 | 0 | 0 | 3068.7059 | 0.040233 | 9 | Commercial_2036_Technical_MW_Before Competition Groups_9 | LLLC - Low Impact Application | 4.023% | 0 | 123.4636 | Commercial_2036_Technical_MW_Before Competition Groups_LLLC - Low Impact Application
Commercial | Com ¦ LLLC - Low Impact Application | 2036 | Economic | MW | Before Competition Groups | 89.574 | 0 | 0 | 2242.9603 | 0.039936 | 9 | Commercial_2036_Economic_MW_Before Competition Groups_9 | LLLC - Low Impact Application | 3.994% | 0 | 89.574 | Commercial_2036_Economic_MW_Before Competition Groups_LLLC - Low Impact Application
Commercial | Com ¦ LED Replacement Lamp (Tube) | 2036 | Economic | MW | Before Competition Groups | 86.7062 | 0 | 0 | 2242.9603 | 0.038657 | 10 | Commercial_2036_Economic_MW_Before Competition Groups_10 | LED Replacement Lamp (Tube) | 3.866% | 0 | 86.7062 | Commercial_2036_Economic_MW_Before Competition Groups_LED Replacement Lamp (Tube)
Commercial | Com ¦ Unitary Air-Conditioning Unit | 2036 | Technical | MW | Before Competition Groups | 118.5734 | 0 | 0 | 3068.7059 | 0.03864 | 10 | Commercial_2036_Technical_MW_Before Competition Groups_10 | Unitary Air-Conditioning Unit | 3.864% | 0 | 118.5734 | Commercial_2036_Technical_MW_Before Competition Groups_Unitary Air-Conditioning Unit
Commercial | Com ¦ Advanced BAS/Controllers | 2036 | Achievable | MW | Before Competition Groups | 58.2254 | 0 | 0 | 1509.1939 | 0.03858 | 8 | Commercial_2036_Achievable_MW_Before Competition Groups_8 | Advanced BAS/Controllers | 3.858% | 0 | 58.2254 | Commercial_2036_Achievable_MW_Before Competition Groups_Advanced BAS/Controllers
Commercial | Com ¦ Unitary Air-Conditioning Unit | 2036 | Achievable | MW | Before Competition Groups | 56.3386 | 0 | 0 | 1509.1939 | 0.03733 | 9 | Commercial_2036_Achievable_MW_Before Competition Groups_9 | Unitary Air-Conditioning Unit | 3.733% | 0 | 56.3386 | Commercial_2036_Achievable_MW_Before Competition Groups_Unitary Air-Conditioning Unit
Commercial | Com ¦ LLLC - High Impact Application | 2036 | Technical | MW | Before Competition Groups | 112.147 | 0 | 0 | 3068.7059 | 0.036545 | 11 | Commercial_2036_Technical_MW_Before Competition Groups_11 | LLLC - High Impact Application | 3.655% | 0 | 112.147 | Commercial_2036_Technical_MW_Before Competition Groups_LLLC - High Impact Application
Commercial | Com ¦ Networked/Connected - High Impact Application | 2036 | Economic | MW | Before Competition Groups | 77.4905 | 0 | 0 | 2242.9603 | 0.034548 | 11 | Commercial_2036_Economic_MW_Before Competition Groups_11 | Networked/Connected - High Impact Application | 3.455% | 0 | 77.4905 | Commercial_2036_Economic_MW_Before Competition Groups_Networked/Connected - High Impact Application
Commercial | Com ¦ Networked/Connected - Low Impact Application | 2036 | Technical | MW | Before Competition Groups | 104.8768 | 0 | 0 | 3068.7059 | 0.034176 | 12 | Commercial_2036_Technical_MW_Before Competition Groups_12 | Networked/Connected - Low Impact Application | 3.418% | 0 | 104.8768 | Commercial_2036_Technical_MW_Before Competition Groups_Networked/Connected - Low Impact Application
Commercial | Com ¦ Advanced BAS/Controllers | 2036 | Technical | MW | Before Competition Groups | 99.5354 | 0 | 0 | 3068.7059 | 0.032436 | 13 | Commercial_2036_Technical_MW_Before Competition Groups_13 | Advanced BAS/Controllers | 3.244% | 0 | 99.5354 | Commercial_2036_Technical_MW_Before Competition Groups_Advanced BAS/Controllers
Commercial | Com ¦ Networked/Connected - High Impact Application | 2036 | Technical | MW | Before Competition Groups | 97.5721 | 0 | 0 | 3068.7059 | 0.031796 | 14 | Commercial_2036_Technical_MW_Before Competition Groups_14 | Networked/Connected - High Impact Application | 3.18% | 0 | 97.5721 | Commercial_2036_Technical_MW_Before Competition Groups_Networked/Connected - High Impact Application
Commercial | Com ¦ Unitary Air-Conditioning Unit | 2036 | Economic | MW | Before Competition Groups | 64.2012 | 0 | 0 | 2242.9603 | 0.028623 | 12 | Commercial_2036_Economic_MW_Before Competition Groups_12 | Unitary Air-Conditioning Unit | 2.862% | 0 | 64.2012 | Commercial_2036_Economic_MW_Before Competition Groups_Unitary Air-Conditioning Unit
Commercial | Com ¦ LED Replacement Lamp (Tube) | 2036 | Technical | MW | Before Competition Groups | 86.7062 | 0 | 0 | 3068.7059 | 0.028255 | 15 | Commercial_2036_Technical_MW_Before Competition Groups_15 | LED Replacement Lamp (Tube) | 2.825% | 0 | 86.7062 | Commercial_2036_Technical_MW_Before Competition Groups_LED Replacement Lamp (Tube)
Commercial | Com ¦ Adaptive Thermostats | 2036 | Achievable | MW | Before Competition Groups | 38.5354 | 0 | 0 | 1509.1939 | 0.025534 | 10 | Commercial_2036_Achievable_MW_Before Competition Groups_10 | Adaptive Thermostats | 2.553% | 0 | 38.5354 | Commercial_2036_Achievable_MW_Before Competition Groups_Adaptive Thermostats
Commercial | Com ¦ Smart Strip Plug Outlets | 2036 | Technical | MW | Before Competition Groups | 69.8195 | 0 | 0 | 3068.7059 | 0.022752 | 16 | Commercial_2036_Technical_MW_Before Competition Groups_16 | Smart Strip Plug Outlets | 2.275% | 0 | 69.8195 | Commercial_2036_Technical_MW_Before Competition Groups_Smart Strip Plug Outlets
Commercial | Com ¦ Refrigerated Display Case Doors | 2036 | Achievable | MW | Before Competition Groups | 32.5783 | 0 | 0 | 1509.1939 | 0.021587 | 11 | Commercial_2036_Achievable_MW_Before Competition Groups_11 | Refrigerated Display Case Doors | 2.159% | 0 | 32.5783 | Commercial_2036_Achievable_MW_Before Competition Groups_Refrigerated Display Case Doors
Commercial | Com ¦ Strip Curtains | 2036 | Achievable | MW | Before Competition Groups | 30.8639 | 0 | 0 | 1509.1939 | 0.020451 | 12 | Commercial_2036_Achievable_MW_Before Competition Groups_12 | Strip Curtains | 2.045% | 0 | 30.8639 | Commercial_2036_Achievable_MW_Before Competition Groups_Strip Curtains
Commercial | Com ¦ Furnace Tune-Up | 2036 | Achievable | MW | Before Competition Groups | 29.9139 | 0 | 0 | 1509.1939 | 0.019821 | 13 | Commercial_2036_Achievable_MW_Before Competition Groups_13 | Furnace Tune-Up | 1.982% | 0 | 29.9139 | Commercial_2036_Achievable_MW_Before Competition Groups_Furnace Tune-Up
Commercial | Com ¦ Data Center Storage/Server Virtualization | 2036 | Achievable | MW | Before Competition Groups | 29.5257 | 0 | 0 | 1509.1939 | 0.019564 | 14 | Commercial_2036_Achievable_MW_Before Competition Groups_14 | Data Center Storage/Server Virtualization | 1.956% | 0 | 29.5257 | Commercial_2036_Achievable_MW_Before Competition Groups_Data Center Storage/Server Virtualization
Commercial | Com ¦ Adaptive Thermostats | 2036 | Economic | MW | Before Competition Groups | 42.6863 | 0 | 0 | 2242.9603 | 0.019031 | 13 | Commercial_2036_Economic_MW_Before Competition Groups_13 | Adaptive Thermostats | 1.903% | 0 | 42.6863 | Commercial_2036_Economic_MW_Before Competition Groups_Adaptive Thermostats
Commercial | Com ¦ Refrigerated Display Case Doors | 2036 | Economic | MW | Before Competition Groups | 41.5181 | 0 | 0 | 2242.9603 | 0.01851 | 14 | Commercial_2036_Economic_MW_Before Competition Groups_14 | Refrigerated Display Case Doors | 1.851% | 0 | 41.5181 | Commercial_2036_Economic_MW_Before Competition Groups_Refrigerated Display Case Doors
Commercial | Com ¦ Reach-in Shaded Pole to ECM/PSC Evaporator Fan Motor | 2036 | Achievable | MW | Before Competition Groups | 26.3946 | 0 | 0 | 1509.1939 | 0.017489 | 15 | Commercial_2036_Achievable_MW_Before Competition Groups_15 | Reach-in Shaded Pole to ECM/PSC Evaporator Fan Motor | 1.749% | 0 | 26.3946 | Commercial_2036_Achievable_MW_Before Competition Groups_Reach-in Shaded Pole to ECM/PSC Evaporator Fan Motor
Commercial | Com ¦ Refrigerated Display Case Doors | 2036 | Technical | MW | Before Competition Groups | 52.213 | 0 | 0 | 3068.7059 | 0.017015 | 17 | Commercial_2036_Technical_MW_Before Competition Groups_17 | Refrigerated Display Case Doors | 1.701% | 0 | 52.213 | Commercial_2036_Technical_MW_Before Competition Groups_Refrigerated Display Case Doors
Commercial | Com ¦ Data Center Storage/Server Virtualization | 2036 | Economic | MW | Before Competition Groups | 37.9775 | 0 | 0 | 2242.9603 | 0.016932 | 15 | Commercial_2036_Economic_MW_Before Competition Groups_15 | Data Center Storage/Server Virtualization | 1.693% | 0 | 37.9775 | Commercial_2036_Economic_MW_Before Competition Groups_Data Center Storage/Server Virtualization
Commercial | Com ¦ LED or Equivalent Sign Lighting | 2036 | Achievable | MW | Before Competition Groups | 25.405 | 0 | 0 | 1509.1939 | 0.016834 | 16 | Commercial_2036_Achievable_MW_Before Competition Groups_16 | LED or Equivalent Sign Lighting | 1.683% | 0 | 25.405 | Commercial_2036_Achievable_MW_Before Competition Groups_LED or Equivalent Sign Lighting
Commercial | Com ¦ Demand Control Ventilation | 2036 | Achievable | MW | Before Competition Groups | 25.182 | 0 | 0 | 1509.1939 | 0.016686 | 17 | Commercial_2036_Achievable_MW_Before Competition Groups_17 | Demand Control Ventilation | 1.669% | 0 | 25.182 | Commercial_2036_Achievable_MW_Before Competition Groups_Demand Control Ventilation
Commercial | Com ¦ Demand Control Ventilation | 2036 | Economic | MW | Before Competition Groups | 35.496 | 0 | 0 | 2242.9603 | 0.015826 | 16 | Commercial_2036_Economic_MW_Before Competition Groups_16 | Demand Control Ventilation | 1.583% | 0 | 35.496 | Commercial_2036_Economic_MW_Before Competition Groups_Demand Control Ventilation
Commercial | Com ¦ Reach-in Shaded Pole to ECM/PSC Evaporator Fan Motor | 2036 | Economic | MW | Before Competition Groups | 34.4658 | 0 | 0 | 2242.9603 | 0.015366 | 17 | Commercial_2036_Economic_MW_Before Competition Groups_17 | Reach-in Shaded Pole to ECM/PSC Evaporator Fan Motor | 1.537% | 0 | 34.4658 | Commercial_2036_Economic_MW_Before Competition Groups_Reach-in Shaded Pole to ECM/PSC Evaporator Fan Motor
Commercial | Com ¦ Strip Curtains | 2036 | Economic | MW | Before Competition Groups | 32.5649 | 0 | 0 | 2242.9603 | 0.014519 | 18 | Commercial_2036_Economic_MW_Before Competition Groups_18 | Strip Curtains | 1.452% | 0 | 32.5649 | Commercial_2036_Economic_MW_Before Competition Groups_Strip Curtains
Commercial | Com ¦ Variable Frequency Drive (VFD) | 2036 | Achievable | MW | Before Competition Groups | 21.3463 | 0 | 0 | 1509.1939 | 0.014144 | 18 | Commercial_2036_Achievable_MW_Before Competition Groups_18 | Variable Frequency Drive (VFD) | 1.414% | 0 | 21.3463 | Commercial_2036_Achievable_MW_Before Competition Groups_Variable Frequency Drive (VFD)
Commercial | Com ¦ Adaptive Thermostats | 2036 | Technical | MW | Before Competition Groups | 42.9796 | 0 | 0 | 3068.7059 | 0.014006 | 18 | Commercial_2036_Technical_MW_Before Competition Groups_18 | Adaptive Thermostats | 1.401% | 0 | 42.9796 | Commercial_2036_Technical_MW_Before Competition Groups_Adaptive Thermostats
Commercial | Com ¦ Variable Refrigerant Flow Heat Pump | 2036 | Achievable | MW | Before Competition Groups | 20.9727 | 0 | 0 | 1509.1939 | 0.013897 | 19 | Commercial_2036_Achievable_MW_Before Competition Groups_19 | Variable Refrigerant Flow Heat Pump | 1.39% | 0 | 20.9727 | Commercial_2036_Achievable_MW_Before Competition Groups_Variable Refrigerant Flow Heat Pump
Commercial | Com ¦ Centrally controlled desktop PC/NETWORK PC POWER MANAGEMENT SOFTWARE | 2036 | Achievable | MW | Before Competition Groups | 20.9498 | 0 | 0 | 1509.1939 | 0.013881 | 20 | Commercial_2036_Achievable_MW_Before Competition Groups_20 | Centrally controlled desktop PC/NETWORK PC POWER MANAGEMENT SOFTWARE | 1.388% | 0 | 20.9498 | Commercial_2036_Achievable_MW_Before Competition Groups_Centrally controlled desktop PC/NETWORK PC POWER MANAGEMENT SOFTWARE
Commercial | Com ¦ VFD on Pumps | 2036 | Achievable | MW | Before Competition Groups | 20.0538 | 0 | 0 | 1509.1939 | 0.013288 | 21 | Commercial_2036_Achievable_MW_Before Competition Groups_21 | VFD on Pumps | 1.329% | 0 | 20.0538 | Commercial_2036_Achievable_MW_Before Competition Groups_VFD on Pumps
Commercial | Com ¦ Chilled Water Optimization | 2036 | Economic | MW | Before Competition Groups | 28.862 | 0 | 0 | 2242.9603 | 0.012868 | 19 | Commercial_2036_Economic_MW_Before Competition Groups_19 | Chilled Water Optimization | 1.287% | 0 | 28.862 | Commercial_2036_Economic_MW_Before Competition Groups_Chilled Water Optimization
Commercial | Com ¦ Furnace Tune-Up | 2036 | Economic | MW | Before Competition Groups | 28.7368 | 0 | 0 | 2242.9603 | 0.012812 | 20 | Commercial_2036_Economic_MW_Before Competition Groups_20 | Furnace Tune-Up | 1.281% | 0 | 28.7368 | Commercial_2036_Economic_MW_Before Competition Groups_Furnace Tune-Up
Commercial | Com ¦ Data Center Storage/Server Virtualization | 2036 | Technical | MW | Before Competition Groups | 37.9775 | 0 | 0 | 3068.7059 | 0.012376 | 19 | Commercial_2036_Technical_MW_Before Competition Groups_19 | Data Center Storage/Server Virtualization | 1.238% | 0 | 37.9775 | Commercial_2036_Technical_MW_Before Competition Groups_Data Center Storage/Server Virtualization
Commercial | Com ¦ LED or Equivalent Sign Lighting | 2036 | Economic | MW | Before Competition Groups | 27.593 | 0 | 0 | 2242.9603 | 0.012302 | 21 | Commercial_2036_Economic_MW_Before Competition Groups_21 | LED or Equivalent Sign Lighting | 1.23% | 0 | 27.593 | Commercial_2036_Economic_MW_Before Competition Groups_LED or Equivalent Sign Lighting
Commercial | Com ¦ Demand Control Ventilation | 2036 | Technical | MW | Before Competition Groups | 36.0967 | 0 | 0 | 3068.7059 | 0.011763 | 20 | Commercial_2036_Technical_MW_Before Competition Groups_20 | Demand Control Ventilation | 1.176% | 0 | 36.0967 | Commercial_2036_Technical_MW_Before Competition Groups_Demand Control Ventilation
Commercial | Com ¦ Reach-in Shaded Pole to ECM/PSC Evaporator Fan Motor | 2036 | Technical | MW | Before Competition Groups | 34.4658 | 0 | 0 | 3068.7059 | 0.011231 | 21 | Commercial_2036_Technical_MW_Before Competition Groups_21 | Reach-in Shaded Pole to ECM/PSC Evaporator Fan Motor | 1.123% | 0 | 34.4658 | Commercial_2036_Technical_MW_Before Competition Groups_Reach-in Shaded Pole to ECM/PSC Evaporator Fan Motor
Commercial | Com ¦ Centrally controlled desktop PC/NETWORK PC POWER MANAGEMENT SOFTWARE | 2036 | Economic | MW | Before Competition Groups | 25.0198 | 0 | 0 | 2242.9603 | 0.011155 | 22 | Commercial_2036_Economic_MW_Before Competition Groups_22 | Centrally controlled desktop PC/NETWORK PC POWER MANAGEMENT SOFTWARE | 1.115% | 0 | 25.0198 | Commercial_2036_Economic_MW_Before Competition Groups_Centrally controlled desktop PC/NETWORK PC POWER MANAGEMENT SOFTWARE
Commercial | Com ¦ Chilled Water Optimization | 2036 | Achievable | MW | Before Competition Groups | 16.6989 | 0 | 0 | 1509.1939 | 0.011065 | 22 | Commercial_2036_Achievable_MW_Before Competition Groups_22 | Chilled Water Optimization | 1.106% | 0 | 16.6989 | Commercial_2036_Achievable_MW_Before Competition Groups_Chilled Water Optimization
Commercial | Com ¦ Strip Curtains | 2036 | Technical | MW | Before Competition Groups | 32.5649 | 0 | 0 | 3068.7059 | 0.010612 | 22 | Commercial_2036_Technical_MW_Before Competition Groups_22 | Strip Curtains | 1.061% | 0 | 32.5649 | Commercial_2036_Technical_MW_Before Competition Groups_Strip Curtains
Commercial | Com ¦ Chilled Water Optimization | 2036 | Technical | MW | Before Competition Groups | 28.862 | 0 | 0 | 3068.7059 | 0.0094053 | 23 | Commercial_2036_Technical_MW_Before Competition Groups_23 | Chilled Water Optimization | 0.9405% | 0 | 28.862 | Commercial_2036_Technical_MW_Before Competition Groups_Chilled Water Optimization
Commercial | Com ¦ Furnace Tune-Up | 2036 | Technical | MW | Before Competition Groups | 28.7368 | 0 | 0 | 3068.7059 | 0.0093645 | 24 | Commercial_2036_Technical_MW_Before Competition Groups_24 | Furnace Tune-Up | 0.9364% | 0 | 28.7368 | Commercial_2036_Technical_MW_Before Competition Groups_Furnace Tune-Up
Commercial | Com ¦ Refrigerated Display Case LED | 2036 | Economic | MW | Before Competition Groups | 20.8866 | 0 | 0 | 2242.9603 | 0.0093121 | 23 | Commercial_2036_Economic_MW_Before Competition Groups_23 | Refrigerated Display Case LED | 0.9312% | 0 | 20.8866 | Commercial_2036_Economic_MW_Before Competition Groups_Refrigerated Display Case LED
Commercial | Com ¦ Variable Frequency Drive (VFD) | 2036 | Economic | MW | Before Competition Groups | 20.4251 | 0 | 0 | 2242.9603 | 0.0091063 | 24 | Commercial_2036_Economic_MW_Before Competition Groups_24 | Variable Frequency Drive (VFD) | 0.9106% | 0 | 20.4251 | Commercial_2036_Economic_MW_Before Competition Groups_Variable Frequency Drive (VFD)
Commercial | Com ¦ LED or Equivalent Sign Lighting | 2036 | Technical | MW | Before Competition Groups | 27.593 | 0 | 0 | 3068.7059 | 0.0089917 | 25 | Commercial_2036_Technical_MW_Before Competition Groups_25 | LED or Equivalent Sign Lighting | 0.8992% | 0 | 27.593 | Commercial_2036_Technical_MW_Before Competition Groups_LED or Equivalent Sign Lighting
Commercial | Com ¦ Air Handler with Dedicated Outdoor Air Systems | 2036 | Achievable | MW | Before Competition Groups | 13.1151 | 0 | 0 | 1509.1939 | 0.0086901 | 23 | Commercial_2036_Achievable_MW_Before Competition Groups_23 | Air Handler with Dedicated Outdoor Air Systems | 0.869% | 0 | 13.1151 | Commercial_2036_Achievable_MW_Before Competition Groups_Air Handler with Dedicated Outdoor Air Systems
Commercial | Com ¦ VFD on Pumps | 2036 | Economic | MW | Before Competition Groups | 19.2025 | 0 | 0 | 2242.9603 | 0.0085612 | 25 | Commercial_2036_Economic_MW_Before Competition Groups_25 | VFD on Pumps | 0.8561% | 0 | 19.2025 | Commercial_2036_Economic_MW_Before Competition Groups_VFD on Pumps
Commercial | Com ¦ Variable Refrigerant Flow Heat Pump | 2036 | Economic | MW | Before Competition Groups | 18.9279 | 0 | 0 | 2242.9603 | 0.0084388 | 26 | Commercial_2036_Economic_MW_Before Competition Groups_26 | Variable Refrigerant Flow Heat Pump | 0.8439% | 0 | 18.9279 | Commercial_2036_Economic_MW_Before Competition Groups_Variable Refrigerant Flow Heat Pump
Commercial | Com ¦ Adding reflective (White) roof treatment or a green roof | 2036 | Technical | MW | Before Competition Groups | 25.4222 | 0 | 0 | 3068.7059 | 0.0082843 | 26 | Commercial_2036_Technical_MW_Before Competition Groups_26 | Adding reflective (White) roof treatment or a green roof | 0.8284% | 0 | 25.4222 | Commercial_2036_Technical_MW_Before Competition Groups_Adding reflective (White) roof treatment or a green roof
Commercial | Com ¦ Centrally controlled desktop PC/NETWORK PC POWER MANAGEMENT SOFTWARE | 2036 | Technical | MW | Before Competition Groups | 25.0198 | 0 | 0 | 3068.7059 | 0.0081532 | 27 | Commercial_2036_Technical_MW_Before Competition Groups_27 | Centrally controlled desktop PC/NETWORK PC POWER MANAGEMENT SOFTWARE | 0.8153% | 0 | 25.0198 | Commercial_2036_Technical_MW_Before Competition Groups_Centrally controlled desktop PC/NETWORK PC POWER MANAGEMENT SOFTWARE
Commercial | Com ¦ Door Gasket Freezer/Refrigerator | 2036 | Technical | MW | Before Competition Groups | 24.438 | 0 | 0 | 3068.7059 | 0.0079636 | 28 | Commercial_2036_Technical_MW_Before Competition Groups_28 | Door Gasket Freezer/Refrigerator | 0.7964% | 0 | 24.438 | Commercial_2036_Technical_MW_Before Competition Groups_Door Gasket Freezer/Refrigerator
Commercial | Com ¦ Refrigerated Display Case LED | 2036 | Technical | MW | Before Competition Groups | 23.4114 | 0 | 0 | 3068.7059 | 0.0076291 | 29 | Commercial_2036_Technical_MW_Before Competition Groups_29 | Refrigerated Display Case LED | 0.7629% | 0 | 23.4114 | Commercial_2036_Technical_MW_Before Competition Groups_Refrigerated Display Case LED
Commercial | Com ¦ Networked/Connected - Low Impact Application | 2036 | Economic | MW | Before Competition Groups | 16.3452 | 0 | 0 | 2242.9603 | 0.0072873 | 27 | Commercial_2036_Economic_MW_Before Competition Groups_27 | Networked/Connected - Low Impact Application | 0.7287% | 0 | 16.3452 | Commercial_2036_Economic_MW_Before Competition Groups_Networked/Connected - Low Impact Application
Commercial | Com ¦ ECM MOTORS FOR EVAPORATOR FANS for refrigeration (WALK-IN) | 2036 | Achievable | MW | Before Competition Groups | 10.9609 | 0 | 0 | 1509.1939 | 0.0072628 | 24 | Commercial_2036_Achievable_MW_Before Competition Groups_24 | ECM MOTORS FOR EVAPORATOR FANS for refrigeration (WALK-IN) | 0.7263% | 0 | 10.9609 | Commercial_2036_Achievable_MW_Before Competition Groups_ECM MOTORS FOR EVAPORATOR FANS for refrigeration (WALK-IN)
Commercial | Com ¦ Air Handler with Dedicated Outdoor Air Systems | 2036 | Economic | MW | Before Competition Groups | 15.9404 | 0 | 0 | 2242.9603 | 0.0071069 | 28 | Commercial_2036_Economic_MW_Before Competition Groups_28 | Air Handler with Dedicated Outdoor Air Systems | 0.7107% | 0 | 15.9404 | Commercial_2036_Economic_MW_Before Competition Groups_Air Handler with Dedicated Outdoor Air Systems
Commercial | Com ¦ ENERGY STAR LED LAMPS (General Service Lamps) | 2036 | Achievable | MW | Before Competition Groups | 10.5812 | 0 | 0 | 1509.1939 | 0.0070111 | 25 | Commercial_2036_Achievable_MW_Before Competition Groups_25 | ENERGY STAR LED LAMPS (General Service Lamps) | 0.7011% | 0 | 10.5812 | Commercial_2036_Achievable_MW_Before Competition Groups_ENERGY STAR LED LAMPS (General Service Lamps)
Commercial | Com ¦ Refrigeration Optimization | 2036 | Technical | MW | Before Competition Groups | 20.6122 | 0 | 0 | 3068.7059 | 0.0067169 | 30 | Commercial_2036_Technical_MW_Before Competition Groups_30 | Refrigeration Optimization | 0.6717% | 0 | 20.6122 | Commercial_2036_Technical_MW_Before Competition Groups_Refrigeration Optimization
Commercial | Com ¦ Variable Frequency Drive (VFD) | 2036 | Technical | MW | Before Competition Groups | 20.4251 | 0 | 0 | 3068.7059 | 0.0066559 | 31 | Commercial_2036_Technical_MW_Before Competition Groups_31 | Variable Frequency Drive (VFD) | 0.6656% | 0 | 20.4251 | Commercial_2036_Technical_MW_Before Competition Groups_Variable Frequency Drive (VFD)
Commercial | Com ¦ HOTEL OCCUPANCY CONTROLS (HVAC + LIGHTING) | 2036 | Technical | MW | Before Competition Groups | 19.7355 | 0 | 0 | 3068.7059 | 0.0064312 | 32 | Commercial_2036_Technical_MW_Before Competition Groups_32 | HOTEL OCCUPANCY CONTROLS (HVAC + LIGHTING) | 0.6431% | 0 | 19.7355 | Commercial_2036_Technical_MW_Before Competition Groups_HOTEL OCCUPANCY CONTROLS (HVAC + LIGHTING)
Commercial | Com ¦ VFD on Pumps | 2036 | Technical | MW | Before Competition Groups | 19.2025 | 0 | 0 | 3068.7059 | 0.0062575 | 33 | Commercial_2036_Technical_MW_Before Competition Groups_33 | VFD on Pumps | 0.6258% | 0 | 19.2025 | Commercial_2036_Technical_MW_Before Competition Groups_VFD on Pumps
Commercial | Com ¦ Evaporator Fan Controls | 2036 | Achievable | MW | Before Competition Groups | 9.2523 | 0 | 0 | 1509.1939 | 0.0061306 | 26 | Commercial_2036_Achievable_MW_Before Competition Groups_26 | Evaporator Fan Controls | 0.6131% | 0 | 9.2523 | Commercial_2036_Achievable_MW_Before Competition Groups_Evaporator Fan Controls
Commercial | Com ¦ Refrigerated Display Case LED | 2036 | Achievable | MW | Before Competition Groups | 9.2019 | 0 | 0 | 1509.1939 | 0.0060972 | 27 | Commercial_2036_Achievable_MW_Before Competition Groups_27 | Refrigerated Display Case LED | 0.6097% | 0 | 9.2019 | Commercial_2036_Achievable_MW_Before Competition Groups_Refrigerated Display Case LED
Commercial | Com ¦ Demand Control Kitchen Ventilation | 2036 | Achievable | MW | Before Competition Groups | 9.0995 | 0 | 0 | 1509.1939 | 0.0060294 | 28 | Commercial_2036_Achievable_MW_Before Competition Groups_28 | Demand Control Kitchen Ventilation | 0.6029% | 0 | 9.0995 | Commercial_2036_Achievable_MW_Before Competition Groups_Demand Control Kitchen Ventilation
Commercial | Com ¦ Freezer Case Light Sensor | 2036 | Achievable | MW | Before Competition Groups | 8.8978 | 0 | 0 | 1509.1939 | 0.0058958 | 29 | Commercial_2036_Achievable_MW_Before Competition Groups_29 | Freezer Case Light Sensor | 0.5896% | 0 | 8.8978 | Commercial_2036_Achievable_MW_Before Competition Groups_Freezer Case Light Sensor
Commercial | Com ¦ Ground Source Heat Pump | 2036 | Technical | MW | Before Competition Groups | 18.0507 | 0 | 0 | 3068.7059 | 0.0058822 | 34 | Commercial_2036_Technical_MW_Before Competition Groups_34 | Ground Source Heat Pump | 0.5882% | 0 | 18.0507 | Commercial_2036_Technical_MW_Before Competition Groups_Ground Source Heat Pump
Commercial | Com ¦ Demand Control Kitchen Ventilation | 2036 | Economic | MW | Before Competition Groups | 12.6078 | 0 | 0 | 2242.9603 | 0.005621 | 29 | Commercial_2036_Economic_MW_Before Competition Groups_29 | Demand Control Kitchen Ventilation | 0.5621% | 0 | 12.6078 | Commercial_2036_Economic_MW_Before Competition Groups_Demand Control Kitchen Ventilation
Commercial | Com ¦ Air Handler with Dedicated Outdoor Air Systems | 2036 | Technical | MW | Before Competition Groups | 15.9404 | 0 | 0 | 3068.7059 | 0.0051945 | 35 | Commercial_2036_Technical_MW_Before Competition Groups_35 | Air Handler with Dedicated Outdoor Air Systems | 0.5195% | 0 | 15.9404 | Commercial_2036_Technical_MW_Before Competition Groups_Air Handler with Dedicated Outdoor Air Systems
Commercial | Com ¦ ENERGY STAR LED LAMPS (General Service Lamps) | 2036 | Economic | MW | Before Competition Groups | 11.526 | 0 | 0 | 2242.9603 | 0.0051388 | 30 | Commercial_2036_Economic_MW_Before Competition Groups_30 | ENERGY STAR LED LAMPS (General Service Lamps) | 0.5139% | 0 | 11.526 | Commercial_2036_Economic_MW_Before Competition Groups_ENERGY STAR LED LAMPS (General Service Lamps)
Commercial | Com ¦ ENERGY STAR FREEZER | 2036 | Technical | MW | Before Competition Groups | 15.6373 | 0 | 0 | 3068.7059 | 0.0050957 | 36 | Commercial_2036_Technical_MW_Before Competition Groups_36 | ENERGY STAR FREEZER | 0.5096% | 0 | 15.6373 | Commercial_2036_Technical_MW_Before Competition Groups_ENERGY STAR FREEZER
Commercial | Com ¦ Indoor Daylight Sensors/Photocell Dimming Control | 2036 | Technical | MW | Before Competition Groups | 14.7203 | 0 | 0 | 3068.7059 | 0.0047969 | 37 | Commercial_2036_Technical_MW_Before Competition Groups_37 | Indoor Daylight Sensors/Photocell Dimming Control | 0.4797% | 0 | 14.7203 | Commercial_2036_Technical_MW_Before Competition Groups_Indoor Daylight Sensors/Photocell Dimming Control
Commercial | Com ¦ ECM MOTORS FOR EVAPORATOR FANS for refrigeration (WALK-IN) | 2036 | Economic | MW | Before Competition Groups | 10.5436 | 0 | 0 | 2242.9603 | 0.0047008 | 31 | Commercial_2036_Economic_MW_Before Competition Groups_31 | ECM MOTORS FOR EVAPORATOR FANS for refrigeration (WALK-IN) | 0.4701% | 0 | 10.5436 | Commercial_2036_Economic_MW_Before Competition Groups_ECM MOTORS FOR EVAPORATOR FANS for refrigeration (WALK-IN)
Commercial | Com ¦ Occupancy Sensors | 2036 | Economic | MW | Before Competition Groups | 10.2971 | 0 | 0 | 2242.9603 | 0.0045908 | 32 | Commercial_2036_Economic_MW_Before Competition Groups_32 | Occupancy Sensors | 0.4591% | 0 | 10.2971 | Commercial_2036_Economic_MW_Before Competition Groups_Occupancy Sensors
Commercial | Com ¦ ENERGY STAR ICE MACHINES - Ice Making Head | 2036 | Technical | MW | Before Competition Groups | 14.0675 | 0 | 0 | 3068.7059 | 0.0045842 | 38 | Commercial_2036_Technical_MW_Before Competition Groups_38 | ENERGY STAR ICE MACHINES - Ice Making Head | 0.4584% | 0 | 14.0675 | Commercial_2036_Technical_MW_Before Competition Groups_ENERGY STAR ICE MACHINES - Ice Making Head
Commercial | Com ¦ LED EXTERIOR AREA LIGHTS - LED fixture (200W) | 2036 | Achievable | MW | Before Competition Groups | 6.4695 | 0 | 0 | 1509.1939 | 0.0042867 | 30 | Commercial_2036_Achievable_MW_Before Competition Groups_30 | LED EXTERIOR AREA LIGHTS - LED fixture (200W) | 0.4287% | 0 | 6.4695 | Commercial_2036_Achievable_MW_Before Competition Groups_LED EXTERIOR AREA LIGHTS - LED fixture (200W)
Commercial | Com ¦ ENERGY STAR LED LAMPS (General Service Lamps) | 2036 | Technical | MW | Before Competition Groups | 12.9618 | 0 | 0 | 3068.7059 | 0.0042239 | 39 | Commercial_2036_Technical_MW_Before Competition Groups_39 | ENERGY STAR LED LAMPS (General Service Lamps) | 0.4224% | 0 | 12.9618 | Commercial_2036_Technical_MW_Before Competition Groups_ENERGY STAR LED LAMPS (General Service Lamps)
Commercial | Com ¦ Demand Control Kitchen Ventilation | 2036 | Technical | MW | Before Competition Groups | 12.6078 | 0 | 0 | 3068.7059 | 0.0041085 | 40 | Commercial_2036_Technical_MW_Before Competition Groups_40 | Demand Control Kitchen Ventilation | 0.4108% | 0 | 12.6078 | Commercial_2036_Technical_MW_Before Competition Groups_Demand Control Kitchen Ventilation
Commercial | Com ¦ LED parking lot fixture | 2036 | Achievable | MW | Before Competition Groups | 6.1582 | 0 | 0 | 1509.1939 | 0.0040805 | 31 | Commercial_2036_Achievable_MW_Before Competition Groups_31 | LED parking lot fixture | 0.408% | 0 | 6.1582 | Commercial_2036_Achievable_MW_Before Competition Groups_LED parking lot fixture
Commercial | Com ¦ Freezer Case Light Sensor | 2036 | Economic | MW | Before Competition Groups | 9.1465 | 0 | 0 | 2242.9603 | 0.0040778 | 33 | Commercial_2036_Economic_MW_Before Competition Groups_33 | Freezer Case Light Sensor | 0.4078% | 0 | 9.1465 | Commercial_2036_Economic_MW_Before Competition Groups_Freezer Case Light Sensor
Commercial | Com ¦ Evaporator Fan Controls | 2036 | Economic | MW | Before Competition Groups | 8.9094 | 0 | 0 | 2242.9603 | 0.0039721 | 34 | Commercial_2036_Economic_MW_Before Competition Groups_34 | Evaporator Fan Controls | 0.3972% | 0 | 8.9094 | Commercial_2036_Economic_MW_Before Competition Groups_Evaporator Fan Controls
Commercial | Com ¦ ENERGY STAR FREEZER | 2036 | Economic | MW | Before Competition Groups | 8.4075 | 0 | 0 | 2242.9603 | 0.0037484 | 35 | Commercial_2036_Economic_MW_Before Competition Groups_35 | ENERGY STAR FREEZER | 0.3748% | 0 | 8.4075 | Commercial_2036_Economic_MW_Before Competition Groups_ENERGY STAR FREEZER
Commercial | Com ¦ Duct Insulation, R8 | 2036 | Achievable | MW | Before Competition Groups | 5.556 | 0 | 0 | 1509.1939 | 0.0036814 | 32 | Commercial_2036_Achievable_MW_Before Competition Groups_32 | Duct Insulation, R8 | 0.3681% | 0 | 5.556 | Commercial_2036_Achievable_MW_Before Competition Groups_Duct Insulation, R8
Commercial | Com ¦ Water Source Heat Pump (4 ton) | 2036 | Economic | MW | Before Competition Groups | 8.1284 | 0 | 0 | 2242.9603 | 0.003624 | 36 | Commercial_2036_Economic_MW_Before Competition Groups_36 | Water Source Heat Pump (4 ton) | 0.3624% | 0 | 8.1284 | Commercial_2036_Economic_MW_Before Competition Groups_Water Source Heat Pump (4 ton)
Commercial | Com ¦ Water Source Heat Pump (4 ton) | 2036 | Achievable | MW | Before Competition Groups | 5.3587 | 0 | 0 | 1509.1939 | 0.0035507 | 33 | Commercial_2036_Achievable_MW_Before Competition Groups_33 | Water Source Heat Pump (4 ton) | 0.3551% | 0 | 5.3587 | Commercial_2036_Achievable_MW_Before Competition Groups_Water Source Heat Pump (4 ton)
Commercial | Com ¦ ECM MOTORS FOR EVAPORATOR FANS for refrigeration (WALK-IN) | 2036 | Technical | MW | Before Competition Groups | 10.5436 | 0 | 0 | 3068.7059 | 0.0034359 | 41 | Commercial_2036_Technical_MW_Before Competition Groups_41 | ECM MOTORS FOR EVAPORATOR FANS for refrigeration (WALK-IN) | 0.3436% | 0 | 10.5436 | Commercial_2036_Technical_MW_Before Competition Groups_ECM MOTORS FOR EVAPORATOR FANS for refrigeration (WALK-IN)
Commercial | Com ¦ Occupancy Sensors | 2036 | Technical | MW | Before Competition Groups | 10.2971 | 0 | 0 | 3068.7059 | 0.0033555 | 42 | Commercial_2036_Technical_MW_Before Competition Groups_42 | Occupancy Sensors | 0.3356% | 0 | 10.2971 | Commercial_2036_Technical_MW_Before Competition Groups_Occupancy Sensors
Commercial | Com ¦ High R-Value Glass Doors/no-heat glass door | 2036 | Technical | MW | Before Competition Groups | 10.03 | 0 | 0 | 3068.7059 | 0.0032685 | 43 | Commercial_2036_Technical_MW_Before Competition Groups_43 | High R-Value Glass Doors/no-heat glass door | 0.3268% | 0 | 10.03 | Commercial_2036_Technical_MW_Before Competition Groups_High R-Value Glass Doors/no-heat glass door
Commercial | Com ¦ LED EXTERIOR AREA LIGHTS - LED fixture (200W) | 2036 | Economic | MW | Before Competition Groups | 6.9718 | 0 | 0 | 2242.9603 | 0.0031083 | 37 | Commercial_2036_Economic_MW_Before Competition Groups_37 | LED EXTERIOR AREA LIGHTS - LED fixture (200W) | 0.3108% | 0 | 6.9718 | Commercial_2036_Economic_MW_Before Competition Groups_LED EXTERIOR AREA LIGHTS - LED fixture (200W)
Commercial | Com ¦ Water Source Heat Pump (4 ton) | 2036 | Technical | MW | Before Competition Groups | 9.5297 | 0 | 0 | 3068.7059 | 0.0031055 | 44 | Commercial_2036_Technical_MW_Before Competition Groups_44 | Water Source Heat Pump (4 ton) | 0.3105% | 0 | 9.5297 | Commercial_2036_Technical_MW_Before Competition Groups_Water Source Heat Pump (4 ton)
Commercial | Com ¦ ENERGY STAR Griddle (74% eff) | 2036 | Economic | MW | Before Competition Groups | 6.9399 | 0 | 0 | 2242.9603 | 0.0030941 | 38 | Commercial_2036_Economic_MW_Before Competition Groups_38 | ENERGY STAR Griddle (74% eff) | 0.3094% | 0 | 6.9399 | Commercial_2036_Economic_MW_Before Competition Groups_ENERGY STAR Griddle (74% eff)
Commercial | Com ¦ ENERGY STAR Griddle (74% eff) | 2036 | Achievable | MW | Before Competition Groups | 4.5665 | 0 | 0 | 1509.1939 | 0.0030258 | 34 | Commercial_2036_Achievable_MW_Before Competition Groups_34 | ENERGY STAR Griddle (74% eff) | 0.3026% | 0 | 4.5665 | Commercial_2036_Achievable_MW_Before Competition Groups_ENERGY STAR Griddle (74% eff)
Commercial | Com ¦ Freezer Case Light Sensor | 2036 | Technical | MW | Before Competition Groups | 9.1465 | 0 | 0 | 3068.7059 | 0.0029806 | 45 | Commercial_2036_Technical_MW_Before Competition Groups_45 | Freezer Case Light Sensor | 0.2981% | 0 | 9.1465 | Commercial_2036_Technical_MW_Before Competition Groups_Freezer Case Light Sensor
Commercial | Com ¦ Door Gasket Freezer/Refrigerator | 2036 | Achievable | MW | Before Competition Groups | 4.4734 | 0 | 0 | 1509.1939 | 0.0029641 | 35 | Commercial_2036_Achievable_MW_Before Competition Groups_35 | Door Gasket Freezer/Refrigerator | 0.2964% | 0 | 4.4734 | Commercial_2036_Achievable_MW_Before Competition Groups_Door Gasket Freezer/Refrigerator
Commercial | Com ¦ LED parking lot fixture | 2036 | Economic | MW | Before Competition Groups | 6.6097 | 0 | 0 | 2242.9603 | 0.0029469 | 39 | Commercial_2036_Economic_MW_Before Competition Groups_39 | LED parking lot fixture | 0.2947% | 0 | 6.6097 | Commercial_2036_Economic_MW_Before Competition Groups_LED parking lot fixture
Commercial | Com ¦ Evaporator Fan Controls | 2036 | Technical | MW | Before Competition Groups | 8.9094 | 0 | 0 | 3068.7059 | 0.0029033 | 46 | Commercial_2036_Technical_MW_Before Competition Groups_46 | Evaporator Fan Controls | 0.2903% | 0 | 8.9094 | Commercial_2036_Technical_MW_Before Competition Groups_Evaporator Fan Controls
Commercial | Com ¦ Condensing Make Up Air Unit | 2036 | Achievable | MW | Before Competition Groups | 4.124 | 0 | 0 | 1509.1939 | 0.0027326 | 36 | Commercial_2036_Achievable_MW_Before Competition Groups_36 | Condensing Make Up Air Unit | 0.2733% | 0 | 4.124 | Commercial_2036_Achievable_MW_Before Competition Groups_Condensing Make Up Air Unit
Commercial | Com ¦ Condensing Make Up Air Unit | 2036 | Economic | MW | Before Competition Groups | 6.1125 | 0 | 0 | 2242.9603 | 0.0027252 | 40 | Commercial_2036_Economic_MW_Before Competition Groups_40 | Condensing Make Up Air Unit | 0.2725% | 0 | 6.1125 | Commercial_2036_Economic_MW_Before Competition Groups_Condensing Make Up Air Unit
Commercial | Com ¦ LED street light fixture | 2036 | Achievable | MW | Before Competition Groups | 4.0374 | 0 | 0 | 1509.1939 | 0.0026752 | 37 | Commercial_2036_Achievable_MW_Before Competition Groups_37 | LED street light fixture | 0.2675% | 0 | 4.0374 | Commercial_2036_Achievable_MW_Before Competition Groups_LED street light fixture
Commercial | Com ¦ BEVERAGE VENDING MACHINE CONTROLS | 2036 | Achievable | MW | Before Competition Groups | 3.8894 | 0 | 0 | 1509.1939 | 0.0025772 | 38 | Commercial_2036_Achievable_MW_Before Competition Groups_38 | BEVERAGE VENDING MACHINE CONTROLS | 0.2577% | 0 | 3.8894 | Commercial_2036_Achievable_MW_Before Competition Groups_BEVERAGE VENDING MACHINE CONTROLS
Commercial | Com ¦ ENERGY STAR Refrigerator | 2036 | Technical | MW | Before Competition Groups | 7.5182 | 0 | 0 | 3068.7059 | 0.00245 | 47 | Commercial_2036_Technical_MW_Before Competition Groups_47 | ENERGY STAR Refrigerator | 0.245% | 0 | 7.5182 | Commercial_2036_Technical_MW_Before Competition Groups_ENERGY STAR Refrigerator
Commercial | Com ¦ Occupancy Sensors | 2036 | Achievable | MW | Before Competition Groups | 3.6774 | 0 | 0 | 1509.1939 | 0.0024366 | 39 | Commercial_2036_Achievable_MW_Before Competition Groups_39 | Occupancy Sensors | 0.2437% | 0 | 3.6774 | Commercial_2036_Achievable_MW_Before Competition Groups_Occupancy Sensors
Commercial | Com ¦ Elec Storage WH 2.30 Et | 2036 | Economic | MW | Before Competition Groups | 5.3896 | 0 | 0 | 2242.9603 | 0.0024029 | 41 | Commercial_2036_Economic_MW_Before Competition Groups_41 | Elec Storage WH 2.30 Et | 0.2403% | 0 | 5.3896 | Commercial_2036_Economic_MW_Before Competition Groups_Elec Storage WH 2.30 Et
Commercial | Com ¦ Duct Insulation, R8 | 2036 | Economic | MW | Before Competition Groups | 5.317 | 0 | 0 | 2242.9603 | 0.0023706 | 42 | Commercial_2036_Economic_MW_Before Competition Groups_42 | Duct Insulation, R8 | 0.2371% | 0 | 5.317 | Commercial_2036_Economic_MW_Before Competition Groups_Duct Insulation, R8
Commercial | Com ¦ Elec Storage WH 2.30 Et | 2036 | Achievable | MW | Before Competition Groups | 3.4447 | 0 | 0 | 1509.1939 | 0.0022825 | 40 | Commercial_2036_Achievable_MW_Before Competition Groups_40 | Elec Storage WH 2.30 Et | 0.2282% | 0 | 3.4447 | Commercial_2036_Achievable_MW_Before Competition Groups_Elec Storage WH 2.30 Et
Commercial | Com ¦ Condensing Make Up Air Unit | 2036 | Technical | MW | Before Competition Groups | 6.9911 | 0 | 0 | 3068.7059 | 0.0022782 | 48 | Commercial_2036_Technical_MW_Before Competition Groups_48 | Condensing Make Up Air Unit | 0.2278% | 0 | 6.9911 | Commercial_2036_Technical_MW_Before Competition Groups_Condensing Make Up Air Unit
Commercial | Com ¦ LED EXTERIOR AREA LIGHTS - LED fixture (200W) | 2036 | Technical | MW | Before Competition Groups | 6.9718 | 0 | 0 | 3068.7059 | 0.0022719 | 49 | Commercial_2036_Technical_MW_Before Competition Groups_49 | LED EXTERIOR AREA LIGHTS - LED fixture (200W) | 0.2272% | 0 | 6.9718 | Commercial_2036_Technical_MW_Before Competition Groups_LED EXTERIOR AREA LIGHTS - LED fixture (200W)
Commercial | Com ¦ ENERGY STAR Griddle (74% eff) | 2036 | Technical | MW | Before Competition Groups | 6.9399 | 0 | 0 | 3068.7059 | 0.0022615 | 50 | Commercial_2036_Technical_MW_Before Competition Groups_50 | ENERGY STAR Griddle (74% eff) | 0.2261% | 0 | 6.9399 | Commercial_2036_Technical_MW_Before Competition Groups_ENERGY STAR Griddle (74% eff)
Commercial | Com ¦ Temperature Adjustment in Commercial Freezers | 2036 | Achievable | MW | Before Competition Groups | 3.3776 | 0 | 0 | 1509.1939 | 0.002238 | 41 | Commercial_2036_Achievable_MW_Before Competition Groups_41 | Temperature Adjustment in Commercial Freezers | 0.2238% | 0 | 3.3776 | Commercial_2036_Achievable_MW_Before Competition Groups_Temperature Adjustment in Commercial Freezers
Commercial | Com ¦ BEVERAGE VENDING MACHINE CONTROLS | 2036 | Economic | MW | Before Competition Groups | 4.9877 | 0 | 0 | 2242.9603 | 0.0022237 | 43 | Commercial_2036_Economic_MW_Before Competition Groups_43 | BEVERAGE VENDING MACHINE CONTROLS | 0.2224% | 0 | 4.9877 | Commercial_2036_Economic_MW_Before Competition Groups_BEVERAGE VENDING MACHINE CONTROLS
Commercial | Com ¦ Super-High Efficiency Furnaces (Emerging Tech) | 2036 | Technical | MW | Before Competition Groups | 6.6223 | 0 | 0 | 3068.7059 | 0.002158 | 51 | Commercial_2036_Technical_MW_Before Competition Groups_51 | Super-High Efficiency Furnaces (Emerging Tech) | 0.2158% | 0 | 6.6223 | Commercial_2036_Technical_MW_Before Competition Groups_Super-High Efficiency Furnaces (Emerging Tech)
Commercial | Com ¦ LED parking lot fixture | 2036 | Technical | MW | Before Competition Groups | 6.6097 | 0 | 0 | 3068.7059 | 0.0021539 | 52 | Commercial_2036_Technical_MW_Before Competition Groups_52 | LED parking lot fixture | 0.2154% | 0 | 6.6097 | Commercial_2036_Technical_MW_Before Competition Groups_LED parking lot fixture
Commercial | Com ¦ Indoor Daylight Sensors/Photocell Dimming Control | 2036 | Economic | MW | Before Competition Groups | 4.7145 | 0 | 0 | 2242.9603 | 0.0021019 | 44 | Commercial_2036_Economic_MW_Before Competition Groups_44 | Indoor Daylight Sensors/Photocell Dimming Control | 0.2102% | 0 | 4.7145 | Commercial_2036_Economic_MW_Before Competition Groups_Indoor Daylight Sensors/Photocell Dimming Control
Commercial | Com ¦ Refrigeration Commissioning | 2036 | Technical | MW | Before Competition Groups | 6.2186 | 0 | 0 | 3068.7059 | 0.0020264 | 53 | Commercial_2036_Technical_MW_Before Competition Groups_53 | Refrigeration Commissioning | 0.2026% | 0 | 6.2186 | Commercial_2036_Technical_MW_Before Competition Groups_Refrigeration Commissioning
Commercial | Com ¦ LED street light fixture | 2036 | Economic | MW | Before Competition Groups | 4.3831 | 0 | 0 | 2242.9603 | 0.0019542 | 45 | Commercial_2036_Economic_MW_Before Competition Groups_45 | LED street light fixture | 0.1954% | 0 | 4.3831 | Commercial_2036_Economic_MW_Before Competition Groups_LED street light fixture
Commercial | Com ¦ CO Sensors for parking garage exhaust fans | 2036 | Achievable | MW | Before Competition Groups | 2.8871 | 0 | 0 | 1509.1939 | 0.001913 | 42 | Commercial_2036_Achievable_MW_Before Competition Groups_42 | CO Sensors for parking garage exhaust fans | 0.1913% | 0 | 2.8871 | Commercial_2036_Achievable_MW_Before Competition Groups_CO Sensors for parking garage exhaust fans
Commercial | Com ¦ Vertical Night Covers | 2036 | Achievable | MW | Before Competition Groups | 2.8046 | 0 | 0 | 1509.1939 | 0.0018584 | 43 | Commercial_2036_Achievable_MW_Before Competition Groups_43 | Vertical Night Covers | 0.1858% | 0 | 2.8046 | Commercial_2036_Achievable_MW_Before Competition Groups_Vertical Night Covers
Commercial | Com ¦ Energy Efficient Laboratory Fume Hood | 2036 | Achievable | MW | Before Competition Groups | 2.7319 | 0 | 0 | 1509.1939 | 0.0018101 | 44 | Commercial_2036_Achievable_MW_Before Competition Groups_44 | Energy Efficient Laboratory Fume Hood | 0.181% | 0 | 2.7319 | Commercial_2036_Achievable_MW_Before Competition Groups_Energy Efficient Laboratory Fume Hood
Commercial | Com ¦ Elec Storage WH 2.30 Et | 2036 | Technical | MW | Before Competition Groups | 5.3896 | 0 | 0 | 3068.7059 | 0.0017563 | 54 | Commercial_2036_Technical_MW_Before Competition Groups_54 | Elec Storage WH 2.30 Et | 0.1756% | 0 | 5.3896 | Commercial_2036_Technical_MW_Before Competition Groups_Elec Storage WH 2.30 Et
Commercial | Com ¦ ENERGY STAR FREEZER | 2036 | Achievable | MW | Before Competition Groups | 2.6491 | 0 | 0 | 1509.1939 | 0.0017553 | 45 | Commercial_2036_Achievable_MW_Before Competition Groups_45 | ENERGY STAR FREEZER | 0.1755% | 0 | 2.6491 | Commercial_2036_Achievable_MW_Before Competition Groups_ENERGY STAR FREEZER
Commercial | Com ¦ Duct Insulation, R8 | 2036 | Technical | MW | Before Competition Groups | 5.317 | 0 | 0 | 3068.7059 | 0.0017327 | 55 | Commercial_2036_Technical_MW_Before Competition Groups_55 | Duct Insulation, R8 | 0.1733% | 0 | 5.317 | Commercial_2036_Technical_MW_Before Competition Groups_Duct Insulation, R8
Commercial | Com ¦ HOTEL OCCUPANCY CONTROLS (HVAC + LIGHTING) | 2036 | Economic | MW | Before Competition Groups | 3.6743 | 0 | 0 | 2242.9603 | 0.0016381 | 46 | Commercial_2036_Economic_MW_Before Competition Groups_46 | HOTEL OCCUPANCY CONTROLS (HVAC + LIGHTING) | 0.1638% | 0 | 3.6743 | Commercial_2036_Economic_MW_Before Competition Groups_HOTEL OCCUPANCY CONTROLS (HVAC + LIGHTING)
Commercial | Com ¦ BEVERAGE VENDING MACHINE CONTROLS | 2036 | Technical | MW | Before Competition Groups | 4.9877 | 0 | 0 | 3068.7059 | 0.0016253 | 56 | Commercial_2036_Technical_MW_Before Competition Groups_56 | BEVERAGE VENDING MACHINE CONTROLS | 0.1625% | 0 | 4.9877 | Commercial_2036_Technical_MW_Before Competition Groups_BEVERAGE VENDING MACHINE CONTROLS
Commercial | Com ¦ CO Sensors for parking garage exhaust fans | 2036 | Economic | MW | Before Competition Groups | 3.3246 | 0 | 0 | 2242.9603 | 0.0014822 | 47 | Commercial_2036_Economic_MW_Before Competition Groups_47 | CO Sensors for parking garage exhaust fans | 0.1482% | 0 | 3.3246 | Commercial_2036_Economic_MW_Before Competition Groups_CO Sensors for parking garage exhaust fans
Commercial | Com ¦ Temperature Adjustment in Commercial Freezers | 2036 | Economic | MW | Before Competition Groups | 3.2513 | 0 | 0 | 2242.9603 | 0.0014495 | 48 | Commercial_2036_Economic_MW_Before Competition Groups_48 | Temperature Adjustment in Commercial Freezers | 0.145% | 0 | 3.2513 | Commercial_2036_Economic_MW_Before Competition Groups_Temperature Adjustment in Commercial Freezers
Commercial | Com ¦ LED street light fixture | 2036 | Technical | MW | Before Competition Groups | 4.3831 | 0 | 0 | 3068.7059 | 0.0014283 | 57 | Commercial_2036_Technical_MW_Before Competition Groups_57 | LED street light fixture | 0.1428% | 0 | 4.3831 | Commercial_2036_Technical_MW_Before Competition Groups_LED street light fixture
Commercial | Com ¦ Water Heating (DHW) Pipe Insulation (Add 3/4\ Foam)" | 2036 | Achievable | MW | Before Competition Groups | 2.121 | 0 | 0 | 1509.1939 | 0.0014054 | 46 | Commercial_2036_Achievable_MW_Before Competition Groups_46 | Water Heating (DHW) Pipe Insulation (Add 3/4\ Foam)" | 0.1405% | 0 | 2.121 | Commercial_2036_Achievable_MW_Before Competition Groups_Water Heating (DHW) Pipe Insulation (Add 3/4\ Foam)"
Commercial | Com ¦ Roof Insulation/Ceiling Insulation (R25 Code to R35) | 2036 | Technical | MW | Before Competition Groups | 4.0597 | 0 | 0 | 3068.7059 | 0.0013229 | 58 | Commercial_2036_Technical_MW_Before Competition Groups_58 | Roof Insulation/Ceiling Insulation (R25 Code to R35) | 0.1323% | 0 | 4.0597 | Commercial_2036_Technical_MW_Before Competition Groups_Roof Insulation/Ceiling Insulation (R25 Code to R35)
Commercial | Com ¦ Outside Air Economizer | 2036 | Achievable | MW | Before Competition Groups | 1.831 | 0 | 0 | 1509.1939 | 0.0012132 | 47 | Commercial_2036_Achievable_MW_Before Competition Groups_47 | Outside Air Economizer | 0.1213% | 0 | 1.831 | Commercial_2036_Achievable_MW_Before Competition Groups_Outside Air Economizer
Commercial | Com ¦ Vertical Night Covers | 2036 | Economic | MW | Before Competition Groups | 2.7007 | 0 | 0 | 2242.9603 | 0.0012041 | 49 | Commercial_2036_Economic_MW_Before Competition Groups_49 | Vertical Night Covers | 0.1204% | 0 | 2.7007 | Commercial_2036_Economic_MW_Before Competition Groups_Vertical Night Covers
Commercial | Com ¦ Energy Efficient Laboratory Fume Hood | 2036 | Economic | MW | Before Competition Groups | 2.6148 | 0 | 0 | 2242.9603 | 0.0011658 | 50 | Commercial_2036_Economic_MW_Before Competition Groups_50 | Energy Efficient Laboratory Fume Hood | 0.1166% | 0 | 2.6148 | Commercial_2036_Economic_MW_Before Competition Groups_Energy Efficient Laboratory Fume Hood
Commercial | Com ¦ Anti-sweat heat (ASH) controls - Cooler/Freezer | 2036 | Technical | MW | Before Competition Groups | 3.3987 | 0 | 0 | 3068.7059 | 0.0011075 | 59 | Commercial_2036_Technical_MW_Before Competition Groups_59 | Anti-sweat heat (ASH) controls - Cooler/Freezer | 0.1108% | 0 | 3.3987 | Commercial_2036_Technical_MW_Before Competition Groups_Anti-sweat heat (ASH) controls - Cooler/Freezer
Commercial | Com ¦ CO Sensors for parking garage exhaust fans | 2036 | Technical | MW | Before Competition Groups | 3.3246 | 0 | 0 | 3068.7059 | 0.0010834 | 60 | Commercial_2036_Technical_MW_Before Competition Groups_60 | CO Sensors for parking garage exhaust fans | 0.1083% | 0 | 3.3246 | Commercial_2036_Technical_MW_Before Competition Groups_CO Sensors for parking garage exhaust fans
Commercial | Com ¦ Temperature Adjustment in Commercial Freezers | 2036 | Technical | MW | Before Competition Groups | 3.2513 | 0 | 0 | 3068.7059 | 0.0010595 | 61 | Commercial_2036_Technical_MW_Before Competition Groups_61 | Temperature Adjustment in Commercial Freezers | 0.1059% | 0 | 3.2513 | Commercial_2036_Technical_MW_Before Competition Groups_Temperature Adjustment in Commercial Freezers
Commercial | Com ¦ Suction Pipe Insulation Freezer/Refrigerator | 2036 | Achievable | MW | Before Competition Groups | 1.4536 | 0 | 0 | 1509.1939 | 0.00096318 | 48 | Commercial_2036_Achievable_MW_Before Competition Groups_48 | Suction Pipe Insulation Freezer/Refrigerator | 0.09632% | 0 | 1.4536 | Commercial_2036_Achievable_MW_Before Competition Groups_Suction Pipe Insulation Freezer/Refrigerator
Commercial | Com ¦ ENERGY STAR Fryer (84% eff) | 2036 | Economic | MW | Before Competition Groups | 2.04 | 0 | 0 | 2242.9603 | 0.00090953 | 51 | Commercial_2036_Economic_MW_Before Competition Groups_51 | ENERGY STAR Fryer (84% eff) | 0.09095% | 0 | 2.04 | Commercial_2036_Economic_MW_Before Competition Groups_ENERGY STAR Fryer (84% eff)
Commercial | Com ¦ ENERGY STAR Fryer (84% eff) | 2036 | Achievable | MW | Before Competition Groups | 1.3715 | 0 | 0 | 1509.1939 | 0.00090876 | 49 | Commercial_2036_Achievable_MW_Before Competition Groups_49 | ENERGY STAR Fryer (84% eff) | 0.09088% | 0 | 1.3715 | Commercial_2036_Achievable_MW_Before Competition Groups_ENERGY STAR Fryer (84% eff)
Commercial | Com ¦ Water Heating (DHW) Pipe Insulation (Add 3/4\ Foam)" | 2036 | Economic | MW | Before Competition Groups | 2.0381 | 0 | 0 | 2242.9603 | 0.00090869 | 52 | Commercial_2036_Economic_MW_Before Competition Groups_52 | Water Heating (DHW) Pipe Insulation (Add 3/4\ Foam)" | 0.09087% | 0 | 2.0381 | Commercial_2036_Economic_MW_Before Competition Groups_Water Heating (DHW) Pipe Insulation (Add 3/4\ Foam)"
Commercial | Com ¦ Vertical Night Covers | 2036 | Technical | MW | Before Competition Groups | 2.7007 | 0 | 0 | 3068.7059 | 0.00088007 | 62 | Commercial_2036_Technical_MW_Before Competition Groups_62 | Vertical Night Covers | 0.08801% | 0 | 2.7007 | Commercial_2036_Technical_MW_Before Competition Groups_Vertical Night Covers
Commercial | Com ¦ Super-High Efficiency Furnaces (Emerging Tech) | 2036 | Achievable | MW | Before Competition Groups | 1.2982 | 0 | 0 | 1509.1939 | 0.00086017 | 50 | Commercial_2036_Achievable_MW_Before Competition Groups_50 | Super-High Efficiency Furnaces (Emerging Tech) | 0.08602% | 0 | 1.2982 | Commercial_2036_Achievable_MW_Before Competition Groups_Super-High Efficiency Furnaces (Emerging Tech)
Commercial | Com ¦ Outside Air Economizer | 2036 | Economic | MW | Before Competition Groups | 1.9255 | 0 | 0 | 2242.9603 | 0.00085846 | 53 | Commercial_2036_Economic_MW_Before Competition Groups_53 | Outside Air Economizer | 0.08585% | 0 | 1.9255 | Commercial_2036_Economic_MW_Before Competition Groups_Outside Air Economizer
Commercial | Com ¦ Energy Efficient Laboratory Fume Hood | 2036 | Technical | MW | Before Competition Groups | 2.6148 | 0 | 0 | 3068.7059 | 0.00085208 | 63 | Commercial_2036_Technical_MW_Before Competition Groups_63 | Energy Efficient Laboratory Fume Hood | 0.08521% | 0 | 2.6148 | Commercial_2036_Technical_MW_Before Competition Groups_Energy Efficient Laboratory Fume Hood
Commercial | Com ¦ ENERGY STAR Dishwasher | 2036 | Economic | MW | Before Competition Groups | 1.5018 | 0 | 0 | 2242.9603 | 0.00066957 | 54 | Commercial_2036_Economic_MW_Before Competition Groups_54 | ENERGY STAR Dishwasher | 0.06696% | 0 | 1.5018 | Commercial_2036_Economic_MW_Before Competition Groups_ENERGY STAR Dishwasher
Commercial | Com ¦ ENERGY STAR Fryer (84% eff) | 2036 | Technical | MW | Before Competition Groups | 2.04 | 0 | 0 | 3068.7059 | 0.00066479 | 64 | Commercial_2036_Technical_MW_Before Competition Groups_64 | ENERGY STAR Fryer (84% eff) | 0.06648% | 0 | 2.04 | Commercial_2036_Technical_MW_Before Competition Groups_ENERGY STAR Fryer (84% eff)
Commercial | Com ¦ Water Heating (DHW) Pipe Insulation (Add 3/4\ Foam)" | 2036 | Technical | MW | Before Competition Groups | 2.0381 | 0 | 0 | 3068.7059 | 0.00066417 | 65 | Commercial_2036_Technical_MW_Before Competition Groups_65 | Water Heating (DHW) Pipe Insulation (Add 3/4\ Foam)" | 0.06642% | 0 | 2.0381 | Commercial_2036_Technical_MW_Before Competition Groups_Water Heating (DHW) Pipe Insulation (Add 3/4\ Foam)"
Commercial | Com ¦ Outside Air Economizer | 2036 | Technical | MW | Before Competition Groups | 1.9255 | 0 | 0 | 3068.7059 | 0.00062746 | 66 | Commercial_2036_Technical_MW_Before Competition Groups_66 | Outside Air Economizer | 0.06275% | 0 | 1.9255 | Commercial_2036_Technical_MW_Before Competition Groups_Outside Air Economizer
Commercial | Com ¦ Suction Pipe Insulation Freezer/Refrigerator | 2036 | Economic | MW | Before Competition Groups | 1.399 | 0 | 0 | 2242.9603 | 0.00062372 | 55 | Commercial_2036_Economic_MW_Before Competition Groups_55 | Suction Pipe Insulation Freezer/Refrigerator | 0.06237% | 0 | 1.399 | Commercial_2036_Economic_MW_Before Competition Groups_Suction Pipe Insulation Freezer/Refrigerator
Commercial | Com ¦ ENERGY STAR Steam Cookers | 2036 | Economic | MW | Before Competition Groups | 1.3023 | 0 | 0 | 2242.9603 | 0.00058061 | 56 | Commercial_2036_Economic_MW_Before Competition Groups_56 | ENERGY STAR Steam Cookers | 0.05806% | 0 | 1.3023 | Commercial_2036_Economic_MW_Before Competition Groups_ENERGY STAR Steam Cookers
Commercial | Com ¦ ENERGY STAR Steam Cookers | 2036 | Achievable | MW | Before Competition Groups | 0.855 | 0 | 0 | 1509.1939 | 0.00056653 | 51 | Commercial_2036_Achievable_MW_Before Competition Groups_51 | ENERGY STAR Steam Cookers | 0.05665% | 0 | 0.855 | Commercial_2036_Achievable_MW_Before Competition Groups_ENERGY STAR Steam Cookers
Commercial | Com ¦ Room AC (w/ louvered sides) 14 SEER from 12 SEER code | 2036 | Technical | MW | Before Competition Groups | 1.673 | 0 | 0 | 3068.7059 | 0.00054519 | 67 | Commercial_2036_Technical_MW_Before Competition Groups_67 | Room AC (w/ louvered sides) 14 SEER from 12 SEER code | 0.05452% | 0 | 1.673 | Commercial_2036_Technical_MW_Before Competition Groups_Room AC (w/ louvered sides) 14 SEER from 12 SEER code
Commercial | Com ¦ Super-High Efficiency Furnaces (Emerging Tech) | 2036 | Economic | MW | Before Competition Groups | 1.1316 | 0 | 0 | 2242.9603 | 0.00050451 | 57 | Commercial_2036_Economic_MW_Before Competition Groups_57 | Super-High Efficiency Furnaces (Emerging Tech) | 0.05045% | 0 | 1.1316 | Commercial_2036_Economic_MW_Before Competition Groups_Super-High Efficiency Furnaces (Emerging Tech)
Commercial | Com ¦ High Efficiency Small Instantaneous Water Heater | 2036 | Technical | MW | Before Competition Groups | 1.536 | 0 | 0 | 3068.7059 | 0.00050052 | 68 | Commercial_2036_Technical_MW_Before Competition Groups_68 | High Efficiency Small Instantaneous Water Heater | 0.05005% | 0 | 1.536 | Commercial_2036_Technical_MW_Before Competition Groups_High Efficiency Small Instantaneous Water Heater
Commercial | Com ¦ ENERGY STAR Dishwasher | 2036 | Technical | MW | Before Competition Groups | 1.5018 | 0 | 0 | 3068.7059 | 0.0004894 | 69 | Commercial_2036_Technical_MW_Before Competition Groups_69 | ENERGY STAR Dishwasher | 0.04894% | 0 | 1.5018 | Commercial_2036_Technical_MW_Before Competition Groups_ENERGY STAR Dishwasher
Commercial | Com ¦ ENERGY STAR Dishwasher | 2036 | Achievable | MW | Before Competition Groups | 0.72263 | 0 | 0 | 1509.1939 | 0.00047882 | 52 | Commercial_2036_Achievable_MW_Before Competition Groups_52 | ENERGY STAR Dishwasher | 0.04788% | 0 | 0.72263 | Commercial_2036_Achievable_MW_Before Competition Groups_ENERGY STAR Dishwasher
Commercial | Com ¦ Ozone Laundry Treatment | 2036 | Achievable | MW | Before Competition Groups | 0.70188 | 0 | 0 | 1509.1939 | 0.00046507 | 53 | Commercial_2036_Achievable_MW_Before Competition Groups_53 | Ozone Laundry Treatment | 0.04651% | 0 | 0.70188 | Commercial_2036_Achievable_MW_Before Competition Groups_Ozone Laundry Treatment
Commercial | Com ¦ LED RECESSED DOWNLIGHTS | 2036 | Technical | MW | Before Competition Groups | 1.4021 | 0 | 0 | 3068.7059 | 0.0004569 | 70 | Commercial_2036_Technical_MW_Before Competition Groups_70 | LED RECESSED DOWNLIGHTS | 0.04569% | 0 | 1.4021 | Commercial_2036_Technical_MW_Before Competition Groups_LED RECESSED DOWNLIGHTS
Commercial | Com ¦ Suction Pipe Insulation Freezer/Refrigerator | 2036 | Technical | MW | Before Competition Groups | 1.399 | 0 | 0 | 3068.7059 | 0.00045589 | 71 | Commercial_2036_Technical_MW_Before Competition Groups_71 | Suction Pipe Insulation Freezer/Refrigerator | 0.04559% | 0 | 1.399 | Commercial_2036_Technical_MW_Before Competition Groups_Suction Pipe Insulation Freezer/Refrigerator
Commercial | Com ¦ Thermostat Setback | 2036 | Achievable | MW | Before Competition Groups | 0.6757 | 0 | 0 | 1509.1939 | 0.00044772 | 54 | Commercial_2036_Achievable_MW_Before Competition Groups_54 | Thermostat Setback | 0.04477% | 0 | 0.6757 | Commercial_2036_Achievable_MW_Before Competition Groups_Thermostat Setback
Commercial | Com ¦ ENERGY STAR Steam Cookers | 2036 | Technical | MW | Before Competition Groups | 1.3023 | 0 | 0 | 3068.7059 | 0.00042437 | 72 | Commercial_2036_Technical_MW_Before Competition Groups_72 | ENERGY STAR Steam Cookers | 0.04244% | 0 | 1.3023 | Commercial_2036_Technical_MW_Before Competition Groups_ENERGY STAR Steam Cookers
Commercial | Com ¦ High Efficiency Small Instantaneous Water Heater | 2036 | Economic | MW | Before Competition Groups | 0.89979 | 0 | 0 | 2242.9603 | 0.00040116 | 58 | Commercial_2036_Economic_MW_Before Competition Groups_58 | High Efficiency Small Instantaneous Water Heater | 0.04012% | 0 | 0.89979 | Commercial_2036_Economic_MW_Before Competition Groups_High Efficiency Small Instantaneous Water Heater
Commercial | Com ¦ Evaporator Coil Defrost (Cooler) | 2036 | Technical | MW | Before Competition Groups | 1.1911 | 0 | 0 | 3068.7059 | 0.00038816 | 73 | Commercial_2036_Technical_MW_Before Competition Groups_73 | Evaporator Coil Defrost (Cooler) | 0.03882% | 0 | 1.1911 | Commercial_2036_Technical_MW_Before Competition Groups_Evaporator Coil Defrost (Cooler)
Commercial | Com ¦ Ozone Laundry Treatment | 2036 | Economic | MW | Before Competition Groups | 0.79523 | 0 | 0 | 2242.9603 | 0.00035454 | 59 | Commercial_2036_Economic_MW_Before Competition Groups_59 | Ozone Laundry Treatment | 0.03545% | 0 | 0.79523 | Commercial_2036_Economic_MW_Before Competition Groups_Ozone Laundry Treatment
Commercial | Com ¦ Door Gasket Freezer/Refrigerator | 2036 | Economic | MW | Before Competition Groups | 0.7838 | 0 | 0 | 2242.9603 | 0.00034945 | 60 | Commercial_2036_Economic_MW_Before Competition Groups_60 | Door Gasket Freezer/Refrigerator | 0.03494% | 0 | 0.7838 | Commercial_2036_Economic_MW_Before Competition Groups_Door Gasket Freezer/Refrigerator
Commercial | Com ¦ Thermostat Setback | 2036 | Economic | MW | Before Competition Groups | 0.76133 | 0 | 0 | 2242.9603 | 0.00033943 | 61 | Commercial_2036_Economic_MW_Before Competition Groups_61 | Thermostat Setback | 0.03394% | 0 | 0.76133 | Commercial_2036_Economic_MW_Before Competition Groups_Thermostat Setback
Commercial | Com ¦ PTAC (12 EER/10,000 BTU) | 2036 | Economic | MW | Before Competition Groups | 0.59127 | 0 | 0 | 2242.9603 | 0.00026361 | 62 | Commercial_2036_Economic_MW_Before Competition Groups_62 | PTAC (12 EER/10,000 BTU) | 0.02636% | 0 | 0.59127 | Commercial_2036_Economic_MW_Before Competition Groups_PTAC (12 EER/10,000 BTU)
Commercial | Com ¦ Ozone Laundry Treatment | 2036 | Technical | MW | Before Competition Groups | 0.79523 | 0 | 0 | 3068.7059 | 0.00025914 | 74 | Commercial_2036_Technical_MW_Before Competition Groups_74 | Ozone Laundry Treatment | 0.02591% | 0 | 0.79523 | Commercial_2036_Technical_MW_Before Competition Groups_Ozone Laundry Treatment
Commercial | Com ¦ Thermostat Setback | 2036 | Technical | MW | Before Competition Groups | 0.76133 | 0 | 0 | 3068.7059 | 0.00024809 | 75 | Commercial_2036_Technical_MW_Before Competition Groups_75 | Thermostat Setback | 0.02481% | 0 | 0.76133 | Commercial_2036_Technical_MW_Before Competition Groups_Thermostat Setback
Commercial | Com ¦ SYNCHRONOUS BELT | 2036 | Technical | MW | Before Competition Groups | 0.7315 | 0 | 0 | 3068.7059 | 0.00023837 | 76 | Commercial_2036_Technical_MW_Before Competition Groups_76 | SYNCHRONOUS BELT | 0.02384% | 0 | 0.7315 | Commercial_2036_Technical_MW_Before Competition Groups_SYNCHRONOUS BELT
Commercial | Com ¦ PTAC (12 EER/10,000 BTU) | 2036 | Technical | MW | Before Competition Groups | 0.65425 | 0 | 0 | 3068.7059 | 0.0002132 | 77 | Commercial_2036_Technical_MW_Before Competition Groups_77 | PTAC (12 EER/10,000 BTU) | 0.02132% | 0 | 0.65425 | Commercial_2036_Technical_MW_Before Competition Groups_PTAC (12 EER/10,000 BTU)
Commercial | Com ¦ PTAC (12 EER/10,000 BTU) | 2036 | Achievable | MW | Before Competition Groups | 0.32053 | 0 | 0 | 1509.1939 | 0.00021239 | 55 | Commercial_2036_Achievable_MW_Before Competition Groups_55 | PTAC (12 EER/10,000 BTU) | 0.02124% | 0 | 0.32053 | Commercial_2036_Achievable_MW_Before Competition Groups_PTAC (12 EER/10,000 BTU)
Commercial | Com ¦ Wall Insulation | 2036 | Technical | MW | Before Competition Groups | 0.63781 | 0 | 0 | 3068.7059 | 0.00020784 | 78 | Commercial_2036_Technical_MW_Before Competition Groups_78 | Wall Insulation | 0.02078% | 0 | 0.63781 | Commercial_2036_Technical_MW_Before Competition Groups_Wall Insulation
Commercial | Com ¦ Solar Preheat Make up Air | 2036 | Technical | MW | Before Competition Groups | 0.63104 | 0 | 0 | 3068.7059 | 0.00020564 | 79 | Commercial_2036_Technical_MW_Before Competition Groups_79 | Solar Preheat Make up Air | 0.02056% | 0 | 0.63104 | Commercial_2036_Technical_MW_Before Competition Groups_Solar Preheat Make up Air
Commercial | Com ¦ ECM MOTORS FOR HVAC APPLICATION (FAN-POWERED VAV BOX) | 2036 | Achievable | MW | Before Competition Groups | 0.28968 | 0 | 0 | 1509.1939 | 0.00019194 | 56 | Commercial_2036_Achievable_MW_Before Competition Groups_56 | ECM MOTORS FOR HVAC APPLICATION (FAN-POWERED VAV BOX) | 0.01919% | 0 | 0.28968 | Commercial_2036_Achievable_MW_Before Competition Groups_ECM MOTORS FOR HVAC APPLICATION (FAN-POWERED VAV BOX)
Commercial | Com ¦ Solar Water Preheat (Pools/DHW) | 2036 | Economic | MW | Before Competition Groups | 0.4121 | 0 | 0 | 2242.9603 | 0.00018373 | 63 | Commercial_2036_Economic_MW_Before Competition Groups_63 | Solar Water Preheat (Pools/DHW) | 0.01837% | 0 | 0.4121 | Commercial_2036_Economic_MW_Before Competition Groups_Solar Water Preheat (Pools/DHW)
Commercial | COM ¦ Ductless Mini-Split Heat Pumps | 2036 | Economic | MW | Before Competition Groups | 0.39317 | 0 | 0 | 2242.9603 | 0.00017529 | 64 | Commercial_2036_Economic_MW_Before Competition Groups_64 | Ductless Mini-Split Heat Pumps | 0.01753% | 0 | 0.39317 | Commercial_2036_Economic_MW_Before Competition Groups_Ductless Mini-Split Heat Pumps
Commercial | Com ¦ LED RECESSED DOWNLIGHTS | 2036 | Achievable | MW | Before Competition Groups | 0.25699 | 0 | 0 | 1509.1939 | 0.00017028 | 57 | Commercial_2036_Achievable_MW_Before Competition Groups_57 | LED RECESSED DOWNLIGHTS | 0.01703% | 0 | 0.25699 | Commercial_2036_Achievable_MW_Before Competition Groups_LED RECESSED DOWNLIGHTS
Commercial | COM ¦ Ductless Mini-Split Heat Pumps | 2036 | Achievable | MW | Before Competition Groups | 0.24433 | 0 | 0 | 1509.1939 | 0.00016189 | 58 | Commercial_2036_Achievable_MW_Before Competition Groups_58 | Ductless Mini-Split Heat Pumps | 0.01619% | 0 | 0.24433 | Commercial_2036_Achievable_MW_Before Competition Groups_Ductless Mini-Split Heat Pumps
Commercial | Com ¦ Indoor Daylight Sensors/Photocell Dimming Control | 2036 | Achievable | MW | Before Competition Groups | 0.23691 | 0 | 0 | 1509.1939 | 0.00015698 | 59 | Commercial_2036_Achievable_MW_Before Competition Groups_59 | Indoor Daylight Sensors/Photocell Dimming Control | 0.0157% | 0 | 0.23691 | Commercial_2036_Achievable_MW_Before Competition Groups_Indoor Daylight Sensors/Photocell Dimming Control
Commercial | Com ¦ Efficient compressor motor | 2036 | Technical | MW | Before Competition Groups | 0.48139 | 0 | 0 | 3068.7059 | 0.00015687 | 80 | Commercial_2036_Technical_MW_Before Competition Groups_80 | Efficient compressor motor | 0.01569% | 0 | 0.48139 | Commercial_2036_Technical_MW_Before Competition Groups_Efficient compressor motor
Commercial | Com ¦ ECM MOTORS FOR HVAC APPLICATION (FAN-POWERED VAV BOX) | 2036 | Economic | MW | Before Competition Groups | 0.3163 | 0 | 0 | 2242.9603 | 0.00014102 | 65 | Commercial_2036_Economic_MW_Before Competition Groups_65 | ECM MOTORS FOR HVAC APPLICATION (FAN-POWERED VAV BOX) | 0.0141% | 0 | 0.3163 | Commercial_2036_Economic_MW_Before Competition Groups_ECM MOTORS FOR HVAC APPLICATION (FAN-POWERED VAV BOX)
Commercial | Com ¦ Solar Water Preheat (Pools/DHW) | 2036 | Achievable | MW | Before Competition Groups | 0.20439 | 0 | 0 | 1509.1939 | 0.00013543 | 60 | Commercial_2036_Achievable_MW_Before Competition Groups_60 | Solar Water Preheat (Pools/DHW) | 0.01354% | 0 | 0.20439 | Commercial_2036_Achievable_MW_Before Competition Groups_Solar Water Preheat (Pools/DHW)
Commercial | Com ¦ Solar Water Preheat (Pools/DHW) | 2036 | Technical | MW | Before Competition Groups | 0.4121 | 0 | 0 | 3068.7059 | 0.00013429 | 81 | Commercial_2036_Technical_MW_Before Competition Groups_81 | Solar Water Preheat (Pools/DHW) | 0.01343% | 0 | 0.4121 | Commercial_2036_Technical_MW_Before Competition Groups_Solar Water Preheat (Pools/DHW)
Commercial | Com ¦ High Efficiency Chiller (avg of water and air cooled) | 2036 | Technical | MW | Before Competition Groups | 0.39343 | 0 | 0 | 3068.7059 | 0.00012821 | 82 | Commercial_2036_Technical_MW_Before Competition Groups_82 | High Efficiency Chiller (avg of water and air cooled) | 0.01282% | 0 | 0.39343 | Commercial_2036_Technical_MW_Before Competition Groups_High Efficiency Chiller (avg of water and air cooled)
Commercial | COM ¦ Ductless Mini-Split Heat Pumps | 2036 | Technical | MW | Before Competition Groups | 0.39317 | 0 | 0 | 3068.7059 | 0.00012812 | 83 | Commercial_2036_Technical_MW_Before Competition Groups_83 | Ductless Mini-Split Heat Pumps | 0.01281% | 0 | 0.39317 | Commercial_2036_Technical_MW_Before Competition Groups_Ductless Mini-Split Heat Pumps
Commercial | Com ¦ SYNCHRONOUS BELT | 2036 | Economic | MW | Before Competition Groups | 0.28584 | 0 | 0 | 2242.9603 | 0.00012744 | 66 | Commercial_2036_Economic_MW_Before Competition Groups_66 | SYNCHRONOUS BELT | 0.01274% | 0 | 0.28584 | Commercial_2036_Economic_MW_Before Competition Groups_SYNCHRONOUS BELT
Commercial | Com ¦ Heat Pump Water Heater (50 Gallons) | 2036 | Technical | MW | Before Competition Groups | 0.37826 | 0 | 0 | 3068.7059 | 0.00012326 | 84 | Commercial_2036_Technical_MW_Before Competition Groups_84 | Heat Pump Water Heater (50 Gallons) | 0.01233% | 0 | 0.37826 | Commercial_2036_Technical_MW_Before Competition Groups_Heat Pump Water Heater (50 Gallons)
Commercial | Com ¦ Efficient compressor motor | 2036 | Economic | MW | Before Competition Groups | 0.27245 | 0 | 0 | 2242.9603 | 0.00012147 | 67 | Commercial_2036_Economic_MW_Before Competition Groups_67 | Efficient compressor motor | 0.01215% | 0 | 0.27245 | Commercial_2036_Economic_MW_Before Competition Groups_Efficient compressor motor
Commercial | Com ¦ Notched V belts for HVAC Systems | 2036 | Technical | MW | Before Competition Groups | 0.36575 | 0 | 0 | 3068.7059 | 0.00011919 | 85 | Commercial_2036_Technical_MW_Before Competition Groups_85 | Notched V belts for HVAC Systems | 0.01192% | 0 | 0.36575 | Commercial_2036_Technical_MW_Before Competition Groups_Notched V belts for HVAC Systems
Commercial | Com ¦ Auto Off Time Switch or Time Clock control | 2036 | Achievable | MW | Before Competition Groups | 0.16331 | 0 | 0 | 1509.1939 | 0.00010821 | 61 | Commercial_2036_Achievable_MW_Before Competition Groups_61 | Auto Off Time Switch or Time Clock control | 0.01082% | 0 | 0.16331 | Commercial_2036_Achievable_MW_Before Competition Groups_Auto Off Time Switch or Time Clock control
Commercial | Com ¦ ECM MOTORS FOR HVAC APPLICATION (FAN-POWERED VAV BOX) | 2036 | Technical | MW | Before Competition Groups | 0.31703 | 0 | 0 | 3068.7059 | 0.00010331 | 86 | Commercial_2036_Technical_MW_Before Competition Groups_86 | ECM MOTORS FOR HVAC APPLICATION (FAN-POWERED VAV BOX) | 0.01033% | 0 | 0.31703 | Commercial_2036_Technical_MW_Before Competition Groups_ECM MOTORS FOR HVAC APPLICATION (FAN-POWERED VAV BOX)
Commercial | Com ¦ Commercial Hot Food Holding Cabinets | 2036 | Technical | MW | Before Competition Groups | 0.30353 | 0 | 0 | 3068.7059 | 9.8911e-05 | 87 | Commercial_2036_Technical_MW_Before Competition Groups_87 | Commercial Hot Food Holding Cabinets | 0.009891% | 0 | 0.30353 | Commercial_2036_Technical_MW_Before Competition Groups_Commercial Hot Food Holding Cabinets
Commercial | Com ¦ LED RECESSED DOWNLIGHTS | 2036 | Economic | MW | Before Competition Groups | 0.21828 | 0 | 0 | 2242.9603 | 9.7317e-05 | 68 | Commercial_2036_Economic_MW_Before Competition Groups_68 | LED RECESSED DOWNLIGHTS | 0.009732% | 0 | 0.21828 | Commercial_2036_Economic_MW_Before Competition Groups_LED RECESSED DOWNLIGHTS
Commercial | Com ¦ Demand controlled Circulating Systems | 2036 | Achievable | MW | Before Competition Groups | 0.1431 | 0 | 0 | 1509.1939 | 9.4822e-05 | 62 | Commercial_2036_Achievable_MW_Before Competition Groups_62 | Demand controlled Circulating Systems | 0.009482% | 0 | 0.1431 | Commercial_2036_Achievable_MW_Before Competition Groups_Demand controlled Circulating Systems
Commercial | Com ¦ CEE Tier 2/Energy Star Clothes Washers | 2036 | Achievable | MW | Before Competition Groups | 0.14101 | 0 | 0 | 1509.1939 | 9.3435e-05 | 63 | Commercial_2036_Achievable_MW_Before Competition Groups_63 | CEE Tier 2/Energy Star Clothes Washers | 0.009344% | 0 | 0.14101 | Commercial_2036_Achievable_MW_Before Competition Groups_CEE Tier 2/Energy Star Clothes Washers
Commercial | Com ¦ Auto Off Time Switch or Time Clock control | 2036 | Economic | MW | Before Competition Groups | 0.19348 | 0 | 0 | 2242.9603 | 8.6259e-05 | 69 | Commercial_2036_Economic_MW_Before Competition Groups_69 | Auto Off Time Switch or Time Clock control | 0.008626% | 0 | 0.19348 | Commercial_2036_Economic_MW_Before Competition Groups_Auto Off Time Switch or Time Clock control
Commercial | Com ¦ HVAC Optimization | 2036 | Technical | MW | Before Competition Groups | 0.26459 | 0 | 0 | 3068.7059 | 8.6223e-05 | 88 | Commercial_2036_Technical_MW_Before Competition Groups_88 | HVAC Optimization | 0.008622% | 0 | 0.26459 | Commercial_2036_Technical_MW_Before Competition Groups_HVAC Optimization
Commercial | Com ¦ Notched V belts for HVAC Systems | 2036 | Economic | MW | Before Competition Groups | 0.18997 | 0 | 0 | 2242.9603 | 8.4696e-05 | 70 | Commercial_2036_Economic_MW_Before Competition Groups_70 | Notched V belts for HVAC Systems | 0.00847% | 0 | 0.18997 | Commercial_2036_Economic_MW_Before Competition Groups_Notched V belts for HVAC Systems
Commercial | Com ¦ CEE Tier 2/Energy Star Clothes Washers | 2036 | Economic | MW | Before Competition Groups | 0.18291 | 0 | 0 | 2242.9603 | 8.1546e-05 | 71 | Commercial_2036_Economic_MW_Before Competition Groups_71 | CEE Tier 2/Energy Star Clothes Washers | 0.008155% | 0 | 0.18291 | Commercial_2036_Economic_MW_Before Competition Groups_CEE Tier 2/Energy Star Clothes Washers
Commercial | Com ¦ Efficient compressor motor | 2036 | Achievable | MW | Before Competition Groups | 0.12206 | 0 | 0 | 1509.1939 | 8.0876e-05 | 64 | Commercial_2036_Achievable_MW_Before Competition Groups_64 | Efficient compressor motor | 0.008088% | 0 | 0.12206 | Commercial_2036_Achievable_MW_Before Competition Groups_Efficient compressor motor
Commercial | Com ¦ Wall Insulation | 2036 | Economic | MW | Before Competition Groups | 0.16758 | 0 | 0 | 2242.9603 | 7.4715e-05 | 72 | Commercial_2036_Economic_MW_Before Competition Groups_72 | Wall Insulation | 0.007471% | 0 | 0.16758 | Commercial_2036_Economic_MW_Before Competition Groups_Wall Insulation
Commercial | Com ¦ HVAC Optimization | 2036 | Achievable | MW | Before Competition Groups | 0.10877 | 0 | 0 | 1509.1939 | 7.2073e-05 | 65 | Commercial_2036_Achievable_MW_Before Competition Groups_65 | HVAC Optimization | 0.007207% | 0 | 0.10877 | Commercial_2036_Achievable_MW_Before Competition Groups_HVAC Optimization
Commercial | Com ¦ HVAC Optimization | 2036 | Economic | MW | Before Competition Groups | 0.1594 | 0 | 0 | 2242.9603 | 7.1068e-05 | 73 | Commercial_2036_Economic_MW_Before Competition Groups_73 | HVAC Optimization | 0.007107% | 0 | 0.1594 | Commercial_2036_Economic_MW_Before Competition Groups_HVAC Optimization
Commercial | Com ¦ Auto Off Time Switch or Time Clock control | 2036 | Technical | MW | Before Competition Groups | 0.19348 | 0 | 0 | 3068.7059 | 6.3048e-05 | 89 | Commercial_2036_Technical_MW_Before Competition Groups_89 | Auto Off Time Switch or Time Clock control | 0.006305% | 0 | 0.19348 | Commercial_2036_Technical_MW_Before Competition Groups_Auto Off Time Switch or Time Clock control
Commercial | Com ¦ Demand controlled Circulating Systems | 2036 | Economic | MW | Before Competition Groups | 0.13487 | 0 | 0 | 2242.9603 | 6.0131e-05 | 74 | Commercial_2036_Economic_MW_Before Competition Groups_74 | Demand controlled Circulating Systems | 0.006013% | 0 | 0.13487 | Commercial_2036_Economic_MW_Before Competition Groups_Demand controlled Circulating Systems
Commercial | Com ¦ CEE Tier 2/Energy Star Clothes Washers | 2036 | Technical | MW | Before Competition Groups | 0.18291 | 0 | 0 | 3068.7059 | 5.9603e-05 | 90 | Commercial_2036_Technical_MW_Before Competition Groups_90 | CEE Tier 2/Energy Star Clothes Washers | 0.00596% | 0 | 0.18291 | Commercial_2036_Technical_MW_Before Competition Groups_CEE Tier 2/Energy Star Clothes Washers
Commercial | Com ¦ Notched V belts for HVAC Systems | 2036 | Achievable | MW | Before Competition Groups | 0.08466 | 0 | 0 | 1509.1939 | 5.6096e-05 | 66 | Commercial_2036_Achievable_MW_Before Competition Groups_66 | Notched V belts for HVAC Systems | 0.00561% | 0 | 0.08466 | Commercial_2036_Achievable_MW_Before Competition Groups_Notched V belts for HVAC Systems
Commercial | Com ¦ Low Flow Pre-Rinse Spray Nozzle | 2036 | Achievable | MW | Before Competition Groups | 0.08093 | 0 | 0 | 1509.1939 | 5.3625e-05 | 67 | Commercial_2036_Achievable_MW_Before Competition Groups_67 | Low Flow Pre-Rinse Spray Nozzle | 0.005362% | 0 | 0.08093 | Commercial_2036_Achievable_MW_Before Competition Groups_Low Flow Pre-Rinse Spray Nozzle
Commercial | Com ¦ Commercial Hot Food Holding Cabinets | 2036 | Economic | MW | Before Competition Groups | 0.1143 | 0 | 0 | 2242.9603 | 5.0961e-05 | 75 | Commercial_2036_Economic_MW_Before Competition Groups_75 | Commercial Hot Food Holding Cabinets | 0.005096% | 0 | 0.1143 | Commercial_2036_Economic_MW_Before Competition Groups_Commercial Hot Food Holding Cabinets
Commercial | Com ¦ Solar Electric Water Heater (50 Gallon) | 2036 | Technical | MW | Before Competition Groups | 0.15464 | 0 | 0 | 3068.7059 | 5.0394e-05 | 91 | Commercial_2036_Technical_MW_Before Competition Groups_91 | Solar Electric Water Heater (50 Gallon) | 0.005039% | 0 | 0.15464 | Commercial_2036_Technical_MW_Before Competition Groups_Solar Electric Water Heater (50 Gallon)
Commercial | Com ¦ Low Flow Pre-Rinse Spray Nozzle | 2036 | Economic | MW | Before Competition Groups | 0.11278 | 0 | 0 | 2242.9603 | 5.0281e-05 | 76 | Commercial_2036_Economic_MW_Before Competition Groups_76 | Low Flow Pre-Rinse Spray Nozzle | 0.005028% | 0 | 0.11278 | Commercial_2036_Economic_MW_Before Competition Groups_Low Flow Pre-Rinse Spray Nozzle
Commercial | Com ¦ High Efficiency Small Instantaneous Water Heater | 2036 | Achievable | MW | Before Competition Groups | 0.075299 | 0 | 0 | 1509.1939 | 4.9893e-05 | 68 | Commercial_2036_Achievable_MW_Before Competition Groups_68 | High Efficiency Small Instantaneous Water Heater | 0.004989% | 0 | 0.075299 | Commercial_2036_Achievable_MW_Before Competition Groups_High Efficiency Small Instantaneous Water Heater
Commercial | Com ¦ Wall Insulation | 2036 | Achievable | MW | Before Competition Groups | 0.072631 | 0 | 0 | 1509.1939 | 4.8126e-05 | 69 | Commercial_2036_Achievable_MW_Before Competition Groups_69 | Wall Insulation | 0.004813% | 0 | 0.072631 | Commercial_2036_Achievable_MW_Before Competition Groups_Wall Insulation
Commercial | Com ¦ Commercial Hot Food Holding Cabinets | 2036 | Achievable | MW | Before Competition Groups | 0.07021 | 0 | 0 | 1509.1939 | 4.6521e-05 | 70 | Commercial_2036_Achievable_MW_Before Competition Groups_70 | Commercial Hot Food Holding Cabinets | 0.004652% | 0 | 0.07021 | Commercial_2036_Achievable_MW_Before Competition Groups_Commercial Hot Food Holding Cabinets
Commercial | Com ¦ Demand controlled Circulating Systems | 2036 | Technical | MW | Before Competition Groups | 0.13487 | 0 | 0 | 3068.7059 | 4.395e-05 | 92 | Commercial_2036_Technical_MW_Before Competition Groups_92 | Demand controlled Circulating Systems | 0.004395% | 0 | 0.13487 | Commercial_2036_Technical_MW_Before Competition Groups_Demand controlled Circulating Systems
Commercial | Com ¦ Low Flow Pre-Rinse Spray Nozzle | 2036 | Technical | MW | Before Competition Groups | 0.11278 | 0 | 0 | 3068.7059 | 3.6751e-05 | 93 | Commercial_2036_Technical_MW_Before Competition Groups_93 | Low Flow Pre-Rinse Spray Nozzle | 0.003675% | 0 | 0.11278 | Commercial_2036_Technical_MW_Before Competition Groups_Low Flow Pre-Rinse Spray Nozzle
Commercial | Com ¦ Room AC (w/ louvered sides) 14 SEER from 12 SEER code | 2036 | Achievable | MW | Before Competition Groups | 0.051151 | 0 | 0 | 1509.1939 | 3.3893e-05 | 71 | Commercial_2036_Achievable_MW_Before Competition Groups_71 | Room AC (w/ louvered sides) 14 SEER from 12 SEER code | 0.003389% | 0 | 0.051151 | Commercial_2036_Achievable_MW_Before Competition Groups_Room AC (w/ louvered sides) 14 SEER from 12 SEER code
Commercial | Com ¦ Condensing Unit Heaters or other Efficient Unit Heating System | 2036 | Achievable | MW | Before Competition Groups | 0.048059 | 0 | 0 | 1509.1939 | 3.1844e-05 | 72 | Commercial_2036_Achievable_MW_Before Competition Groups_72 | Condensing Unit Heaters or other Efficient Unit Heating System | 0.003184% | 0 | 0.048059 | Commercial_2036_Achievable_MW_Before Competition Groups_Condensing Unit Heaters or other Efficient Unit Heating System
Commercial | Com ¦ HOTEL OCCUPANCY CONTROLS (HVAC + LIGHTING) | 2036 | Achievable | MW | Before Competition Groups | 0.03951 | 0 | 0 | 1509.1939 | 2.6179e-05 | 73 | Commercial_2036_Achievable_MW_Before Competition Groups_73 | HOTEL OCCUPANCY CONTROLS (HVAC + LIGHTING) | 0.002618% | 0 | 0.03951 | Commercial_2036_Achievable_MW_Before Competition Groups_HOTEL OCCUPANCY CONTROLS (HVAC + LIGHTING)
Commercial | Com ¦ Room AC (w/ louvered sides) 14 SEER from 12 SEER code | 2036 | Economic | MW | Before Competition Groups | 0.05364 | 0 | 0 | 2242.9603 | 2.3915e-05 | 77 | Commercial_2036_Economic_MW_Before Competition Groups_77 | Room AC (w/ louvered sides) 14 SEER from 12 SEER code | 0.002391% | 0 | 0.05364 | Commercial_2036_Economic_MW_Before Competition Groups_Room AC (w/ louvered sides) 14 SEER from 12 SEER code
Commercial | Com ¦ Condensing Unit Heaters or other Efficient Unit Heating System | 2036 | Economic | MW | Before Competition Groups | 0.046076 | 0 | 0 | 2242.9603 | 2.0543e-05 | 78 | Commercial_2036_Economic_MW_Before Competition Groups_78 | Condensing Unit Heaters or other Efficient Unit Heating System | 0.002054% | 0 | 0.046076 | Commercial_2036_Economic_MW_Before Competition Groups_Condensing Unit Heaters or other Efficient Unit Heating System
Commercial | Com ¦ VSD Air Compressor | 2036 | Achievable | MW | Before Competition Groups | 0.022897 | 0 | 0 | 1509.1939 | 1.5171e-05 | 74 | Commercial_2036_Achievable_MW_Before Competition Groups_74 | VSD Air Compressor | 0.001517% | 0 | 0.022897 | Commercial_2036_Achievable_MW_Before Competition Groups_VSD Air Compressor
Commercial | Com ¦ Condensing Unit Heaters or other Efficient Unit Heating System | 2036 | Technical | MW | Before Competition Groups | 0.046076 | 0 | 0 | 3068.7059 | 1.5015e-05 | 94 | Commercial_2036_Technical_MW_Before Competition Groups_94 | Condensing Unit Heaters or other Efficient Unit Heating System | 0.001501% | 0 | 0.046076 | Commercial_2036_Technical_MW_Before Competition Groups_Condensing Unit Heaters or other Efficient Unit Heating System
Commercial | Com ¦ Roof Insulation/Ceiling Insulation (R25 Code to R35) | 2036 | Economic | MW | Before Competition Groups | 0.033251 | 0 | 0 | 2242.9603 | 1.4824e-05 | 79 | Commercial_2036_Economic_MW_Before Competition Groups_79 | Roof Insulation/Ceiling Insulation (R25 Code to R35) | 0.001482% | 0 | 0.033251 | Commercial_2036_Economic_MW_Before Competition Groups_Roof Insulation/Ceiling Insulation (R25 Code to R35)
Commercial | Com ¦ Energy Recovery Ventilation and Ventilation (Enhanced) | 2036 | Achievable | MW | Before Competition Groups | 0.022257 | 0 | 0 | 1509.1939 | 1.4748e-05 | 75 | Commercial_2036_Achievable_MW_Before Competition Groups_75 | Energy Recovery Ventilation and Ventilation (Enhanced) | 0.001475% | 0 | 0.022257 | Commercial_2036_Achievable_MW_Before Competition Groups_Energy Recovery Ventilation and Ventilation (Enhanced)
Commercial | Com ¦ VSD Air Compressor | 2036 | Economic | MW | Before Competition Groups | 0.032483 | 0 | 0 | 2242.9603 | 1.4482e-05 | 80 | Commercial_2036_Economic_MW_Before Competition Groups_80 | VSD Air Compressor | 0.001448% | 0 | 0.032483 | Commercial_2036_Economic_MW_Before Competition Groups_VSD Air Compressor
Commercial | Com ¦ High Efficiency Chiller (avg of water and air cooled) | 2036 | Achievable | MW | Before Competition Groups | 0.021558 | 0 | 0 | 1509.1939 | 1.4284e-05 | 76 | Commercial_2036_Achievable_MW_Before Competition Groups_76 | High Efficiency Chiller (avg of water and air cooled) | 0.001428% | 0 | 0.021558 | Commercial_2036_Achievable_MW_Before Competition Groups_High Efficiency Chiller (avg of water and air cooled)
Commercial | Com ¦ EC Plug Fan for Data Center (under cabinet) | 2036 | Economic | MW | Before Competition Groups | 0.028201 | 0 | 0 | 2242.9603 | 1.2573e-05 | 81 | Commercial_2036_Economic_MW_Before Competition Groups_81 | EC Plug Fan for Data Center (under cabinet) | 0.001257% | 0 | 0.028201 | Commercial_2036_Economic_MW_Before Competition Groups_EC Plug Fan for Data Center (under cabinet)
Commercial | Com ¦ High Efficiency Chiller (avg of water and air cooled) | 2036 | Economic | MW | Before Competition Groups | 0.027408 | 0 | 0 | 2242.9603 | 1.222e-05 | 82 | Commercial_2036_Economic_MW_Before Competition Groups_82 | High Efficiency Chiller (avg of water and air cooled) | 0.001222% | 0 | 0.027408 | Commercial_2036_Economic_MW_Before Competition Groups_High Efficiency Chiller (avg of water and air cooled)
Commercial | Com ¦ VSD Air Compressor | 2036 | Technical | MW | Before Competition Groups | 0.032483 | 0 | 0 | 3068.7059 | 1.0585e-05 | 95 | Commercial_2036_Technical_MW_Before Competition Groups_95 | VSD Air Compressor | 0.001059% | 0 | 0.032483 | Commercial_2036_Technical_MW_Before Competition Groups_VSD Air Compressor
Commercial | Com ¦ eCube | 2036 | Technical | MW | Before Competition Groups | 0.03151 | 0 | 0 | 3068.7059 | 1.0268e-05 | 96 | Commercial_2036_Technical_MW_Before Competition Groups_96 | eCube | 0.001027% | 0 | 0.03151 | Commercial_2036_Technical_MW_Before Competition Groups_eCube
Commercial | Com ¦ EC Plug Fan for Data Center (under cabinet) | 2036 | Technical | MW | Before Competition Groups | 0.028201 | 0 | 0 | 3068.7059 | 9.1899e-06 | 97 | Commercial_2036_Technical_MW_Before Competition Groups_97 | EC Plug Fan for Data Center (under cabinet) | 0.000919% | 0 | 0.028201 | Commercial_2036_Technical_MW_Before Competition Groups_EC Plug Fan for Data Center (under cabinet)
Commercial | Com ¦ EC Plug Fan for Data Center (under cabinet) | 2036 | Achievable | MW | Before Competition Groups | 0.010914 | 0 | 0 | 1509.1939 | 7.232e-06 | 77 | Commercial_2036_Achievable_MW_Before Competition Groups_77 | EC Plug Fan for Data Center (under cabinet) | 0.0007232% | 0 | 0.010914 | Commercial_2036_Achievable_MW_Before Competition Groups_EC Plug Fan for Data Center (under cabinet)
Commercial | Com ¦ Exterior Photocell | 2036 | Technical | MW | Before Competition Groups | 0.014954 | 0 | 0 | 3068.7059 | 4.8731e-06 | 98 | Commercial_2036_Technical_MW_Before Competition Groups_98 | Exterior Photocell | 0.0004873% | 0 | 0.014954 | Commercial_2036_Technical_MW_Before Competition Groups_Exterior Photocell
Commercial | Com ¦ Air Curtains | 2036 | Achievable | MW | Before Competition Groups | 0.006318 | 0 | 0 | 1509.1939 | 4.1864e-06 | 78 | Commercial_2036_Achievable_MW_Before Competition Groups_78 | Air Curtains | 0.0004186% | 0 | 0.006318 | Commercial_2036_Achievable_MW_Before Competition Groups_Air Curtains
Commercial | Com ¦ SYNCHRONOUS BELT | 2036 | Achievable | MW | Before Competition Groups | 0.0050906 | 0 | 0 | 1509.1939 | 3.3731e-06 | 79 | Commercial_2036_Achievable_MW_Before Competition Groups_79 | SYNCHRONOUS BELT | 0.0003373% | 0 | 0.0050906 | Commercial_2036_Achievable_MW_Before Competition Groups_SYNCHRONOUS BELT
Commercial | Com ¦ Air Curtains | 2036 | Economic | MW | Before Competition Groups | 0.0071741 | 0 | 0 | 2242.9603 | 3.1985e-06 | 83 | Commercial_2036_Economic_MW_Before Competition Groups_83 | Air Curtains | 0.0003199% | 0 | 0.0071741 | Commercial_2036_Economic_MW_Before Competition Groups_Air Curtains
Commercial | Com ¦ Air Curtains | 2036 | Technical | MW | Before Competition Groups | 0.0071741 | 0 | 0 | 3068.7059 | 2.3378e-06 | 99 | Commercial_2036_Technical_MW_Before Competition Groups_99 | Air Curtains | 0.0002338% | 0 | 0.0071741 | Commercial_2036_Technical_MW_Before Competition Groups_Air Curtains
Commercial | Com ¦ Roof Insulation/Ceiling Insulation (R25 Code to R35) | 2036 | Achievable | MW | Before Competition Groups | 0.0016284 | 0 | 0 | 1509.1939 | 1.079e-06 | 80 | Commercial_2036_Achievable_MW_Before Competition Groups_80 | Roof Insulation/Ceiling Insulation (R25 Code to R35) | 0.0001079% | 0 | 0.0016284 | Commercial_2036_Achievable_MW_Before Competition Groups_Roof Insulation/Ceiling Insulation (R25 Code to R35)
Commercial | Com ¦ High Efficiency Induction Cooking | 2036 | Technical | MW | Before Competition Groups | 0.0014073 | 0 | 0 | 3068.7059 | 4.586e-07 | 100 | Commercial_2036_Technical_MW_Before Competition Groups_100 | High Efficiency Induction Cooking | 4.586e-05% | 0 | 0.0014073 | Commercial_2036_Technical_MW_Before Competition Groups_High Efficiency Induction Cooking
Commercial | Com ¦ Electric Convection Combination Ovens | 2036 | Achievable | MW | Before Competition Groups | 0.0003416 | 0 | 0 | 1509.1939 | 2.2635e-07 | 81 | Commercial_2036_Achievable_MW_Before Competition Groups_81 | Electric Convection Combination Ovens | 2.263e-05% | 0 | 0.0003416 | Commercial_2036_Achievable_MW_Before Competition Groups_Electric Convection Combination Ovens
Commercial | Com ¦ Electric Convection Combination Ovens | 2036 | Economic | MW | Before Competition Groups | 0.00042326 | 0 | 0 | 2242.9603 | 1.8871e-07 | 84 | Commercial_2036_Economic_MW_Before Competition Groups_84 | Electric Convection Combination Ovens | 1.887e-05% | 0 | 0.00042326 | Commercial_2036_Economic_MW_Before Competition Groups_Electric Convection Combination Ovens
Commercial | Com ¦ Electric Convection Combination Ovens | 2036 | Technical | MW | Before Competition Groups | 0.00042326 | 0 | 0 | 3068.7059 | 1.3793e-07 | 101 | Commercial_2036_Technical_MW_Before Competition Groups_101 | Electric Convection Combination Ovens | 1.379e-05% | 0 | 0.00042326 | Commercial_2036_Technical_MW_Before Competition Groups_Electric Convection Combination Ovens
Commercial | Com ¦ LLLC - Low Impact Application | 2036 | Achievable | MW | Before Competition Groups | 1.0527e-19 | 0 | 0 | 1509.1939 | 6.9755e-23 | 82 | Commercial_2036_Achievable_MW_Before Competition Groups_82 | LLLC - Low Impact Application | 6.975e-21% | 0 | 1.0527e-19 | Commercial_2036_Achievable_MW_Before Competition Groups_LLLC - Low Impact Application
Commercial | Com ¦ LLLC - High Impact Application | 2036 | Achievable | MW | Before Competition Groups | 5.0414e-20 | 0 | 0 | 1509.1939 | 3.3404e-23 | 83 | Commercial_2036_Achievable_MW_Before Competition Groups_83 | LLLC - High Impact Application | 3.34e-21% | 0 | 5.0414e-20 | Commercial_2036_Achievable_MW_Before Competition Groups_LLLC - High Impact Application
Commercial | Com ¦ Networked/Connected - High Impact Application | 2036 | Achievable | MW | Before Competition Groups | 9.8257e-22 | 0 | 0 | 1509.1939 | 6.5105e-25 | 84 | Commercial_2036_Achievable_MW_Before Competition Groups_84 | Networked/Connected - High Impact Application | 6.511e-23% | 0 | 9.8257e-22 | Commercial_2036_Achievable_MW_Before Competition Groups_Networked/Connected - High Impact Application
Commercial | Com ¦ Networked/Connected - Low Impact Application | 2036 | Achievable | MW | Before Competition Groups | 4.3778e-22 | 0 | 0 | 1509.1939 | 2.9008e-25 | 85 | Commercial_2036_Achievable_MW_Before Competition Groups_85 | Networked/Connected - Low Impact Application | 2.901e-23% | 0 | 4.3778e-22 | Commercial_2036_Achievable_MW_Before Competition Groups_Networked/Connected - Low Impact Application
Commercial | Com ¦ Ground Source Heat Pump | 2036 | Achievable | MW | Before Competition Groups | 0 | 0 | 0 | 1509.1939 | 0 | 86 | Commercial_2036_Achievable_MW_Before Competition Groups_86 | Ground Source Heat Pump | 0% | 0 | 0 | Commercial_2036_Achievable_MW_Before Competition Groups_Ground Source Heat Pump
Commercial | Com ¦ Ground Source Heat Pump | 2036 | Economic | MW | Before Competition Groups | 0 | 0 | 0 | 2242.9603 | 0 | 85 | Commercial_2036_Economic_MW_Before Competition Groups_85 | Ground Source Heat Pump | 0% | 0 | 0 | Commercial_2036_Economic_MW_Before Competition Groups_Ground Source Heat Pump
Commercial | Com ¦ High R-Value Glass Doors/no-heat glass door | 2036 | Achievable | MW | Before Competition Groups | 0 | 0 | 0 | 1509.1939 | 0 | 87 | Commercial_2036_Achievable_MW_Before Competition Groups_87 | High R-Value Glass Doors/no-heat glass door | 0% | 0 | 0 | Commercial_2036_Achievable_MW_Before Competition Groups_High R-Value Glass Doors/no-heat glass door
Commercial | Com ¦ High R-Value Glass Doors/no-heat glass door | 2036 | Economic | MW | Before Competition Groups | 0 | 0 | 0 | 2242.9603 | 0 | 86 | Commercial_2036_Economic_MW_Before Competition Groups_86 | High R-Value Glass Doors/no-heat glass door | 0% | 0 | 0 | Commercial_2036_Economic_MW_Before Competition Groups_High R-Value Glass Doors/no-heat glass door
Commercial | Com ¦ Refrigeration Commissioning | 2036 | Achievable | MW | Before Competition Groups | 0 | 0 | 0 | 1509.1939 | 0 | 88 | Commercial_2036_Achievable_MW_Before Competition Groups_88 | Refrigeration Commissioning | 0% | 0 | 0 | Commercial_2036_Achievable_MW_Before Competition Groups_Refrigeration Commissioning
Commercial | Com ¦ Refrigeration Commissioning | 2036 | Economic | MW | Before Competition Groups | 0 | 0 | 0 | 2242.9603 | 0 | 87 | Commercial_2036_Economic_MW_Before Competition Groups_87 | Refrigeration Commissioning | 0% | 0 | 0 | Commercial_2036_Economic_MW_Before Competition Groups_Refrigeration Commissioning
Commercial | Com ¦ Education and Capacity Building/Energy Behavior | 2037 | Achievable | MW | Before Competition Groups | 198.3192 | 0 | 0 | 1585.5862 | 0.12508 | 1 | Commercial_2037_Achievable_MW_Before Competition Groups_1 | Education and Capacity Building/Energy Behavior | 12.51% | 0 | 198.3192 | Commercial_2037_Achievable_MW_Before Competition Groups_Education and Capacity Building/Energy Behavior
Commercial | Com ¦ LED Low/High Bay | 2037 | Achievable | MW | Before Competition Groups | 178.2407 | 0 | 0 | 1585.5862 | 0.11241 | 2 | Commercial_2037_Achievable_MW_Before Competition Groups_2 | LED Low/High Bay | 11.24% | 0 | 178.2407 | Commercial_2037_Achievable_MW_Before Competition Groups_LED Low/High Bay
Commercial | Com ¦ Building Recommissioning, Operations and Maintenance (O&M) Improvements | 2037 | Economic | MW | Before Competition Groups | 247.2707 | 0 | 0 | 2260.5099 | 0.10939 | 1 | Commercial_2037_Economic_MW_Before Competition Groups_1 | Building Recommissioning, Operations and Maintenance (O&M) Improvements | 10.94% | 0 | 247.2707 | Commercial_2037_Economic_MW_Before Competition Groups_Building Recommissioning, Operations and Maintenance (O&M) Improvements
Commercial | Com ¦ Education and Capacity Building/Energy Behavior | 2037 | Economic | MW | Before Competition Groups | 221.0975 | 0 | 0 | 2260.5099 | 0.097809 | 2 | Commercial_2037_Economic_MW_Before Competition Groups_2 | Education and Capacity Building/Energy Behavior | 9.781% | 0 | 221.0975 | Commercial_2037_Economic_MW_Before Competition Groups_Education and Capacity Building/Energy Behavior
Commercial | Com ¦ Building Recommissioning, Operations and Maintenance (O&M) Improvements | 2037 | Achievable | MW | Before Competition Groups | 147.6758 | 0 | 0 | 1585.5862 | 0.093136 | 3 | Commercial_2037_Achievable_MW_Before Competition Groups_3 | Building Recommissioning, Operations and Maintenance (O&M) Improvements | 9.314% | 0 | 147.6758 | Commercial_2037_Achievable_MW_Before Competition Groups_Building Recommissioning, Operations and Maintenance (O&M) Improvements
Commercial | Com ¦ LED Troffer/Surface/Suspended | 2037 | Achievable | MW | Before Competition Groups | 137.9934 | 0 | 0 | 1585.5862 | 0.08703 | 4 | Commercial_2037_Achievable_MW_Before Competition Groups_4 | LED Troffer/Surface/Suspended | 8.703% | 0 | 137.9934 | Commercial_2037_Achievable_MW_Before Competition Groups_LED Troffer/Surface/Suspended
Commercial | Com ¦ ENERGY STAR LED LAMPS (REFLECTOR LAMPs/MR16/PAR 16) | 2037 | Achievable | MW | Before Competition Groups | 132.6458 | 0 | 0 | 1585.5862 | 0.083657 | 5 | Commercial_2037_Achievable_MW_Before Competition Groups_5 | ENERGY STAR LED LAMPS (REFLECTOR LAMPs/MR16/PAR 16) | 8.366% | 0 | 132.6458 | Commercial_2037_Achievable_MW_Before Competition Groups_ENERGY STAR LED LAMPS (REFLECTOR LAMPs/MR16/PAR 16)
Commercial | Com ¦ High Efficiency Air Source Heat Pump | 2037 | Economic | MW | Before Competition Groups | 185.9704 | 0 | 0 | 2260.5099 | 0.082269 | 3 | Commercial_2037_Economic_MW_Before Competition Groups_3 | High Efficiency Air Source Heat Pump | 8.227% | 0 | 185.9704 | Commercial_2037_Economic_MW_Before Competition Groups_High Efficiency Air Source Heat Pump
Commercial | Com ¦ Central Lighting Control System | 2037 | Technical | MW | Before Competition Groups | 248.2731 | 0 | 0 | 3091.0797 | 0.080319 | 1 | Commercial_2037_Technical_MW_Before Competition Groups_1 | Central Lighting Control System | 8.032% | 0 | 248.2731 | Commercial_2037_Technical_MW_Before Competition Groups_Central Lighting Control System
Commercial | Com ¦ Building Recommissioning, Operations and Maintenance (O&M) Improvements | 2037 | Technical | MW | Before Competition Groups | 247.2707 | 0 | 0 | 3091.0797 | 0.079995 | 2 | Commercial_2037_Technical_MW_Before Competition Groups_2 | Building Recommissioning, Operations and Maintenance (O&M) Improvements | 7.999% | 0 | 247.2707 | Commercial_2037_Technical_MW_Before Competition Groups_Building Recommissioning, Operations and Maintenance (O&M) Improvements
Commercial | Com ¦ LED Low/High Bay | 2037 | Economic | MW | Before Competition Groups | 175.304 | 0 | 0 | 2260.5099 | 0.077551 | 4 | Commercial_2037_Economic_MW_Before Competition Groups_4 | LED Low/High Bay | 7.755% | 0 | 175.304 | Commercial_2037_Economic_MW_Before Competition Groups_LED Low/High Bay
Commercial | Com ¦ Education and Capacity Building/Energy Behavior | 2037 | Technical | MW | Before Competition Groups | 221.0975 | 0 | 0 | 3091.0797 | 0.071528 | 3 | Commercial_2037_Technical_MW_Before Competition Groups_3 | Education and Capacity Building/Energy Behavior | 7.153% | 0 | 221.0975 | Commercial_2037_Technical_MW_Before Competition Groups_Education and Capacity Building/Energy Behavior
Commercial | Com ¦ ENERGY STAR LED LAMPS (REFLECTOR LAMPs/MR16/PAR 16) | 2037 | Economic | MW | Before Competition Groups | 137.3459 | 0 | 0 | 2260.5099 | 0.060759 | 5 | Commercial_2037_Economic_MW_Before Competition Groups_5 | ENERGY STAR LED LAMPS (REFLECTOR LAMPs/MR16/PAR 16) | 6.076% | 0 | 137.3459 | Commercial_2037_Economic_MW_Before Competition Groups_ENERGY STAR LED LAMPS (REFLECTOR LAMPs/MR16/PAR 16)
Commercial | Com ¦ High Efficiency Air Source Heat Pump | 2037 | Technical | MW | Before Competition Groups | 185.9704 | 0 | 0 | 3091.0797 | 0.060164 | 4 | Commercial_2037_Technical_MW_Before Competition Groups_4 | High Efficiency Air Source Heat Pump | 6.016% | 0 | 185.9704 | Commercial_2037_Technical_MW_Before Competition Groups_High Efficiency Air Source Heat Pump
Commercial | Com ¦ LED Troffer/Surface/Suspended | 2037 | Economic | MW | Before Competition Groups | 128.3092 | 0 | 0 | 2260.5099 | 0.056761 | 6 | Commercial_2037_Economic_MW_Before Competition Groups_6 | LED Troffer/Surface/Suspended | 5.676% | 0 | 128.3092 | Commercial_2037_Economic_MW_Before Competition Groups_LED Troffer/Surface/Suspended
Commercial | Com ¦ LED Low/High Bay | 2037 | Technical | MW | Before Competition Groups | 175.304 | 0 | 0 | 3091.0797 | 0.056713 | 5 | Commercial_2037_Technical_MW_Before Competition Groups_5 | LED Low/High Bay | 5.671% | 0 | 175.304 | Commercial_2037_Technical_MW_Before Competition Groups_LED Low/High Bay
Commercial | Com ¦ LLLC - High Impact Application | 2037 | Economic | MW | Before Competition Groups | 109.8928 | 0 | 0 | 2260.5099 | 0.048614 | 7 | Commercial_2037_Economic_MW_Before Competition Groups_7 | LLLC - High Impact Application | 4.861% | 0 | 109.8928 | Commercial_2037_Economic_MW_Before Competition Groups_LLLC - High Impact Application
Commercial | Com ¦ LED Replacement Lamp (Tube) | 2037 | Achievable | MW | Before Competition Groups | 75.5607 | 0 | 0 | 1585.5862 | 0.047655 | 6 | Commercial_2037_Achievable_MW_Before Competition Groups_6 | LED Replacement Lamp (Tube) | 4.765% | 0 | 75.5607 | Commercial_2037_Achievable_MW_Before Competition Groups_LED Replacement Lamp (Tube)
Commercial | Com ¦ Variable Refrigerant Flow Heat Pump | 2037 | Technical | MW | Before Competition Groups | 145.4344 | 0 | 0 | 3091.0797 | 0.04705 | 6 | Commercial_2037_Technical_MW_Before Competition Groups_6 | Variable Refrigerant Flow Heat Pump | 4.705% | 0 | 145.4344 | Commercial_2037_Technical_MW_Before Competition Groups_Variable Refrigerant Flow Heat Pump
Commercial | Com ¦ ENERGY STAR LED LAMPS (REFLECTOR LAMPs/MR16/PAR 16) | 2037 | Technical | MW | Before Competition Groups | 138.9567 | 0 | 0 | 3091.0797 | 0.044954 | 7 | Commercial_2037_Technical_MW_Before Competition Groups_7 | ENERGY STAR LED LAMPS (REFLECTOR LAMPs/MR16/PAR 16) | 4.495% | 0 | 138.9567 | Commercial_2037_Technical_MW_Before Competition Groups_ENERGY STAR LED LAMPS (REFLECTOR LAMPs/MR16/PAR 16)
Commercial | Com ¦ High Efficiency Air Source Heat Pump | 2037 | Achievable | MW | Before Competition Groups | 70.5615 | 0 | 0 | 1585.5862 | 0.044502 | 7 | Commercial_2037_Achievable_MW_Before Competition Groups_7 | High Efficiency Air Source Heat Pump | 4.45% | 0 | 70.5615 | Commercial_2037_Achievable_MW_Before Competition Groups_High Efficiency Air Source Heat Pump
Commercial | Com ¦ Advanced BAS/Controllers | 2037 | Economic | MW | Before Competition Groups | 100.015 | 0 | 0 | 2260.5099 | 0.044244 | 8 | Commercial_2037_Economic_MW_Before Competition Groups_8 | Advanced BAS/Controllers | 4.424% | 0 | 100.015 | Commercial_2037_Economic_MW_Before Competition Groups_Advanced BAS/Controllers
Commercial | Com ¦ LLLC - Low Impact Application | 2037 | Economic | MW | Before Competition Groups | 94.3753 | 0 | 0 | 2260.5099 | 0.04175 | 9 | Commercial_2037_Economic_MW_Before Competition Groups_9 | LLLC - Low Impact Application | 4.175% | 0 | 94.3753 | Commercial_2037_Economic_MW_Before Competition Groups_LLLC - Low Impact Application
Commercial | Com ¦ LED Troffer/Surface/Suspended | 2037 | Technical | MW | Before Competition Groups | 128.3092 | 0 | 0 | 3091.0797 | 0.04151 | 8 | Commercial_2037_Technical_MW_Before Competition Groups_8 | LED Troffer/Surface/Suspended | 4.151% | 0 | 128.3092 | Commercial_2037_Technical_MW_Before Competition Groups_LED Troffer/Surface/Suspended
Commercial | Com ¦ Advanced BAS/Controllers | 2037 | Achievable | MW | Before Competition Groups | 64.4218 | 0 | 0 | 1585.5862 | 0.04063 | 8 | Commercial_2037_Achievable_MW_Before Competition Groups_8 | Advanced BAS/Controllers | 4.063% | 0 | 64.4218 | Commercial_2037_Achievable_MW_Before Competition Groups_Advanced BAS/Controllers
Commercial | Com ¦ Unitary Air-Conditioning Unit | 2037 | Technical | MW | Before Competition Groups | 124.5274 | 0 | 0 | 3091.0797 | 0.040286 | 9 | Commercial_2037_Technical_MW_Before Competition Groups_9 | Unitary Air-Conditioning Unit | 4.029% | 0 | 124.5274 | Commercial_2037_Technical_MW_Before Competition Groups_Unitary Air-Conditioning Unit
Commercial | Com ¦ LED Replacement Lamp (Tube) | 2037 | Economic | MW | Before Competition Groups | 90.9758 | 0 | 0 | 2260.5099 | 0.040246 | 10 | Commercial_2037_Economic_MW_Before Competition Groups_10 | LED Replacement Lamp (Tube) | 4.025% | 0 | 90.9758 | Commercial_2037_Economic_MW_Before Competition Groups_LED Replacement Lamp (Tube)
Commercial | Com ¦ Unitary Air-Conditioning Unit | 2037 | Achievable | MW | Before Competition Groups | 63.363 | 0 | 0 | 1585.5862 | 0.039962 | 9 | Commercial_2037_Achievable_MW_Before Competition Groups_9 | Unitary Air-Conditioning Unit | 3.996% | 0 | 63.363 | Commercial_2037_Achievable_MW_Before Competition Groups_Unitary Air-Conditioning Unit
Commercial | Com ¦ LLLC - Low Impact Application | 2037 | Technical | MW | Before Competition Groups | 120.982 | 0 | 0 | 3091.0797 | 0.039139 | 10 | Commercial_2037_Technical_MW_Before Competition Groups_10 | LLLC - Low Impact Application | 3.914% | 0 | 120.982 | Commercial_2037_Technical_MW_Before Competition Groups_LLLC - Low Impact Application
Commercial | Com ¦ LLLC - High Impact Application | 2037 | Technical | MW | Before Competition Groups | 109.8928 | 0 | 0 | 3091.0797 | 0.035552 | 11 | Commercial_2037_Technical_MW_Before Competition Groups_11 | LLLC - High Impact Application | 3.555% | 0 | 109.8928 | Commercial_2037_Technical_MW_Before Competition Groups_LLLC - High Impact Application
Commercial | Com ¦ Networked/Connected - High Impact Application | 2037 | Economic | MW | Before Competition Groups | 75.9329 | 0 | 0 | 2260.5099 | 0.033591 | 11 | Commercial_2037_Economic_MW_Before Competition Groups_11 | Networked/Connected - High Impact Application | 3.359% | 0 | 75.9329 | Commercial_2037_Economic_MW_Before Competition Groups_Networked/Connected - High Impact Application
Commercial | Com ¦ Networked/Connected - Low Impact Application | 2037 | Technical | MW | Before Competition Groups | 102.7687 | 0 | 0 | 3091.0797 | 0.033247 | 12 | Commercial_2037_Technical_MW_Before Competition Groups_12 | Networked/Connected - Low Impact Application | 3.325% | 0 | 102.7687 | Commercial_2037_Technical_MW_Before Competition Groups_Networked/Connected - Low Impact Application
Commercial | Com ¦ Advanced BAS/Controllers | 2037 | Technical | MW | Before Competition Groups | 100.015 | 0 | 0 | 3091.0797 | 0.032356 | 13 | Commercial_2037_Technical_MW_Before Competition Groups_13 | Advanced BAS/Controllers | 3.236% | 0 | 100.015 | Commercial_2037_Technical_MW_Before Competition Groups_Advanced BAS/Controllers
Commercial | Com ¦ Unitary Air-Conditioning Unit | 2037 | Economic | MW | Before Competition Groups | 70.1552 | 0 | 0 | 2260.5099 | 0.031035 | 12 | Commercial_2037_Economic_MW_Before Competition Groups_12 | Unitary Air-Conditioning Unit | 3.104% | 0 | 70.1552 | Commercial_2037_Economic_MW_Before Competition Groups_Unitary Air-Conditioning Unit
Commercial | Com ¦ Networked/Connected - High Impact Application | 2037 | Technical | MW | Before Competition Groups | 95.6109 | 0 | 0 | 3091.0797 | 0.030931 | 14 | Commercial_2037_Technical_MW_Before Competition Groups_14 | Networked/Connected - High Impact Application | 3.093% | 0 | 95.6109 | Commercial_2037_Technical_MW_Before Competition Groups_Networked/Connected - High Impact Application
Commercial | Com ¦ LED Replacement Lamp (Tube) | 2037 | Technical | MW | Before Competition Groups | 90.9758 | 0 | 0 | 3091.0797 | 0.029432 | 15 | Commercial_2037_Technical_MW_Before Competition Groups_15 | LED Replacement Lamp (Tube) | 2.943% | 0 | 90.9758 | Commercial_2037_Technical_MW_Before Competition Groups_LED Replacement Lamp (Tube)
Commercial | Com ¦ Adaptive Thermostats | 2037 | Achievable | MW | Before Competition Groups | 40.0721 | 0 | 0 | 1585.5862 | 0.025273 | 10 | Commercial_2037_Achievable_MW_Before Competition Groups_10 | Adaptive Thermostats | 2.527% | 0 | 40.0721 | Commercial_2037_Achievable_MW_Before Competition Groups_Adaptive Thermostats
Commercial | Com ¦ Smart Strip Plug Outlets | 2037 | Technical | MW | Before Competition Groups | 72.1316 | 0 | 0 | 3091.0797 | 0.023335 | 16 | Commercial_2037_Technical_MW_Before Competition Groups_16 | Smart Strip Plug Outlets | 2.334% | 0 | 72.1316 | Commercial_2037_Technical_MW_Before Competition Groups_Smart Strip Plug Outlets
Commercial | Com ¦ Refrigerated Display Case Doors | 2037 | Achievable | MW | Before Competition Groups | 35.0519 | 0 | 0 | 1585.5862 | 0.022107 | 11 | Commercial_2037_Achievable_MW_Before Competition Groups_11 | Refrigerated Display Case Doors | 2.211% | 0 | 35.0519 | Commercial_2037_Achievable_MW_Before Competition Groups_Refrigerated Display Case Doors
Commercial | Com ¦ Strip Curtains | 2037 | Achievable | MW | Before Competition Groups | 31.9954 | 0 | 0 | 1585.5862 | 0.020179 | 12 | Commercial_2037_Achievable_MW_Before Competition Groups_12 | Strip Curtains | 2.018% | 0 | 31.9954 | Commercial_2037_Achievable_MW_Before Competition Groups_Strip Curtains
Commercial | Com ¦ Refrigerated Display Case Doors | 2037 | Economic | MW | Before Competition Groups | 43.7941 | 0 | 0 | 2260.5099 | 0.019374 | 13 | Commercial_2037_Economic_MW_Before Competition Groups_13 | Refrigerated Display Case Doors | 1.937% | 0 | 43.7941 | Commercial_2037_Economic_MW_Before Competition Groups_Refrigerated Display Case Doors
Commercial | Com ¦ Furnace Tune-Up | 2037 | Achievable | MW | Before Competition Groups | 30.5201 | 0 | 0 | 1585.5862 | 0.019248 | 13 | Commercial_2037_Achievable_MW_Before Competition Groups_13 | Furnace Tune-Up | 1.925% | 0 | 30.5201 | Commercial_2037_Achievable_MW_Before Competition Groups_Furnace Tune-Up
Commercial | Com ¦ Adaptive Thermostats | 2037 | Economic | MW | Before Competition Groups | 43.0341 | 0 | 0 | 2260.5099 | 0.019037 | 14 | Commercial_2037_Economic_MW_Before Competition Groups_14 | Adaptive Thermostats | 1.904% | 0 | 43.0341 | Commercial_2037_Economic_MW_Before Competition Groups_Adaptive Thermostats
Commercial | Com ¦ Data Center Storage/Server Virtualization | 2037 | Achievable | MW | Before Competition Groups | 29.9806 | 0 | 0 | 1585.5862 | 0.018908 | 14 | Commercial_2037_Achievable_MW_Before Competition Groups_14 | Data Center Storage/Server Virtualization | 1.891% | 0 | 29.9806 | Commercial_2037_Achievable_MW_Before Competition Groups_Data Center Storage/Server Virtualization
Commercial | Com ¦ Refrigerated Display Case Doors | 2037 | Technical | MW | Before Competition Groups | 54.489 | 0 | 0 | 3091.0797 | 0.017628 | 17 | Commercial_2037_Technical_MW_Before Competition Groups_17 | Refrigerated Display Case Doors | 1.763% | 0 | 54.489 | Commercial_2037_Technical_MW_Before Competition Groups_Refrigerated Display Case Doors
Commercial | Com ¦ Reach-in Shaded Pole to ECM/PSC Evaporator Fan Motor | 2037 | Achievable | MW | Before Competition Groups | 27.9254 | 0 | 0 | 1585.5862 | 0.017612 | 15 | Commercial_2037_Achievable_MW_Before Competition Groups_15 | Reach-in Shaded Pole to ECM/PSC Evaporator Fan Motor | 1.761% | 0 | 27.9254 | Commercial_2037_Achievable_MW_Before Competition Groups_Reach-in Shaded Pole to ECM/PSC Evaporator Fan Motor
Commercial | Com ¦ Data Center Storage/Server Virtualization | 2037 | Economic | MW | Before Competition Groups | 38.1497 | 0 | 0 | 2260.5099 | 0.016877 | 15 | Commercial_2037_Economic_MW_Before Competition Groups_15 | Data Center Storage/Server Virtualization | 1.688% | 0 | 38.1497 | Commercial_2037_Economic_MW_Before Competition Groups_Data Center Storage/Server Virtualization
Commercial | Com ¦ Demand Control Ventilation | 2037 | Achievable | MW | Before Competition Groups | 26.6511 | 0 | 0 | 1585.5862 | 0.016808 | 16 | Commercial_2037_Achievable_MW_Before Competition Groups_16 | Demand Control Ventilation | 1.681% | 0 | 26.6511 | Commercial_2037_Achievable_MW_Before Competition Groups_Demand Control Ventilation
Commercial | Com ¦ Variable Refrigerant Flow Heat Pump | 2037 | Achievable | MW | Before Competition Groups | 26.2789 | 0 | 0 | 1585.5862 | 0.016574 | 17 | Commercial_2037_Achievable_MW_Before Competition Groups_17 | Variable Refrigerant Flow Heat Pump | 1.657% | 0 | 26.2789 | Commercial_2037_Achievable_MW_Before Competition Groups_Variable Refrigerant Flow Heat Pump
Commercial | Com ¦ LED or Equivalent Sign Lighting | 2037 | Achievable | MW | Before Competition Groups | 26.0564 | 0 | 0 | 1585.5862 | 0.016433 | 18 | Commercial_2037_Achievable_MW_Before Competition Groups_18 | LED or Equivalent Sign Lighting | 1.643% | 0 | 26.0564 | Commercial_2037_Achievable_MW_Before Competition Groups_LED or Equivalent Sign Lighting
Commercial | Com ¦ Demand Control Ventilation | 2037 | Economic | MW | Before Competition Groups | 36.1874 | 0 | 0 | 2260.5099 | 0.016009 | 16 | Commercial_2037_Economic_MW_Before Competition Groups_16 | Demand Control Ventilation | 1.601% | 0 | 36.1874 | Commercial_2037_Economic_MW_Before Competition Groups_Demand Control Ventilation
Commercial | Com ¦ Reach-in Shaded Pole to ECM/PSC Evaporator Fan Motor | 2037 | Economic | MW | Before Competition Groups | 36.1341 | 0 | 0 | 2260.5099 | 0.015985 | 17 | Commercial_2037_Economic_MW_Before Competition Groups_17 | Reach-in Shaded Pole to ECM/PSC Evaporator Fan Motor | 1.598% | 0 | 36.1341 | Commercial_2037_Economic_MW_Before Competition Groups_Reach-in Shaded Pole to ECM/PSC Evaporator Fan Motor
Commercial | Com ¦ Strip Curtains | 2037 | Economic | MW | Before Competition Groups | 32.84 | 0 | 0 | 2260.5099 | 0.014528 | 18 | Commercial_2037_Economic_MW_Before Competition Groups_18 | Strip Curtains | 1.453% | 0 | 32.84 | Commercial_2037_Economic_MW_Before Competition Groups_Strip Curtains
Commercial | Com ¦ Adaptive Thermostats | 2037 | Technical | MW | Before Competition Groups | 43.3274 | 0 | 0 | 3091.0797 | 0.014017 | 18 | Commercial_2037_Technical_MW_Before Competition Groups_18 | Adaptive Thermostats | 1.402% | 0 | 43.3274 | Commercial_2037_Technical_MW_Before Competition Groups_Adaptive Thermostats
Commercial | Com ¦ Centrally controlled desktop PC/NETWORK PC POWER MANAGEMENT SOFTWARE | 2037 | Achievable | MW | Before Competition Groups | 21.8012 | 0 | 0 | 1585.5862 | 0.01375 | 19 | Commercial_2037_Achievable_MW_Before Competition Groups_19 | Centrally controlled desktop PC/NETWORK PC POWER MANAGEMENT SOFTWARE | 1.375% | 0 | 21.8012 | Commercial_2037_Achievable_MW_Before Competition Groups_Centrally controlled desktop PC/NETWORK PC POWER MANAGEMENT SOFTWARE
Commercial | Com ¦ Variable Frequency Drive (VFD) | 2037 | Achievable | MW | Before Competition Groups | 21.7651 | 0 | 0 | 1585.5862 | 0.013727 | 20 | Commercial_2037_Achievable_MW_Before Competition Groups_20 | Variable Frequency Drive (VFD) | 1.373% | 0 | 21.7651 | Commercial_2037_Achievable_MW_Before Competition Groups_Variable Frequency Drive (VFD)
Commercial | Com ¦ Chilled Water Optimization | 2037 | Economic | MW | Before Competition Groups | 30.397 | 0 | 0 | 2260.5099 | 0.013447 | 19 | Commercial_2037_Economic_MW_Before Competition Groups_19 | Chilled Water Optimization | 1.345% | 0 | 30.397 | Commercial_2037_Economic_MW_Before Competition Groups_Chilled Water Optimization
Commercial | Com ¦ VFD on Pumps | 2037 | Achievable | MW | Before Competition Groups | 20.4496 | 0 | 0 | 1585.5862 | 0.012897 | 21 | Commercial_2037_Achievable_MW_Before Competition Groups_21 | VFD on Pumps | 1.29% | 0 | 20.4496 | Commercial_2037_Achievable_MW_Before Competition Groups_VFD on Pumps
Commercial | Com ¦ Furnace Tune-Up | 2037 | Economic | MW | Before Competition Groups | 28.1592 | 0 | 0 | 2260.5099 | 0.012457 | 20 | Commercial_2037_Economic_MW_Before Competition Groups_20 | Furnace Tune-Up | 1.246% | 0 | 28.1592 | Commercial_2037_Economic_MW_Before Competition Groups_Furnace Tune-Up
Commercial | Com ¦ Data Center Storage/Server Virtualization | 2037 | Technical | MW | Before Competition Groups | 38.1497 | 0 | 0 | 3091.0797 | 0.012342 | 19 | Commercial_2037_Technical_MW_Before Competition Groups_19 | Data Center Storage/Server Virtualization | 1.234% | 0 | 38.1497 | Commercial_2037_Technical_MW_Before Competition Groups_Data Center Storage/Server Virtualization
Commercial | Com ¦ LED or Equivalent Sign Lighting | 2037 | Economic | MW | Before Competition Groups | 27.8263 | 0 | 0 | 2260.5099 | 0.01231 | 21 | Commercial_2037_Economic_MW_Before Competition Groups_21 | LED or Equivalent Sign Lighting | 1.231% | 0 | 27.8263 | Commercial_2037_Economic_MW_Before Competition Groups_LED or Equivalent Sign Lighting
Commercial | Com ¦ Demand Control Ventilation | 2037 | Technical | MW | Before Competition Groups | 36.7992 | 0 | 0 | 3091.0797 | 0.011905 | 20 | Commercial_2037_Technical_MW_Before Competition Groups_20 | Demand Control Ventilation | 1.19% | 0 | 36.7992 | Commercial_2037_Technical_MW_Before Competition Groups_Demand Control Ventilation
Commercial | Com ¦ Reach-in Shaded Pole to ECM/PSC Evaporator Fan Motor | 2037 | Technical | MW | Before Competition Groups | 36.1341 | 0 | 0 | 3091.0797 | 0.01169 | 21 | Commercial_2037_Technical_MW_Before Competition Groups_21 | Reach-in Shaded Pole to ECM/PSC Evaporator Fan Motor | 1.169% | 0 | 36.1341 | Commercial_2037_Technical_MW_Before Competition Groups_Reach-in Shaded Pole to ECM/PSC Evaporator Fan Motor
Commercial | Com ¦ Chilled Water Optimization | 2037 | Achievable | MW | Before Competition Groups | 18.0116 | 0 | 0 | 1585.5862 | 0.01136 | 22 | Commercial_2037_Achievable_MW_Before Competition Groups_22 | Chilled Water Optimization | 1.136% | 0 | 18.0116 | Commercial_2037_Achievable_MW_Before Competition Groups_Chilled Water Optimization
Commercial | Com ¦ Centrally controlled desktop PC/NETWORK PC POWER MANAGEMENT SOFTWARE | 2037 | Economic | MW | Before Competition Groups | 25.2418 | 0 | 0 | 2260.5099 | 0.011166 | 22 | Commercial_2037_Economic_MW_Before Competition Groups_22 | Centrally controlled desktop PC/NETWORK PC POWER MANAGEMENT SOFTWARE | 1.117% | 0 | 25.2418 | Commercial_2037_Economic_MW_Before Competition Groups_Centrally controlled desktop PC/NETWORK PC POWER MANAGEMENT SOFTWARE
Commercial | Com ¦ Strip Curtains | 2037 | Technical | MW | Before Competition Groups | 32.84 | 0 | 0 | 3091.0797 | 0.010624 | 22 | Commercial_2037_Technical_MW_Before Competition Groups_22 | Strip Curtains | 1.062% | 0 | 32.84 | Commercial_2037_Technical_MW_Before Competition Groups_Strip Curtains
Commercial | Com ¦ Variable Refrigerant Flow Heat Pump | 2037 | Economic | MW | Before Competition Groups | 23.2393 | 0 | 0 | 2260.5099 | 0.010281 | 23 | Commercial_2037_Economic_MW_Before Competition Groups_23 | Variable Refrigerant Flow Heat Pump | 1.028% | 0 | 23.2393 | Commercial_2037_Economic_MW_Before Competition Groups_Variable Refrigerant Flow Heat Pump
Commercial | Com ¦ Chilled Water Optimization | 2037 | Technical | MW | Before Competition Groups | 30.397 | 0 | 0 | 3091.0797 | 0.0098338 | 23 | Commercial_2037_Technical_MW_Before Competition Groups_23 | Chilled Water Optimization | 0.9834% | 0 | 30.397 | Commercial_2037_Technical_MW_Before Competition Groups_Chilled Water Optimization
Commercial | Com ¦ Refrigerated Display Case LED | 2037 | Economic | MW | Before Competition Groups | 20.7384 | 0 | 0 | 2260.5099 | 0.0091742 | 24 | Commercial_2037_Economic_MW_Before Competition Groups_24 | Refrigerated Display Case LED | 0.9174% | 0 | 20.7384 | Commercial_2037_Economic_MW_Before Competition Groups_Refrigerated Display Case LED
Commercial | Com ¦ Furnace Tune-Up | 2037 | Technical | MW | Before Competition Groups | 28.1592 | 0 | 0 | 3091.0797 | 0.0091098 | 24 | Commercial_2037_Technical_MW_Before Competition Groups_24 | Furnace Tune-Up | 0.911% | 0 | 28.1592 | Commercial_2037_Technical_MW_Before Competition Groups_Furnace Tune-Up
Commercial | Com ¦ LED or Equivalent Sign Lighting | 2037 | Technical | MW | Before Competition Groups | 27.8263 | 0 | 0 | 3091.0797 | 0.0090021 | 25 | Commercial_2037_Technical_MW_Before Competition Groups_25 | LED or Equivalent Sign Lighting | 0.9002% | 0 | 27.8263 | Commercial_2037_Technical_MW_Before Competition Groups_LED or Equivalent Sign Lighting
Commercial | Com ¦ Variable Frequency Drive (VFD) | 2037 | Economic | MW | Before Competition Groups | 20.0146 | 0 | 0 | 2260.5099 | 0.008854 | 25 | Commercial_2037_Economic_MW_Before Competition Groups_25 | Variable Frequency Drive (VFD) | 0.8854% | 0 | 20.0146 | Commercial_2037_Economic_MW_Before Competition Groups_Variable Frequency Drive (VFD)
Commercial | Com ¦ Air Handler with Dedicated Outdoor Air Systems | 2037 | Achievable | MW | Before Competition Groups | 13.692 | 0 | 0 | 1585.5862 | 0.0086353 | 23 | Commercial_2037_Achievable_MW_Before Competition Groups_23 | Air Handler with Dedicated Outdoor Air Systems | 0.8635% | 0 | 13.692 | Commercial_2037_Achievable_MW_Before Competition Groups_Air Handler with Dedicated Outdoor Air Systems
Commercial | Com ¦ VFD on Pumps | 2037 | Economic | MW | Before Competition Groups | 18.8165 | 0 | 0 | 2260.5099 | 0.008324 | 26 | Commercial_2037_Economic_MW_Before Competition Groups_26 | VFD on Pumps | 0.8324% | 0 | 18.8165 | Commercial_2037_Economic_MW_Before Competition Groups_VFD on Pumps
Commercial | Com ¦ Adding reflective (White) roof treatment or a green roof | 2037 | Technical | MW | Before Competition Groups | 25.6211 | 0 | 0 | 3091.0797 | 0.0082887 | 26 | Commercial_2037_Technical_MW_Before Competition Groups_26 | Adding reflective (White) roof treatment or a green roof | 0.8289% | 0 | 25.6211 | Commercial_2037_Technical_MW_Before Competition Groups_Adding reflective (White) roof treatment or a green roof
Commercial | Com ¦ Centrally controlled desktop PC/NETWORK PC POWER MANAGEMENT SOFTWARE | 2037 | Technical | MW | Before Competition Groups | 25.2418 | 0 | 0 | 3091.0797 | 0.008166 | 27 | Commercial_2037_Technical_MW_Before Competition Groups_27 | Centrally controlled desktop PC/NETWORK PC POWER MANAGEMENT SOFTWARE | 0.8166% | 0 | 25.2418 | Commercial_2037_Technical_MW_Before Competition Groups_Centrally controlled desktop PC/NETWORK PC POWER MANAGEMENT SOFTWARE
Commercial | Com ¦ Door Gasket Freezer/Refrigerator | 2037 | Technical | MW | Before Competition Groups | 24.5488 | 0 | 0 | 3091.0797 | 0.0079418 | 28 | Commercial_2037_Technical_MW_Before Competition Groups_28 | Door Gasket Freezer/Refrigerator | 0.7942% | 0 | 24.5488 | Commercial_2037_Technical_MW_Before Competition Groups_Door Gasket Freezer/Refrigerator
Commercial | Com ¦ Refrigerated Display Case LED | 2037 | Technical | MW | Before Competition Groups | 23.2369 | 0 | 0 | 3091.0797 | 0.0075174 | 29 | Commercial_2037_Technical_MW_Before Competition Groups_29 | Refrigerated Display Case LED | 0.7517% | 0 | 23.2369 | Commercial_2037_Technical_MW_Before Competition Groups_Refrigerated Display Case LED
Commercial | Com ¦ Networked/Connected - Low Impact Application | 2037 | Economic | MW | Before Competition Groups | 16.0167 | 0 | 0 | 2260.5099 | 0.0070854 | 27 | Commercial_2037_Economic_MW_Before Competition Groups_27 | Networked/Connected - Low Impact Application | 0.7085% | 0 | 16.0167 | Commercial_2037_Economic_MW_Before Competition Groups_Networked/Connected - Low Impact Application
Commercial | Com ¦ ECM MOTORS FOR EVAPORATOR FANS for refrigeration (WALK-IN) | 2037 | Achievable | MW | Before Competition Groups | 11.1855 | 0 | 0 | 1585.5862 | 0.0070545 | 24 | Commercial_2037_Achievable_MW_Before Competition Groups_24 | ECM MOTORS FOR EVAPORATOR FANS for refrigeration (WALK-IN) | 0.7054% | 0 | 11.1855 | Commercial_2037_Achievable_MW_Before Competition Groups_ECM MOTORS FOR EVAPORATOR FANS for refrigeration (WALK-IN)
Commercial | Com ¦ Air Handler with Dedicated Outdoor Air Systems | 2037 | Economic | MW | Before Competition Groups | 15.62 | 0 | 0 | 2260.5099 | 0.00691 | 28 | Commercial_2037_Economic_MW_Before Competition Groups_28 | Air Handler with Dedicated Outdoor Air Systems | 0.691% | 0 | 15.62 | Commercial_2037_Economic_MW_Before Competition Groups_Air Handler with Dedicated Outdoor Air Systems
Commercial | Com ¦ ENERGY STAR LED LAMPS (General Service Lamps) | 2037 | Achievable | MW | Before Competition Groups | 10.8476 | 0 | 0 | 1585.5862 | 0.0068414 | 25 | Commercial_2037_Achievable_MW_Before Competition Groups_25 | ENERGY STAR LED LAMPS (General Service Lamps) | 0.6841% | 0 | 10.8476 | Commercial_2037_Achievable_MW_Before Competition Groups_ENERGY STAR LED LAMPS (General Service Lamps)
Commercial | Com ¦ Refrigeration Optimization | 2037 | Technical | MW | Before Competition Groups | 20.9659 | 0 | 0 | 3091.0797 | 0.0067827 | 30 | Commercial_2037_Technical_MW_Before Competition Groups_30 | Refrigeration Optimization | 0.6783% | 0 | 20.9659 | Commercial_2037_Technical_MW_Before Competition Groups_Refrigeration Optimization
Commercial | Com ¦ Refrigerated Display Case LED | 2037 | Achievable | MW | Before Competition Groups | 10.6926 | 0 | 0 | 1585.5862 | 0.0067436 | 26 | Commercial_2037_Achievable_MW_Before Competition Groups_26 | Refrigerated Display Case LED | 0.6744% | 0 | 10.6926 | Commercial_2037_Achievable_MW_Before Competition Groups_Refrigerated Display Case LED
Commercial | Com ¦ Variable Frequency Drive (VFD) | 2037 | Technical | MW | Before Competition Groups | 20.0146 | 0 | 0 | 3091.0797 | 0.006475 | 31 | Commercial_2037_Technical_MW_Before Competition Groups_31 | Variable Frequency Drive (VFD) | 0.6475% | 0 | 20.0146 | Commercial_2037_Technical_MW_Before Competition Groups_Variable Frequency Drive (VFD)
Commercial | Com ¦ HOTEL OCCUPANCY CONTROLS (HVAC + LIGHTING) | 2037 | Technical | MW | Before Competition Groups | 19.8159 | 0 | 0 | 3091.0797 | 0.0064107 | 32 | Commercial_2037_Technical_MW_Before Competition Groups_32 | HOTEL OCCUPANCY CONTROLS (HVAC + LIGHTING) | 0.6411% | 0 | 19.8159 | Commercial_2037_Technical_MW_Before Competition Groups_HOTEL OCCUPANCY CONTROLS (HVAC + LIGHTING)
Commercial | Com ¦ Ground Source Heat Pump | 2037 | Technical | MW | Before Competition Groups | 18.982 | 0 | 0 | 3091.0797 | 0.0061409 | 33 | Commercial_2037_Technical_MW_Before Competition Groups_33 | Ground Source Heat Pump | 0.6141% | 0 | 18.982 | Commercial_2037_Technical_MW_Before Competition Groups_Ground Source Heat Pump
Commercial | Com ¦ Demand Control Kitchen Ventilation | 2037 | Achievable | MW | Before Competition Groups | 9.6856 | 0 | 0 | 1585.5862 | 0.0061085 | 27 | Commercial_2037_Achievable_MW_Before Competition Groups_27 | Demand Control Kitchen Ventilation | 0.6109% | 0 | 9.6856 | Commercial_2037_Achievable_MW_Before Competition Groups_Demand Control Kitchen Ventilation
Commercial | Com ¦ VFD on Pumps | 2037 | Technical | MW | Before Competition Groups | 18.8165 | 0 | 0 | 3091.0797 | 0.0060874 | 34 | Commercial_2037_Technical_MW_Before Competition Groups_34 | VFD on Pumps | 0.6087% | 0 | 18.8165 | Commercial_2037_Technical_MW_Before Competition Groups_VFD on Pumps
Commercial | Com ¦ Evaporator Fan Controls | 2037 | Achievable | MW | Before Competition Groups | 9.4434 | 0 | 0 | 1585.5862 | 0.0059558 | 28 | Commercial_2037_Achievable_MW_Before Competition Groups_28 | Evaporator Fan Controls | 0.5956% | 0 | 9.4434 | Commercial_2037_Achievable_MW_Before Competition Groups_Evaporator Fan Controls
Commercial | Com ¦ Freezer Case Light Sensor | 2037 | Achievable | MW | Before Competition Groups | 9.135 | 0 | 0 | 1585.5862 | 0.0057613 | 29 | Commercial_2037_Achievable_MW_Before Competition Groups_29 | Freezer Case Light Sensor | 0.5761% | 0 | 9.135 | Commercial_2037_Achievable_MW_Before Competition Groups_Freezer Case Light Sensor
Commercial | Com ¦ Demand Control Kitchen Ventilation | 2037 | Economic | MW | Before Competition Groups | 12.8677 | 0 | 0 | 2260.5099 | 0.0056924 | 29 | Commercial_2037_Economic_MW_Before Competition Groups_29 | Demand Control Kitchen Ventilation | 0.5692% | 0 | 12.8677 | Commercial_2037_Economic_MW_Before Competition Groups_Demand Control Kitchen Ventilation
Commercial | Com ¦ ENERGY STAR FREEZER | 2037 | Technical | MW | Before Competition Groups | 15.8988 | 0 | 0 | 3091.0797 | 0.0051434 | 35 | Commercial_2037_Technical_MW_Before Competition Groups_35 | ENERGY STAR FREEZER | 0.5143% | 0 | 15.8988 | Commercial_2037_Technical_MW_Before Competition Groups_ENERGY STAR FREEZER
Commercial | Com ¦ ENERGY STAR LED LAMPS (General Service Lamps) | 2037 | Economic | MW | Before Competition Groups | 11.5797 | 0 | 0 | 2260.5099 | 0.0051226 | 30 | Commercial_2037_Economic_MW_Before Competition Groups_30 | ENERGY STAR LED LAMPS (General Service Lamps) | 0.5123% | 0 | 11.5797 | Commercial_2037_Economic_MW_Before Competition Groups_ENERGY STAR LED LAMPS (General Service Lamps)
Commercial | Com ¦ Air Handler with Dedicated Outdoor Air Systems | 2037 | Technical | MW | Before Competition Groups | 15.62 | 0 | 0 | 3091.0797 | 0.0050533 | 36 | Commercial_2037_Technical_MW_Before Competition Groups_36 | Air Handler with Dedicated Outdoor Air Systems | 0.5053% | 0 | 15.62 | Commercial_2037_Technical_MW_Before Competition Groups_Air Handler with Dedicated Outdoor Air Systems
Commercial | Com ¦ Indoor Daylight Sensors/Photocell Dimming Control | 2037 | Technical | MW | Before Competition Groups | 14.8206 | 0 | 0 | 3091.0797 | 0.0047946 | 37 | Commercial_2037_Technical_MW_Before Competition Groups_37 | Indoor Daylight Sensors/Photocell Dimming Control | 0.4795% | 0 | 14.8206 | Commercial_2037_Technical_MW_Before Competition Groups_Indoor Daylight Sensors/Photocell Dimming Control
Commercial | Com ¦ ENERGY STAR ICE MACHINES - Ice Making Head | 2037 | Technical | MW | Before Competition Groups | 14.4847 | 0 | 0 | 3091.0797 | 0.004686 | 38 | Commercial_2037_Technical_MW_Before Competition Groups_38 | ENERGY STAR ICE MACHINES - Ice Making Head | 0.4686% | 0 | 14.4847 | Commercial_2037_Technical_MW_Before Competition Groups_ENERGY STAR ICE MACHINES - Ice Making Head
Commercial | Com ¦ Occupancy Sensors | 2037 | Economic | MW | Before Competition Groups | 10.3775 | 0 | 0 | 2260.5099 | 0.0045908 | 31 | Commercial_2037_Economic_MW_Before Competition Groups_31 | Occupancy Sensors | 0.4591% | 0 | 10.3775 | Commercial_2037_Economic_MW_Before Competition Groups_Occupancy Sensors
Commercial | Com ¦ ECM MOTORS FOR EVAPORATOR FANS for refrigeration (WALK-IN) | 2037 | Economic | MW | Before Competition Groups | 10.3317 | 0 | 0 | 2260.5099 | 0.0045705 | 32 | Commercial_2037_Economic_MW_Before Competition Groups_32 | ECM MOTORS FOR EVAPORATOR FANS for refrigeration (WALK-IN) | 0.4571% | 0 | 10.3317 | Commercial_2037_Economic_MW_Before Competition Groups_ECM MOTORS FOR EVAPORATOR FANS for refrigeration (WALK-IN)
Commercial | Com ¦ ENERGY STAR LED LAMPS (General Service Lamps) | 2037 | Technical | MW | Before Competition Groups | 13.0155 | 0 | 0 | 3091.0797 | 0.0042107 | 39 | Commercial_2037_Technical_MW_Before Competition Groups_39 | ENERGY STAR LED LAMPS (General Service Lamps) | 0.4211% | 0 | 13.0155 | Commercial_2037_Technical_MW_Before Competition Groups_ENERGY STAR LED LAMPS (General Service Lamps)
Commercial | Com ¦ LED EXTERIOR AREA LIGHTS - LED fixture (200W) | 2037 | Achievable | MW | Before Competition Groups | 6.6296 | 0 | 0 | 1585.5862 | 0.0041812 | 30 | Commercial_2037_Achievable_MW_Before Competition Groups_30 | LED EXTERIOR AREA LIGHTS - LED fixture (200W) | 0.4181% | 0 | 6.6296 | Commercial_2037_Achievable_MW_Before Competition Groups_LED EXTERIOR AREA LIGHTS - LED fixture (200W)
Commercial | Com ¦ Demand Control Kitchen Ventilation | 2037 | Technical | MW | Before Competition Groups | 12.8677 | 0 | 0 | 3091.0797 | 0.0041629 | 40 | Commercial_2037_Technical_MW_Before Competition Groups_40 | Demand Control Kitchen Ventilation | 0.4163% | 0 | 12.8677 | Commercial_2037_Technical_MW_Before Competition Groups_Demand Control Kitchen Ventilation
Commercial | Com ¦ LED parking lot fixture | 2037 | Achievable | MW | Before Competition Groups | 6.3002 | 0 | 0 | 1585.5862 | 0.0039734 | 31 | Commercial_2037_Achievable_MW_Before Competition Groups_31 | LED parking lot fixture | 0.3973% | 0 | 6.3002 | Commercial_2037_Achievable_MW_Before Competition Groups_LED parking lot fixture
Commercial | Com ¦ Freezer Case Light Sensor | 2037 | Economic | MW | Before Competition Groups | 8.9626 | 0 | 0 | 2260.5099 | 0.0039649 | 33 | Commercial_2037_Economic_MW_Before Competition Groups_33 | Freezer Case Light Sensor | 0.3965% | 0 | 8.9626 | Commercial_2037_Economic_MW_Before Competition Groups_Freezer Case Light Sensor
Commercial | Com ¦ Evaporator Fan Controls | 2037 | Economic | MW | Before Competition Groups | 8.7303 | 0 | 0 | 2260.5099 | 0.0038621 | 34 | Commercial_2037_Economic_MW_Before Competition Groups_34 | Evaporator Fan Controls | 0.3862% | 0 | 8.7303 | Commercial_2037_Economic_MW_Before Competition Groups_Evaporator Fan Controls
Commercial | Com ¦ ENERGY STAR FREEZER | 2037 | Economic | MW | Before Competition Groups | 8.669 | 0 | 0 | 2260.5099 | 0.003835 | 35 | Commercial_2037_Economic_MW_Before Competition Groups_35 | ENERGY STAR FREEZER | 0.3835% | 0 | 8.669 | Commercial_2037_Economic_MW_Before Competition Groups_ENERGY STAR FREEZER
Commercial | Com ¦ Water Source Heat Pump (4 ton) | 2037 | Economic | MW | Before Competition Groups | 8.6102 | 0 | 0 | 2260.5099 | 0.0038089 | 36 | Commercial_2037_Economic_MW_Before Competition Groups_36 | Water Source Heat Pump (4 ton) | 0.3809% | 0 | 8.6102 | Commercial_2037_Economic_MW_Before Competition Groups_Water Source Heat Pump (4 ton)
Commercial | Com ¦ Water Source Heat Pump (4 ton) | 2037 | Achievable | MW | Before Competition Groups | 5.8853 | 0 | 0 | 1585.5862 | 0.0037118 | 32 | Commercial_2037_Achievable_MW_Before Competition Groups_32 | Water Source Heat Pump (4 ton) | 0.3712% | 0 | 5.8853 | Commercial_2037_Achievable_MW_Before Competition Groups_Water Source Heat Pump (4 ton)
Commercial | Com ¦ Duct Insulation, R8 | 2037 | Achievable | MW | Before Competition Groups | 5.6651 | 0 | 0 | 1585.5862 | 0.0035729 | 33 | Commercial_2037_Achievable_MW_Before Competition Groups_33 | Duct Insulation, R8 | 0.3573% | 0 | 5.6651 | Commercial_2037_Achievable_MW_Before Competition Groups_Duct Insulation, R8
Commercial | Com ¦ Occupancy Sensors | 2037 | Technical | MW | Before Competition Groups | 10.3775 | 0 | 0 | 3091.0797 | 0.0033573 | 41 | Commercial_2037_Technical_MW_Before Competition Groups_41 | Occupancy Sensors | 0.3357% | 0 | 10.3775 | Commercial_2037_Technical_MW_Before Competition Groups_Occupancy Sensors
Commercial | Com ¦ ECM MOTORS FOR EVAPORATOR FANS for refrigeration (WALK-IN) | 2037 | Technical | MW | Before Competition Groups | 10.3317 | 0 | 0 | 3091.0797 | 0.0033424 | 42 | Commercial_2037_Technical_MW_Before Competition Groups_42 | ECM MOTORS FOR EVAPORATOR FANS for refrigeration (WALK-IN) | 0.3342% | 0 | 10.3317 | Commercial_2037_Technical_MW_Before Competition Groups_ECM MOTORS FOR EVAPORATOR FANS for refrigeration (WALK-IN)
Commercial | Com ¦ Door Gasket Freezer/Refrigerator | 2037 | Achievable | MW | Before Competition Groups | 5.1697 | 0 | 0 | 1585.5862 | 0.0032604 | 34 | Commercial_2037_Achievable_MW_Before Competition Groups_34 | Door Gasket Freezer/Refrigerator | 0.326% | 0 | 5.1697 | Commercial_2037_Achievable_MW_Before Competition Groups_Door Gasket Freezer/Refrigerator
Commercial | Com ¦ Water Source Heat Pump (4 ton) | 2037 | Technical | MW | Before Competition Groups | 10.0115 | 0 | 0 | 3091.0797 | 0.0032388 | 43 | Commercial_2037_Technical_MW_Before Competition Groups_43 | Water Source Heat Pump (4 ton) | 0.3239% | 0 | 10.0115 | Commercial_2037_Technical_MW_Before Competition Groups_Water Source Heat Pump (4 ton)
Commercial | Com ¦ ENERGY STAR Griddle (74% eff) | 2037 | Economic | MW | Before Competition Groups | 7.2579 | 0 | 0 | 2260.5099 | 0.0032107 | 37 | Commercial_2037_Economic_MW_Before Competition Groups_37 | ENERGY STAR Griddle (74% eff) | 0.3211% | 0 | 7.2579 | Commercial_2037_Economic_MW_Before Competition Groups_ENERGY STAR Griddle (74% eff)
Commercial | Com ¦ High R-Value Glass Doors/no-heat glass door | 2037 | Technical | MW | Before Competition Groups | 9.8284 | 0 | 0 | 3091.0797 | 0.0031796 | 44 | Commercial_2037_Technical_MW_Before Competition Groups_44 | High R-Value Glass Doors/no-heat glass door | 0.318% | 0 | 9.8284 | Commercial_2037_Technical_MW_Before Competition Groups_High R-Value Glass Doors/no-heat glass door
Commercial | Com ¦ LED EXTERIOR AREA LIGHTS - LED fixture (200W) | 2037 | Economic | MW | Before Competition Groups | 7.0248 | 0 | 0 | 2260.5099 | 0.0031076 | 38 | Commercial_2037_Economic_MW_Before Competition Groups_38 | LED EXTERIOR AREA LIGHTS - LED fixture (200W) | 0.3108% | 0 | 7.0248 | Commercial_2037_Economic_MW_Before Competition Groups_LED EXTERIOR AREA LIGHTS - LED fixture (200W)
Commercial | Com ¦ ENERGY STAR Griddle (74% eff) | 2037 | Achievable | MW | Before Competition Groups | 4.8639 | 0 | 0 | 1585.5862 | 0.0030676 | 35 | Commercial_2037_Achievable_MW_Before Competition Groups_35 | ENERGY STAR Griddle (74% eff) | 0.3068% | 0 | 4.8639 | Commercial_2037_Achievable_MW_Before Competition Groups_ENERGY STAR Griddle (74% eff)
Commercial | Com ¦ LED parking lot fixture | 2037 | Economic | MW | Before Competition Groups | 6.6487 | 0 | 0 | 2260.5099 | 0.0029412 | 39 | Commercial_2037_Economic_MW_Before Competition Groups_39 | LED parking lot fixture | 0.2941% | 0 | 6.6487 | Commercial_2037_Economic_MW_Before Competition Groups_LED parking lot fixture
Commercial | Com ¦ Freezer Case Light Sensor | 2037 | Technical | MW | Before Competition Groups | 8.9626 | 0 | 0 | 3091.0797 | 0.0028995 | 45 | Commercial_2037_Technical_MW_Before Competition Groups_45 | Freezer Case Light Sensor | 0.29% | 0 | 8.9626 | Commercial_2037_Technical_MW_Before Competition Groups_Freezer Case Light Sensor
Commercial | Com ¦ Condensing Make Up Air Unit | 2037 | Economic | MW | Before Competition Groups | 6.5035 | 0 | 0 | 2260.5099 | 0.002877 | 40 | Commercial_2037_Economic_MW_Before Competition Groups_40 | Condensing Make Up Air Unit | 0.2877% | 0 | 6.5035 | Commercial_2037_Economic_MW_Before Competition Groups_Condensing Make Up Air Unit
Commercial | Com ¦ Condensing Make Up Air Unit | 2037 | Achievable | MW | Before Competition Groups | 4.5183 | 0 | 0 | 1585.5862 | 0.0028496 | 36 | Commercial_2037_Achievable_MW_Before Competition Groups_36 | Condensing Make Up Air Unit | 0.285% | 0 | 4.5183 | Commercial_2037_Achievable_MW_Before Competition Groups_Condensing Make Up Air Unit
Commercial | Com ¦ Evaporator Fan Controls | 2037 | Technical | MW | Before Competition Groups | 8.7303 | 0 | 0 | 3091.0797 | 0.0028243 | 46 | Commercial_2037_Technical_MW_Before Competition Groups_46 | Evaporator Fan Controls | 0.2824% | 0 | 8.7303 | Commercial_2037_Technical_MW_Before Competition Groups_Evaporator Fan Controls
Commercial | Com ¦ LED street light fixture | 2037 | Achievable | MW | Before Competition Groups | 4.1357 | 0 | 0 | 1585.5862 | 0.0026083 | 37 | Commercial_2037_Achievable_MW_Before Competition Groups_37 | LED street light fixture | 0.2608% | 0 | 4.1357 | Commercial_2037_Achievable_MW_Before Competition Groups_LED street light fixture
Commercial | Com ¦ BEVERAGE VENDING MACHINE CONTROLS | 2037 | Achievable | MW | Before Competition Groups | 4.0866 | 0 | 0 | 1585.5862 | 0.0025773 | 38 | Commercial_2037_Achievable_MW_Before Competition Groups_38 | BEVERAGE VENDING MACHINE CONTROLS | 0.2577% | 0 | 4.0866 | Commercial_2037_Achievable_MW_Before Competition Groups_BEVERAGE VENDING MACHINE CONTROLS
Commercial | Com ¦ Occupancy Sensors | 2037 | Achievable | MW | Before Competition Groups | 4.0357 | 0 | 0 | 1585.5862 | 0.0025452 | 39 | Commercial_2037_Achievable_MW_Before Competition Groups_39 | Occupancy Sensors | 0.2545% | 0 | 4.0357 | Commercial_2037_Achievable_MW_Before Competition Groups_Occupancy Sensors
Commercial | Com ¦ ENERGY STAR Refrigerator | 2037 | Technical | MW | Before Competition Groups | 7.6481 | 0 | 0 | 3091.0797 | 0.0024743 | 47 | Commercial_2037_Technical_MW_Before Competition Groups_47 | ENERGY STAR Refrigerator | 0.2474% | 0 | 7.6481 | Commercial_2037_Technical_MW_Before Competition Groups_ENERGY STAR Refrigerator
Commercial | Com ¦ Elec Storage WH 2.30 Et | 2037 | Economic | MW | Before Competition Groups | 5.4908 | 0 | 0 | 2260.5099 | 0.002429 | 41 | Commercial_2037_Economic_MW_Before Competition Groups_41 | Elec Storage WH 2.30 Et | 0.2429% | 0 | 5.4908 | Commercial_2037_Economic_MW_Before Competition Groups_Elec Storage WH 2.30 Et
Commercial | Com ¦ Condensing Make Up Air Unit | 2037 | Technical | MW | Before Competition Groups | 7.3821 | 0 | 0 | 3091.0797 | 0.0023882 | 48 | Commercial_2037_Technical_MW_Before Competition Groups_48 | Condensing Make Up Air Unit | 0.2388% | 0 | 7.3821 | Commercial_2037_Technical_MW_Before Competition Groups_Condensing Make Up Air Unit
Commercial | Com ¦ ENERGY STAR Griddle (74% eff) | 2037 | Technical | MW | Before Competition Groups | 7.2579 | 0 | 0 | 3091.0797 | 0.002348 | 49 | Commercial_2037_Technical_MW_Before Competition Groups_49 | ENERGY STAR Griddle (74% eff) | 0.2348% | 0 | 7.2579 | Commercial_2037_Technical_MW_Before Competition Groups_ENERGY STAR Griddle (74% eff)
Commercial | Com ¦ Duct Insulation, R8 | 2037 | Economic | MW | Before Competition Groups | 5.2102 | 0 | 0 | 2260.5099 | 0.0023049 | 42 | Commercial_2037_Economic_MW_Before Competition Groups_42 | Duct Insulation, R8 | 0.2305% | 0 | 5.2102 | Commercial_2037_Economic_MW_Before Competition Groups_Duct Insulation, R8
Commercial | Com ¦ Elec Storage WH 2.30 Et | 2037 | Achievable | MW | Before Competition Groups | 3.6093 | 0 | 0 | 1585.5862 | 0.0022763 | 40 | Commercial_2037_Achievable_MW_Before Competition Groups_40 | Elec Storage WH 2.30 Et | 0.2276% | 0 | 3.6093 | Commercial_2037_Achievable_MW_Before Competition Groups_Elec Storage WH 2.30 Et
Commercial | Com ¦ LED EXTERIOR AREA LIGHTS - LED fixture (200W) | 2037 | Technical | MW | Before Competition Groups | 7.0248 | 0 | 0 | 3091.0797 | 0.0022726 | 50 | Commercial_2037_Technical_MW_Before Competition Groups_50 | LED EXTERIOR AREA LIGHTS - LED fixture (200W) | 0.2273% | 0 | 7.0248 | Commercial_2037_Technical_MW_Before Competition Groups_LED EXTERIOR AREA LIGHTS - LED fixture (200W)
Commercial | Com ¦ Super-High Efficiency Furnaces (Emerging Tech) | 2037 | Technical | MW | Before Competition Groups | 6.977 | 0 | 0 | 3091.0797 | 0.0022572 | 51 | Commercial_2037_Technical_MW_Before Competition Groups_51 | Super-High Efficiency Furnaces (Emerging Tech) | 0.2257% | 0 | 6.977 | Commercial_2037_Technical_MW_Before Competition Groups_Super-High Efficiency Furnaces (Emerging Tech)
Commercial | Com ¦ BEVERAGE VENDING MACHINE CONTROLS | 2037 | Economic | MW | Before Competition Groups | 5.029 | 0 | 0 | 2260.5099 | 0.0022247 | 43 | Commercial_2037_Economic_MW_Before Competition Groups_43 | BEVERAGE VENDING MACHINE CONTROLS | 0.2225% | 0 | 5.029 | Commercial_2037_Economic_MW_Before Competition Groups_BEVERAGE VENDING MACHINE CONTROLS
Commercial | Com ¦ Temperature Adjustment in Commercial Freezers | 2037 | Achievable | MW | Before Competition Groups | 3.4472 | 0 | 0 | 1585.5862 | 0.0021741 | 41 | Commercial_2037_Achievable_MW_Before Competition Groups_41 | Temperature Adjustment in Commercial Freezers | 0.2174% | 0 | 3.4472 | Commercial_2037_Achievable_MW_Before Competition Groups_Temperature Adjustment in Commercial Freezers
Commercial | Com ¦ LED parking lot fixture | 2037 | Technical | MW | Before Competition Groups | 6.6487 | 0 | 0 | 3091.0797 | 0.0021509 | 52 | Commercial_2037_Technical_MW_Before Competition Groups_52 | LED parking lot fixture | 0.2151% | 0 | 6.6487 | Commercial_2037_Technical_MW_Before Competition Groups_LED parking lot fixture
Commercial | Com ¦ Indoor Daylight Sensors/Photocell Dimming Control | 2037 | Economic | MW | Before Competition Groups | 4.7494 | 0 | 0 | 2260.5099 | 0.002101 | 44 | Commercial_2037_Economic_MW_Before Competition Groups_44 | Indoor Daylight Sensors/Photocell Dimming Control | 0.2101% | 0 | 4.7494 | Commercial_2037_Economic_MW_Before Competition Groups_Indoor Daylight Sensors/Photocell Dimming Control
Commercial | Com ¦ ENERGY STAR FREEZER | 2037 | Achievable | MW | Before Competition Groups | 3.2876 | 0 | 0 | 1585.5862 | 0.0020734 | 42 | Commercial_2037_Achievable_MW_Before Competition Groups_42 | ENERGY STAR FREEZER | 0.2073% | 0 | 3.2876 | Commercial_2037_Achievable_MW_Before Competition Groups_ENERGY STAR FREEZER
Commercial | Com ¦ Refrigeration Commissioning | 2037 | Technical | MW | Before Competition Groups | 6.0936 | 0 | 0 | 3091.0797 | 0.0019713 | 53 | Commercial_2037_Technical_MW_Before Competition Groups_53 | Refrigeration Commissioning | 0.1971% | 0 | 6.0936 | Commercial_2037_Technical_MW_Before Competition Groups_Refrigeration Commissioning
Commercial | Com ¦ LED street light fixture | 2037 | Economic | MW | Before Competition Groups | 4.4157 | 0 | 0 | 2260.5099 | 0.0019534 | 45 | Commercial_2037_Economic_MW_Before Competition Groups_45 | LED street light fixture | 0.1953% | 0 | 4.4157 | Commercial_2037_Economic_MW_Before Competition Groups_LED street light fixture
Commercial | Com ¦ CO Sensors for parking garage exhaust fans | 2037 | Achievable | MW | Before Competition Groups | 2.9996 | 0 | 0 | 1585.5862 | 0.0018918 | 43 | Commercial_2037_Achievable_MW_Before Competition Groups_43 | CO Sensors for parking garage exhaust fans | 0.1892% | 0 | 2.9996 | Commercial_2037_Achievable_MW_Before Competition Groups_CO Sensors for parking garage exhaust fans
Commercial | Com ¦ Vertical Night Covers | 2037 | Achievable | MW | Before Competition Groups | 2.8626 | 0 | 0 | 1585.5862 | 0.0018054 | 44 | Commercial_2037_Achievable_MW_Before Competition Groups_44 | Vertical Night Covers | 0.1805% | 0 | 2.8626 | Commercial_2037_Achievable_MW_Before Competition Groups_Vertical Night Covers
Commercial | Com ¦ Elec Storage WH 2.30 Et | 2037 | Technical | MW | Before Competition Groups | 5.4908 | 0 | 0 | 3091.0797 | 0.0017763 | 54 | Commercial_2037_Technical_MW_Before Competition Groups_54 | Elec Storage WH 2.30 Et | 0.1776% | 0 | 5.4908 | Commercial_2037_Technical_MW_Before Competition Groups_Elec Storage WH 2.30 Et
Commercial | Com ¦ Energy Efficient Laboratory Fume Hood | 2037 | Achievable | MW | Before Competition Groups | 2.7856 | 0 | 0 | 1585.5862 | 0.0017568 | 45 | Commercial_2037_Achievable_MW_Before Competition Groups_45 | Energy Efficient Laboratory Fume Hood | 0.1757% | 0 | 2.7856 | Commercial_2037_Achievable_MW_Before Competition Groups_Energy Efficient Laboratory Fume Hood
Commercial | Com ¦ Duct Insulation, R8 | 2037 | Technical | MW | Before Competition Groups | 5.2102 | 0 | 0 | 3091.0797 | 0.0016856 | 55 | Commercial_2037_Technical_MW_Before Competition Groups_55 | Duct Insulation, R8 | 0.1686% | 0 | 5.2102 | Commercial_2037_Technical_MW_Before Competition Groups_Duct Insulation, R8
Commercial | Com ¦ HOTEL OCCUPANCY CONTROLS (HVAC + LIGHTING) | 2037 | Economic | MW | Before Competition Groups | 3.695 | 0 | 0 | 2260.5099 | 0.0016346 | 46 | Commercial_2037_Economic_MW_Before Competition Groups_46 | HOTEL OCCUPANCY CONTROLS (HVAC + LIGHTING) | 0.1635% | 0 | 3.695 | Commercial_2037_Economic_MW_Before Competition Groups_HOTEL OCCUPANCY CONTROLS (HVAC + LIGHTING)
Commercial | Com ¦ BEVERAGE VENDING MACHINE CONTROLS | 2037 | Technical | MW | Before Competition Groups | 5.029 | 0 | 0 | 3091.0797 | 0.0016269 | 56 | Commercial_2037_Technical_MW_Before Competition Groups_56 | BEVERAGE VENDING MACHINE CONTROLS | 0.1627% | 0 | 5.029 | Commercial_2037_Technical_MW_Before Competition Groups_BEVERAGE VENDING MACHINE CONTROLS
Commercial | Com ¦ CO Sensors for parking garage exhaust fans | 2037 | Economic | MW | Before Competition Groups | 3.3545 | 0 | 0 | 2260.5099 | 0.001484 | 47 | Commercial_2037_Economic_MW_Before Competition Groups_47 | CO Sensors for parking garage exhaust fans | 0.1484% | 0 | 3.3545 | Commercial_2037_Economic_MW_Before Competition Groups_CO Sensors for parking garage exhaust fans
Commercial | Com ¦ LED street light fixture | 2037 | Technical | MW | Before Competition Groups | 4.4157 | 0 | 0 | 3091.0797 | 0.0014285 | 57 | Commercial_2037_Technical_MW_Before Competition Groups_57 | LED street light fixture | 0.1429% | 0 | 4.4157 | Commercial_2037_Technical_MW_Before Competition Groups_LED street light fixture
Commercial | Com ¦ Temperature Adjustment in Commercial Freezers | 2037 | Economic | MW | Before Competition Groups | 3.1859 | 0 | 0 | 2260.5099 | 0.0014094 | 48 | Commercial_2037_Economic_MW_Before Competition Groups_48 | Temperature Adjustment in Commercial Freezers | 0.1409% | 0 | 3.1859 | Commercial_2037_Economic_MW_Before Competition Groups_Temperature Adjustment in Commercial Freezers
Commercial | Com ¦ Water Heating (DHW) Pipe Insulation (Add 3/4\ Foam)" | 2037 | Achievable | MW | Before Competition Groups | 2.1641 | 0 | 0 | 1585.5862 | 0.0013648 | 46 | Commercial_2037_Achievable_MW_Before Competition Groups_46 | Water Heating (DHW) Pipe Insulation (Add 3/4\ Foam)" | 0.1365% | 0 | 2.1641 | Commercial_2037_Achievable_MW_Before Competition Groups_Water Heating (DHW) Pipe Insulation (Add 3/4\ Foam)"
Commercial | Com ¦ Roof Insulation/Ceiling Insulation (R25 Code to R35) | 2037 | Technical | MW | Before Competition Groups | 4.0961 | 0 | 0 | 3091.0797 | 0.0013251 | 58 | Commercial_2037_Technical_MW_Before Competition Groups_58 | Roof Insulation/Ceiling Insulation (R25 Code to R35) | 0.1325% | 0 | 4.0961 | Commercial_2037_Technical_MW_Before Competition Groups_Roof Insulation/Ceiling Insulation (R25 Code to R35)
Commercial | Com ¦ Outside Air Economizer | 2037 | Achievable | MW | Before Competition Groups | 1.8958 | 0 | 0 | 1585.5862 | 0.0011956 | 47 | Commercial_2037_Achievable_MW_Before Competition Groups_47 | Outside Air Economizer | 0.1196% | 0 | 1.8958 | Commercial_2037_Achievable_MW_Before Competition Groups_Outside Air Economizer
Commercial | Com ¦ Vertical Night Covers | 2037 | Economic | MW | Before Competition Groups | 2.6464 | 0 | 0 | 2260.5099 | 0.0011707 | 49 | Commercial_2037_Economic_MW_Before Competition Groups_49 | Vertical Night Covers | 0.1171% | 0 | 2.6464 | Commercial_2037_Economic_MW_Before Competition Groups_Vertical Night Covers
Commercial | Com ¦ Energy Efficient Laboratory Fume Hood | 2037 | Economic | MW | Before Competition Groups | 2.5622 | 0 | 0 | 2260.5099 | 0.0011335 | 50 | Commercial_2037_Economic_MW_Before Competition Groups_50 | Energy Efficient Laboratory Fume Hood | 0.1133% | 0 | 2.5622 | Commercial_2037_Economic_MW_Before Competition Groups_Energy Efficient Laboratory Fume Hood
Commercial | Com ¦ Super-High Efficiency Furnaces (Emerging Tech) | 2037 | Achievable | MW | Before Competition Groups | 1.7676 | 0 | 0 | 1585.5862 | 0.0011148 | 48 | Commercial_2037_Achievable_MW_Before Competition Groups_48 | Super-High Efficiency Furnaces (Emerging Tech) | 0.1115% | 0 | 1.7676 | Commercial_2037_Achievable_MW_Before Competition Groups_Super-High Efficiency Furnaces (Emerging Tech)
Commercial | Com ¦ Anti-sweat heat (ASH) controls - Cooler/Freezer | 2037 | Technical | MW | Before Competition Groups | 3.4152 | 0 | 0 | 3091.0797 | 0.0011049 | 59 | Commercial_2037_Technical_MW_Before Competition Groups_59 | Anti-sweat heat (ASH) controls - Cooler/Freezer | 0.1105% | 0 | 3.4152 | Commercial_2037_Technical_MW_Before Competition Groups_Anti-sweat heat (ASH) controls - Cooler/Freezer
Commercial | Com ¦ CO Sensors for parking garage exhaust fans | 2037 | Technical | MW | Before Competition Groups | 3.3545 | 0 | 0 | 3091.0797 | 0.0010852 | 60 | Commercial_2037_Technical_MW_Before Competition Groups_60 | CO Sensors for parking garage exhaust fans | 0.1085% | 0 | 3.3545 | Commercial_2037_Technical_MW_Before Competition Groups_CO Sensors for parking garage exhaust fans
Commercial | Com ¦ Temperature Adjustment in Commercial Freezers | 2037 | Technical | MW | Before Competition Groups | 3.1859 | 0 | 0 | 3091.0797 | 0.0010307 | 61 | Commercial_2037_Technical_MW_Before Competition Groups_61 | Temperature Adjustment in Commercial Freezers | 0.1031% | 0 | 3.1859 | Commercial_2037_Technical_MW_Before Competition Groups_Temperature Adjustment in Commercial Freezers
Commercial | Com ¦ ENERGY STAR Fryer (84% eff) | 2037 | Economic | MW | Before Competition Groups | 2.1335 | 0 | 0 | 2260.5099 | 0.00094382 | 51 | Commercial_2037_Economic_MW_Before Competition Groups_51 | ENERGY STAR Fryer (84% eff) | 0.09438% | 0 | 2.1335 | Commercial_2037_Economic_MW_Before Competition Groups_ENERGY STAR Fryer (84% eff)
Commercial | Com ¦ Suction Pipe Insulation Freezer/Refrigerator | 2037 | Achievable | MW | Before Competition Groups | 1.4835 | 0 | 0 | 1585.5862 | 0.00093563 | 49 | Commercial_2037_Achievable_MW_Before Competition Groups_49 | Suction Pipe Insulation Freezer/Refrigerator | 0.09356% | 0 | 1.4835 | Commercial_2037_Achievable_MW_Before Competition Groups_Suction Pipe Insulation Freezer/Refrigerator
Commercial | Com ¦ ENERGY STAR Fryer (84% eff) | 2037 | Achievable | MW | Before Competition Groups | 1.4605 | 0 | 0 | 1585.5862 | 0.00092114 | 50 | Commercial_2037_Achievable_MW_Before Competition Groups_50 | ENERGY STAR Fryer (84% eff) | 0.09211% | 0 | 1.4605 | Commercial_2037_Achievable_MW_Before Competition Groups_ENERGY STAR Fryer (84% eff)
Commercial | Com ¦ Water Heating (DHW) Pipe Insulation (Add 3/4\ Foam)" | 2037 | Economic | MW | Before Competition Groups | 1.9972 | 0 | 0 | 2260.5099 | 0.00088351 | 52 | Commercial_2037_Economic_MW_Before Competition Groups_52 | Water Heating (DHW) Pipe Insulation (Add 3/4\ Foam)" | 0.08835% | 0 | 1.9972 | Commercial_2037_Economic_MW_Before Competition Groups_Water Heating (DHW) Pipe Insulation (Add 3/4\ Foam)"
Commercial | Com ¦ Outside Air Economizer | 2037 | Economic | MW | Before Competition Groups | 1.9403 | 0 | 0 | 2260.5099 | 0.00085834 | 53 | Commercial_2037_Economic_MW_Before Competition Groups_53 | Outside Air Economizer | 0.08583% | 0 | 1.9403 | Commercial_2037_Economic_MW_Before Competition Groups_Outside Air Economizer
Commercial | Com ¦ Vertical Night Covers | 2037 | Technical | MW | Before Competition Groups | 2.6464 | 0 | 0 | 3091.0797 | 0.00085614 | 62 | Commercial_2037_Technical_MW_Before Competition Groups_62 | Vertical Night Covers | 0.08561% | 0 | 2.6464 | Commercial_2037_Technical_MW_Before Competition Groups_Vertical Night Covers
Commercial | Com ¦ Energy Efficient Laboratory Fume Hood | 2037 | Technical | MW | Before Competition Groups | 2.5622 | 0 | 0 | 3091.0797 | 0.00082891 | 63 | Commercial_2037_Technical_MW_Before Competition Groups_63 | Energy Efficient Laboratory Fume Hood | 0.08289% | 0 | 2.5622 | Commercial_2037_Technical_MW_Before Competition Groups_Energy Efficient Laboratory Fume Hood
Commercial | Com ¦ ENERGY STAR Fryer (84% eff) | 2037 | Technical | MW | Before Competition Groups | 2.1335 | 0 | 0 | 3091.0797 | 0.00069022 | 64 | Commercial_2037_Technical_MW_Before Competition Groups_64 | ENERGY STAR Fryer (84% eff) | 0.06902% | 0 | 2.1335 | Commercial_2037_Technical_MW_Before Competition Groups_ENERGY STAR Fryer (84% eff)
Commercial | Com ¦ ENERGY STAR Dishwasher | 2037 | Economic | MW | Before Competition Groups | 1.5326 | 0 | 0 | 2260.5099 | 0.00067797 | 54 | Commercial_2037_Economic_MW_Before Competition Groups_54 | ENERGY STAR Dishwasher | 0.0678% | 0 | 1.5326 | Commercial_2037_Economic_MW_Before Competition Groups_ENERGY STAR Dishwasher
Commercial | Com ¦ Super-High Efficiency Furnaces (Emerging Tech) | 2037 | Economic | MW | Before Competition Groups | 1.4863 | 0 | 0 | 2260.5099 | 0.00065753 | 55 | Commercial_2037_Economic_MW_Before Competition Groups_55 | Super-High Efficiency Furnaces (Emerging Tech) | 0.06575% | 0 | 1.4863 | Commercial_2037_Economic_MW_Before Competition Groups_Super-High Efficiency Furnaces (Emerging Tech)
Commercial | Com ¦ Water Heating (DHW) Pipe Insulation (Add 3/4\ Foam)" | 2037 | Technical | MW | Before Competition Groups | 1.9972 | 0 | 0 | 3091.0797 | 0.00064611 | 65 | Commercial_2037_Technical_MW_Before Competition Groups_65 | Water Heating (DHW) Pipe Insulation (Add 3/4\ Foam)" | 0.06461% | 0 | 1.9972 | Commercial_2037_Technical_MW_Before Competition Groups_Water Heating (DHW) Pipe Insulation (Add 3/4\ Foam)"
Commercial | Com ¦ Outside Air Economizer | 2037 | Technical | MW | Before Competition Groups | 1.9403 | 0 | 0 | 3091.0797 | 0.0006277 | 66 | Commercial_2037_Technical_MW_Before Competition Groups_66 | Outside Air Economizer | 0.06277% | 0 | 1.9403 | Commercial_2037_Technical_MW_Before Competition Groups_Outside Air Economizer
Commercial | Com ¦ Suction Pipe Insulation Freezer/Refrigerator | 2037 | Economic | MW | Before Competition Groups | 1.3709 | 0 | 0 | 2260.5099 | 0.00060644 | 56 | Commercial_2037_Economic_MW_Before Competition Groups_56 | Suction Pipe Insulation Freezer/Refrigerator | 0.06064% | 0 | 1.3709 | Commercial_2037_Economic_MW_Before Competition Groups_Suction Pipe Insulation Freezer/Refrigerator
Commercial | Com ¦ ENERGY STAR Steam Cookers | 2037 | Economic | MW | Before Competition Groups | 1.358 | 0 | 0 | 2260.5099 | 0.00060074 | 57 | Commercial_2037_Economic_MW_Before Competition Groups_57 | ENERGY STAR Steam Cookers | 0.06007% | 0 | 1.358 | Commercial_2037_Economic_MW_Before Competition Groups_ENERGY STAR Steam Cookers
Commercial | Com ¦ ENERGY STAR Steam Cookers | 2037 | Achievable | MW | Before Competition Groups | 0.90754 | 0 | 0 | 1585.5862 | 0.00057237 | 51 | Commercial_2037_Achievable_MW_Before Competition Groups_51 | ENERGY STAR Steam Cookers | 0.05724% | 0 | 0.90754 | Commercial_2037_Achievable_MW_Before Competition Groups_ENERGY STAR Steam Cookers
Commercial | Com ¦ Room AC (w/ louvered sides) 14 SEER from 12 SEER code | 2037 | Technical | MW | Before Competition Groups | 1.736 | 0 | 0 | 3091.0797 | 0.00056162 | 67 | Commercial_2037_Technical_MW_Before Competition Groups_67 | Room AC (w/ louvered sides) 14 SEER from 12 SEER code | 0.05616% | 0 | 1.736 | Commercial_2037_Technical_MW_Before Competition Groups_Room AC (w/ louvered sides) 14 SEER from 12 SEER code
Commercial | Com ¦ High Efficiency Small Instantaneous Water Heater | 2037 | Technical | MW | Before Competition Groups | 1.5655 | 0 | 0 | 3091.0797 | 0.00050647 | 68 | Commercial_2037_Technical_MW_Before Competition Groups_68 | High Efficiency Small Instantaneous Water Heater | 0.05065% | 0 | 1.5655 | Commercial_2037_Technical_MW_Before Competition Groups_High Efficiency Small Instantaneous Water Heater
Commercial | Com ¦ ENERGY STAR Dishwasher | 2037 | Technical | MW | Before Competition Groups | 1.5326 | 0 | 0 | 3091.0797 | 0.0004958 | 69 | Commercial_2037_Technical_MW_Before Competition Groups_69 | ENERGY STAR Dishwasher | 0.04958% | 0 | 1.5326 | Commercial_2037_Technical_MW_Before Competition Groups_ENERGY STAR Dishwasher
Commercial | Com ¦ ENERGY STAR Dishwasher | 2037 | Achievable | MW | Before Competition Groups | 0.77962 | 0 | 0 | 1585.5862 | 0.00049169 | 52 | Commercial_2037_Achievable_MW_Before Competition Groups_52 | ENERGY STAR Dishwasher | 0.04917% | 0 | 0.77962 | Commercial_2037_Achievable_MW_Before Competition Groups_ENERGY STAR Dishwasher
Commercial | Com ¦ Ozone Laundry Treatment | 2037 | Achievable | MW | Before Competition Groups | 0.7279 | 0 | 0 | 1585.5862 | 0.00045907 | 53 | Commercial_2037_Achievable_MW_Before Competition Groups_53 | Ozone Laundry Treatment | 0.04591% | 0 | 0.7279 | Commercial_2037_Achievable_MW_Before Competition Groups_Ozone Laundry Treatment
Commercial | Com ¦ LED RECESSED DOWNLIGHTS | 2037 | Technical | MW | Before Competition Groups | 1.4133 | 0 | 0 | 3091.0797 | 0.00045723 | 70 | Commercial_2037_Technical_MW_Before Competition Groups_70 | LED RECESSED DOWNLIGHTS | 0.04572% | 0 | 1.4133 | Commercial_2037_Technical_MW_Before Competition Groups_LED RECESSED DOWNLIGHTS
Commercial | Com ¦ Suction Pipe Insulation Freezer/Refrigerator | 2037 | Technical | MW | Before Competition Groups | 1.3709 | 0 | 0 | 3091.0797 | 0.00044349 | 71 | Commercial_2037_Technical_MW_Before Competition Groups_71 | Suction Pipe Insulation Freezer/Refrigerator | 0.04435% | 0 | 1.3709 | Commercial_2037_Technical_MW_Before Competition Groups_Suction Pipe Insulation Freezer/Refrigerator
Commercial | Com ¦ ENERGY STAR Steam Cookers | 2037 | Technical | MW | Before Competition Groups | 1.358 | 0 | 0 | 3091.0797 | 0.00043932 | 72 | Commercial_2037_Technical_MW_Before Competition Groups_72 | ENERGY STAR Steam Cookers | 0.04393% | 0 | 1.358 | Commercial_2037_Technical_MW_Before Competition Groups_ENERGY STAR Steam Cookers
Commercial | Com ¦ Thermostat Setback | 2037 | Achievable | MW | Before Competition Groups | 0.69149 | 0 | 0 | 1585.5862 | 0.00043611 | 54 | Commercial_2037_Achievable_MW_Before Competition Groups_54 | Thermostat Setback | 0.04361% | 0 | 0.69149 | Commercial_2037_Achievable_MW_Before Competition Groups_Thermostat Setback
Commercial | Com ¦ High Efficiency Small Instantaneous Water Heater | 2037 | Economic | MW | Before Competition Groups | 0.94216 | 0 | 0 | 2260.5099 | 0.00041679 | 58 | Commercial_2037_Economic_MW_Before Competition Groups_58 | High Efficiency Small Instantaneous Water Heater | 0.04168% | 0 | 0.94216 | Commercial_2037_Economic_MW_Before Competition Groups_High Efficiency Small Instantaneous Water Heater
Commercial | Com ¦ Door Gasket Freezer/Refrigerator | 2037 | Economic | MW | Before Competition Groups | 0.87449 | 0 | 0 | 2260.5099 | 0.00038686 | 59 | Commercial_2037_Economic_MW_Before Competition Groups_59 | Door Gasket Freezer/Refrigerator | 0.03869% | 0 | 0.87449 | Commercial_2037_Economic_MW_Before Competition Groups_Door Gasket Freezer/Refrigerator
Commercial | Com ¦ Evaporator Coil Defrost (Cooler) | 2037 | Technical | MW | Before Competition Groups | 1.1672 | 0 | 0 | 3091.0797 | 0.0003776 | 73 | Commercial_2037_Technical_MW_Before Competition Groups_73 | Evaporator Coil Defrost (Cooler) | 0.03776% | 0 | 1.1672 | Commercial_2037_Technical_MW_Before Competition Groups_Evaporator Coil Defrost (Cooler)
Commercial | Com ¦ Ozone Laundry Treatment | 2037 | Economic | MW | Before Competition Groups | 0.80097 | 0 | 0 | 2260.5099 | 0.00035433 | 60 | Commercial_2037_Economic_MW_Before Competition Groups_60 | Ozone Laundry Treatment | 0.03543% | 0 | 0.80097 | Commercial_2037_Economic_MW_Before Competition Groups_Ozone Laundry Treatment
Commercial | Com ¦ Thermostat Setback | 2037 | Economic | MW | Before Competition Groups | 0.77736 | 0 | 0 | 2260.5099 | 0.00034389 | 61 | Commercial_2037_Economic_MW_Before Competition Groups_61 | Thermostat Setback | 0.03439% | 0 | 0.77736 | Commercial_2037_Economic_MW_Before Competition Groups_Thermostat Setback
Commercial | Com ¦ PTAC (12 EER/10,000 BTU) | 2037 | Economic | MW | Before Competition Groups | 0.60618 | 0 | 0 | 2260.5099 | 0.00026816 | 62 | Commercial_2037_Economic_MW_Before Competition Groups_62 | PTAC (12 EER/10,000 BTU) | 0.02682% | 0 | 0.60618 | Commercial_2037_Economic_MW_Before Competition Groups_PTAC (12 EER/10,000 BTU)
Commercial | Com ¦ Ozone Laundry Treatment | 2037 | Technical | MW | Before Competition Groups | 0.80097 | 0 | 0 | 3091.0797 | 0.00025912 | 74 | Commercial_2037_Technical_MW_Before Competition Groups_74 | Ozone Laundry Treatment | 0.02591% | 0 | 0.80097 | Commercial_2037_Technical_MW_Before Competition Groups_Ozone Laundry Treatment
Commercial | Com ¦ Wall Insulation | 2037 | Economic | MW | Before Competition Groups | 0.58238 | 0 | 0 | 2260.5099 | 0.00025763 | 63 | Commercial_2037_Economic_MW_Before Competition Groups_63 | Wall Insulation | 0.02576% | 0 | 0.58238 | Commercial_2037_Economic_MW_Before Competition Groups_Wall Insulation
Commercial | Com ¦ Thermostat Setback | 2037 | Technical | MW | Before Competition Groups | 0.77736 | 0 | 0 | 3091.0797 | 0.00025148 | 75 | Commercial_2037_Technical_MW_Before Competition Groups_75 | Thermostat Setback | 0.02515% | 0 | 0.77736 | Commercial_2037_Technical_MW_Before Competition Groups_Thermostat Setback
Commercial | Com ¦ Indoor Daylight Sensors/Photocell Dimming Control | 2037 | Achievable | MW | Before Competition Groups | 0.38145 | 0 | 0 | 1585.5862 | 0.00024057 | 55 | Commercial_2037_Achievable_MW_Before Competition Groups_55 | Indoor Daylight Sensors/Photocell Dimming Control | 0.02406% | 0 | 0.38145 | Commercial_2037_Achievable_MW_Before Competition Groups_Indoor Daylight Sensors/Photocell Dimming Control
Commercial | Com ¦ SYNCHRONOUS BELT | 2037 | Technical | MW | Before Competition Groups | 0.73966 | 0 | 0 | 3091.0797 | 0.00023929 | 76 | Commercial_2037_Technical_MW_Before Competition Groups_76 | SYNCHRONOUS BELT | 0.02393% | 0 | 0.73966 | Commercial_2037_Technical_MW_Before Competition Groups_SYNCHRONOUS BELT
Commercial | Com ¦ PTAC (12 EER/10,000 BTU) | 2037 | Achievable | MW | Before Competition Groups | 0.34787 | 0 | 0 | 1585.5862 | 0.00021939 | 56 | Commercial_2037_Achievable_MW_Before Competition Groups_56 | PTAC (12 EER/10,000 BTU) | 0.02194% | 0 | 0.34787 | Commercial_2037_Achievable_MW_Before Competition Groups_PTAC (12 EER/10,000 BTU)
Commercial | Com ¦ LED RECESSED DOWNLIGHTS | 2037 | Achievable | MW | Before Competition Groups | 0.34477 | 0 | 0 | 1585.5862 | 0.00021744 | 57 | Commercial_2037_Achievable_MW_Before Competition Groups_57 | LED RECESSED DOWNLIGHTS | 0.02174% | 0 | 0.34477 | Commercial_2037_Achievable_MW_Before Competition Groups_LED RECESSED DOWNLIGHTS
Commercial | Com ¦ PTAC (12 EER/10,000 BTU) | 2037 | Technical | MW | Before Competition Groups | 0.66916 | 0 | 0 | 3091.0797 | 0.00021648 | 77 | Commercial_2037_Technical_MW_Before Competition Groups_77 | PTAC (12 EER/10,000 BTU) | 0.02165% | 0 | 0.66916 | Commercial_2037_Technical_MW_Before Competition Groups_PTAC (12 EER/10,000 BTU)
Commercial | Com ¦ Wall Insulation | 2037 | Technical | MW | Before Competition Groups | 0.62499 | 0 | 0 | 3091.0797 | 0.00020219 | 78 | Commercial_2037_Technical_MW_Before Competition Groups_78 | Wall Insulation | 0.02022% | 0 | 0.62499 | Commercial_2037_Technical_MW_Before Competition Groups_Wall Insulation
Commercial | Com ¦ Solar Preheat Make up Air | 2037 | Technical | MW | Before Competition Groups | 0.61835 | 0 | 0 | 3091.0797 | 0.00020004 | 79 | Commercial_2037_Technical_MW_Before Competition Groups_79 | Solar Preheat Make up Air | 0.02% | 0 | 0.61835 | Commercial_2037_Technical_MW_Before Competition Groups_Solar Preheat Make up Air
Commercial | Com ¦ Solar Water Preheat (Pools/DHW) | 2037 | Economic | MW | Before Competition Groups | 0.43256 | 0 | 0 | 2260.5099 | 0.00019136 | 64 | Commercial_2037_Economic_MW_Before Competition Groups_64 | Solar Water Preheat (Pools/DHW) | 0.01914% | 0 | 0.43256 | Commercial_2037_Economic_MW_Before Competition Groups_Solar Water Preheat (Pools/DHW)
Commercial | Com ¦ ECM MOTORS FOR HVAC APPLICATION (FAN-POWERED VAV BOX) | 2037 | Achievable | MW | Before Competition Groups | 0.30061 | 0 | 0 | 1585.5862 | 0.00018959 | 58 | Commercial_2037_Achievable_MW_Before Competition Groups_58 | ECM MOTORS FOR HVAC APPLICATION (FAN-POWERED VAV BOX) | 0.01896% | 0 | 0.30061 | Commercial_2037_Achievable_MW_Before Competition Groups_ECM MOTORS FOR HVAC APPLICATION (FAN-POWERED VAV BOX)
Commercial | COM ¦ Ductless Mini-Split Heat Pumps | 2037 | Economic | MW | Before Competition Groups | 0.41282 | 0 | 0 | 2260.5099 | 0.00018262 | 65 | Commercial_2037_Economic_MW_Before Competition Groups_65 | Ductless Mini-Split Heat Pumps | 0.01826% | 0 | 0.41282 | Commercial_2037_Economic_MW_Before Competition Groups_Ductless Mini-Split Heat Pumps
Commercial | COM ¦ Ductless Mini-Split Heat Pumps | 2037 | Achievable | MW | Before Competition Groups | 0.2652 | 0 | 0 | 1585.5862 | 0.00016726 | 59 | Commercial_2037_Achievable_MW_Before Competition Groups_59 | Ductless Mini-Split Heat Pumps | 0.01673% | 0 | 0.2652 | Commercial_2037_Achievable_MW_Before Competition Groups_Ductless Mini-Split Heat Pumps
Commercial | Com ¦ Efficient compressor motor | 2037 | Technical | MW | Before Competition Groups | 0.47171 | 0 | 0 | 3091.0797 | 0.0001526 | 80 | Commercial_2037_Technical_MW_Before Competition Groups_80 | Efficient compressor motor | 0.01526% | 0 | 0.47171 | Commercial_2037_Technical_MW_Before Competition Groups_Efficient compressor motor
Commercial | Com ¦ Solar Water Preheat (Pools/DHW) | 2037 | Achievable | MW | Before Competition Groups | 0.2283 | 0 | 0 | 1585.5862 | 0.00014398 | 60 | Commercial_2037_Achievable_MW_Before Competition Groups_60 | Solar Water Preheat (Pools/DHW) | 0.0144% | 0 | 0.2283 | Commercial_2037_Achievable_MW_Before Competition Groups_Solar Water Preheat (Pools/DHW)
Commercial | Com ¦ ECM MOTORS FOR HVAC APPLICATION (FAN-POWERED VAV BOX) | 2037 | Economic | MW | Before Competition Groups | 0.31895 | 0 | 0 | 2260.5099 | 0.0001411 | 66 | Commercial_2037_Economic_MW_Before Competition Groups_66 | ECM MOTORS FOR HVAC APPLICATION (FAN-POWERED VAV BOX) | 0.01411% | 0 | 0.31895 | Commercial_2037_Economic_MW_Before Competition Groups_ECM MOTORS FOR HVAC APPLICATION (FAN-POWERED VAV BOX)
Commercial | Com ¦ Solar Water Preheat (Pools/DHW) | 2037 | Technical | MW | Before Competition Groups | 0.43256 | 0 | 0 | 3091.0797 | 0.00013994 | 81 | Commercial_2037_Technical_MW_Before Competition Groups_81 | Solar Water Preheat (Pools/DHW) | 0.01399% | 0 | 0.43256 | Commercial_2037_Technical_MW_Before Competition Groups_Solar Water Preheat (Pools/DHW)
Commercial | Com ¦ High Efficiency Chiller (avg of water and air cooled) | 2037 | Technical | MW | Before Competition Groups | 0.41588 | 0 | 0 | 3091.0797 | 0.00013454 | 82 | Commercial_2037_Technical_MW_Before Competition Groups_82 | High Efficiency Chiller (avg of water and air cooled) | 0.01345% | 0 | 0.41588 | Commercial_2037_Technical_MW_Before Competition Groups_High Efficiency Chiller (avg of water and air cooled)
Commercial | COM ¦ Ductless Mini-Split Heat Pumps | 2037 | Technical | MW | Before Competition Groups | 0.41282 | 0 | 0 | 3091.0797 | 0.00013355 | 83 | Commercial_2037_Technical_MW_Before Competition Groups_83 | Ductless Mini-Split Heat Pumps | 0.01336% | 0 | 0.41282 | Commercial_2037_Technical_MW_Before Competition Groups_Ductless Mini-Split Heat Pumps
Commercial | Com ¦ SYNCHRONOUS BELT | 2037 | Economic | MW | Before Competition Groups | 0.294 | 0 | 0 | 2260.5099 | 0.00013006 | 67 | Commercial_2037_Economic_MW_Before Competition Groups_67 | SYNCHRONOUS BELT | 0.01301% | 0 | 0.294 | Commercial_2037_Economic_MW_Before Competition Groups_SYNCHRONOUS BELT
Commercial | Com ¦ Heat Pump Water Heater (50 Gallons) | 2037 | Technical | MW | Before Competition Groups | 0.39605 | 0 | 0 | 3091.0797 | 0.00012813 | 84 | Commercial_2037_Technical_MW_Before Competition Groups_84 | Heat Pump Water Heater (50 Gallons) | 0.01281% | 0 | 0.39605 | Commercial_2037_Technical_MW_Before Competition Groups_Heat Pump Water Heater (50 Gallons)
Commercial | Com ¦ LED RECESSED DOWNLIGHTS | 2037 | Economic | MW | Before Competition Groups | 0.27477 | 0 | 0 | 2260.5099 | 0.00012155 | 68 | Commercial_2037_Economic_MW_Before Competition Groups_68 | LED RECESSED DOWNLIGHTS | 0.01216% | 0 | 0.27477 | Commercial_2037_Economic_MW_Before Competition Groups_LED RECESSED DOWNLIGHTS
Commercial | Com ¦ Notched V belts for HVAC Systems | 2037 | Technical | MW | Before Competition Groups | 0.36983 | 0 | 0 | 3091.0797 | 0.00011965 | 85 | Commercial_2037_Technical_MW_Before Competition Groups_85 | Notched V belts for HVAC Systems | 0.01196% | 0 | 0.36983 | Commercial_2037_Technical_MW_Before Competition Groups_Notched V belts for HVAC Systems
Commercial | Com ¦ Efficient compressor motor | 2037 | Economic | MW | Before Competition Groups | 0.26698 | 0 | 0 | 2260.5099 | 0.0001181 | 69 | Commercial_2037_Economic_MW_Before Competition Groups_69 | Efficient compressor motor | 0.01181% | 0 | 0.26698 | Commercial_2037_Economic_MW_Before Competition Groups_Efficient compressor motor
Commercial | Com ¦ Auto Off Time Switch or Time Clock control | 2037 | Achievable | MW | Before Competition Groups | 0.16936 | 0 | 0 | 1585.5862 | 0.00010681 | 61 | Commercial_2037_Achievable_MW_Before Competition Groups_61 | Auto Off Time Switch or Time Clock control | 0.01068% | 0 | 0.16936 | Commercial_2037_Achievable_MW_Before Competition Groups_Auto Off Time Switch or Time Clock control
Commercial | Com ¦ ECM MOTORS FOR HVAC APPLICATION (FAN-POWERED VAV BOX) | 2037 | Technical | MW | Before Competition Groups | 0.31968 | 0 | 0 | 3091.0797 | 0.00010342 | 86 | Commercial_2037_Technical_MW_Before Competition Groups_86 | ECM MOTORS FOR HVAC APPLICATION (FAN-POWERED VAV BOX) | 0.01034% | 0 | 0.31968 | Commercial_2037_Technical_MW_Before Competition Groups_ECM MOTORS FOR HVAC APPLICATION (FAN-POWERED VAV BOX)
Commercial | Com ¦ Commercial Hot Food Holding Cabinets | 2037 | Technical | MW | Before Competition Groups | 0.31734 | 0 | 0 | 3091.0797 | 0.00010266 | 87 | Commercial_2037_Technical_MW_Before Competition Groups_87 | Commercial Hot Food Holding Cabinets | 0.01027% | 0 | 0.31734 | Commercial_2037_Technical_MW_Before Competition Groups_Commercial Hot Food Holding Cabinets
Commercial | Com ¦ HOTEL OCCUPANCY CONTROLS (HVAC + LIGHTING) | 2037 | Achievable | MW | Before Competition Groups | 0.15191 | 0 | 0 | 1585.5862 | 9.5804e-05 | 62 | Commercial_2037_Achievable_MW_Before Competition Groups_62 | HOTEL OCCUPANCY CONTROLS (HVAC + LIGHTING) | 0.00958% | 0 | 0.15191 | Commercial_2037_Achievable_MW_Before Competition Groups_HOTEL OCCUPANCY CONTROLS (HVAC + LIGHTING)
Commercial | Com ¦ CEE Tier 2/Energy Star Clothes Washers | 2037 | Achievable | MW | Before Competition Groups | 0.14826 | 0 | 0 | 1585.5862 | 9.3508e-05 | 63 | Commercial_2037_Achievable_MW_Before Competition Groups_63 | CEE Tier 2/Energy Star Clothes Washers | 0.009351% | 0 | 0.14826 | Commercial_2037_Achievable_MW_Before Competition Groups_CEE Tier 2/Energy Star Clothes Washers
Commercial | Com ¦ Demand controlled Circulating Systems | 2037 | Achievable | MW | Before Competition Groups | 0.14556 | 0 | 0 | 1585.5862 | 9.1804e-05 | 64 | Commercial_2037_Achievable_MW_Before Competition Groups_64 | Demand controlled Circulating Systems | 0.00918% | 0 | 0.14556 | Commercial_2037_Achievable_MW_Before Competition Groups_Demand controlled Circulating Systems
Commercial | Com ¦ Efficient compressor motor | 2037 | Achievable | MW | Before Competition Groups | 0.14476 | 0 | 0 | 1585.5862 | 9.1295e-05 | 65 | Commercial_2037_Achievable_MW_Before Competition Groups_65 | Efficient compressor motor | 0.00913% | 0 | 0.14476 | Commercial_2037_Achievable_MW_Before Competition Groups_Efficient compressor motor
Commercial | Com ¦ HVAC Optimization | 2037 | Technical | MW | Before Competition Groups | 0.26911 | 0 | 0 | 3091.0797 | 8.706e-05 | 88 | Commercial_2037_Technical_MW_Before Competition Groups_88 | HVAC Optimization | 0.008706% | 0 | 0.26911 | Commercial_2037_Technical_MW_Before Competition Groups_HVAC Optimization
Commercial | Com ¦ Auto Off Time Switch or Time Clock control | 2037 | Economic | MW | Before Competition Groups | 0.1946 | 0 | 0 | 2260.5099 | 8.6088e-05 | 70 | Commercial_2037_Economic_MW_Before Competition Groups_70 | Auto Off Time Switch or Time Clock control | 0.008609% | 0 | 0.1946 | Commercial_2037_Economic_MW_Before Competition Groups_Auto Off Time Switch or Time Clock control
Commercial | Com ¦ Notched V belts for HVAC Systems | 2037 | Economic | MW | Before Competition Groups | 0.19405 | 0 | 0 | 2260.5099 | 8.5845e-05 | 71 | Commercial_2037_Economic_MW_Before Competition Groups_71 | Notched V belts for HVAC Systems | 0.008585% | 0 | 0.19405 | Commercial_2037_Economic_MW_Before Competition Groups_Notched V belts for HVAC Systems
Commercial | Com ¦ CEE Tier 2/Energy Star Clothes Washers | 2037 | Economic | MW | Before Competition Groups | 0.18906 | 0 | 0 | 2260.5099 | 8.3636e-05 | 72 | Commercial_2037_Economic_MW_Before Competition Groups_72 | CEE Tier 2/Energy Star Clothes Washers | 0.008364% | 0 | 0.18906 | Commercial_2037_Economic_MW_Before Competition Groups_CEE Tier 2/Energy Star Clothes Washers
Commercial | Com ¦ HVAC Optimization | 2037 | Economic | MW | Before Competition Groups | 0.16197 | 0 | 0 | 2260.5099 | 7.1653e-05 | 73 | Commercial_2037_Economic_MW_Before Competition Groups_73 | HVAC Optimization | 0.007165% | 0 | 0.16197 | Commercial_2037_Economic_MW_Before Competition Groups_HVAC Optimization
Commercial | Com ¦ HVAC Optimization | 2037 | Achievable | MW | Before Competition Groups | 0.11357 | 0 | 0 | 1585.5862 | 7.1627e-05 | 66 | Commercial_2037_Achievable_MW_Before Competition Groups_66 | HVAC Optimization | 0.007163% | 0 | 0.11357 | Commercial_2037_Achievable_MW_Before Competition Groups_HVAC Optimization
Commercial | Com ¦ Wall Insulation | 2037 | Achievable | MW | Before Competition Groups | 0.10407 | 0 | 0 | 1585.5862 | 6.5638e-05 | 67 | Commercial_2037_Achievable_MW_Before Competition Groups_67 | Wall Insulation | 0.006564% | 0 | 0.10407 | Commercial_2037_Achievable_MW_Before Competition Groups_Wall Insulation
Commercial | Com ¦ Auto Off Time Switch or Time Clock control | 2037 | Technical | MW | Before Competition Groups | 0.1946 | 0 | 0 | 3091.0797 | 6.2956e-05 | 89 | Commercial_2037_Technical_MW_Before Competition Groups_89 | Auto Off Time Switch or Time Clock control | 0.006296% | 0 | 0.1946 | Commercial_2037_Technical_MW_Before Competition Groups_Auto Off Time Switch or Time Clock control
Commercial | Com ¦ CEE Tier 2/Energy Star Clothes Washers | 2037 | Technical | MW | Before Competition Groups | 0.18906 | 0 | 0 | 3091.0797 | 6.1163e-05 | 90 | Commercial_2037_Technical_MW_Before Competition Groups_90 | CEE Tier 2/Energy Star Clothes Washers | 0.006116% | 0 | 0.18906 | Commercial_2037_Technical_MW_Before Competition Groups_CEE Tier 2/Energy Star Clothes Washers
Commercial | Com ¦ Notched V belts for HVAC Systems | 2037 | Achievable | MW | Before Competition Groups | 0.094347 | 0 | 0 | 1585.5862 | 5.9503e-05 | 68 | Commercial_2037_Achievable_MW_Before Competition Groups_68 | Notched V belts for HVAC Systems | 0.00595% | 0 | 0.094347 | Commercial_2037_Achievable_MW_Before Competition Groups_Notched V belts for HVAC Systems
Commercial | Com ¦ Demand controlled Circulating Systems | 2037 | Economic | MW | Before Competition Groups | 0.13216 | 0 | 0 | 2260.5099 | 5.8464e-05 | 74 | Commercial_2037_Economic_MW_Before Competition Groups_74 | Demand controlled Circulating Systems | 0.005846% | 0 | 0.13216 | Commercial_2037_Economic_MW_Before Competition Groups_Demand controlled Circulating Systems
Commercial | Com ¦ High Efficiency Small Instantaneous Water Heater | 2037 | Achievable | MW | Before Competition Groups | 0.086079 | 0 | 0 | 1585.5862 | 5.4288e-05 | 69 | Commercial_2037_Achievable_MW_Before Competition Groups_69 | High Efficiency Small Instantaneous Water Heater | 0.005429% | 0 | 0.086079 | Commercial_2037_Achievable_MW_Before Competition Groups_High Efficiency Small Instantaneous Water Heater
Commercial | Com ¦ Commercial Hot Food Holding Cabinets | 2037 | Economic | MW | Before Competition Groups | 0.11956 | 0 | 0 | 2260.5099 | 5.2893e-05 | 75 | Commercial_2037_Economic_MW_Before Competition Groups_75 | Commercial Hot Food Holding Cabinets | 0.005289% | 0 | 0.11956 | Commercial_2037_Economic_MW_Before Competition Groups_Commercial Hot Food Holding Cabinets
Commercial | Com ¦ Low Flow Pre-Rinse Spray Nozzle | 2037 | Achievable | MW | Before Competition Groups | 0.083281 | 0 | 0 | 1585.5862 | 5.2524e-05 | 70 | Commercial_2037_Achievable_MW_Before Competition Groups_70 | Low Flow Pre-Rinse Spray Nozzle | 0.005252% | 0 | 0.083281 | Commercial_2037_Achievable_MW_Before Competition Groups_Low Flow Pre-Rinse Spray Nozzle
Commercial | Com ¦ Solar Electric Water Heater (50 Gallon) | 2037 | Technical | MW | Before Competition Groups | 0.16191 | 0 | 0 | 3091.0797 | 5.2379e-05 | 91 | Commercial_2037_Technical_MW_Before Competition Groups_91 | Solar Electric Water Heater (50 Gallon) | 0.005238% | 0 | 0.16191 | Commercial_2037_Technical_MW_Before Competition Groups_Solar Electric Water Heater (50 Gallon)
Commercial | Com ¦ Low Flow Pre-Rinse Spray Nozzle | 2037 | Economic | MW | Before Competition Groups | 0.11382 | 0 | 0 | 2260.5099 | 5.0349e-05 | 76 | Commercial_2037_Economic_MW_Before Competition Groups_76 | Low Flow Pre-Rinse Spray Nozzle | 0.005035% | 0 | 0.11382 | Commercial_2037_Economic_MW_Before Competition Groups_Low Flow Pre-Rinse Spray Nozzle
Commercial | Com ¦ Commercial Hot Food Holding Cabinets | 2037 | Achievable | MW | Before Competition Groups | 0.076152 | 0 | 0 | 1585.5862 | 4.8028e-05 | 71 | Commercial_2037_Achievable_MW_Before Competition Groups_71 | Commercial Hot Food Holding Cabinets | 0.004803% | 0 | 0.076152 | Commercial_2037_Achievable_MW_Before Competition Groups_Commercial Hot Food Holding Cabinets
Commercial | Com ¦ Demand controlled Circulating Systems | 2037 | Technical | MW | Before Competition Groups | 0.13216 | 0 | 0 | 3091.0797 | 4.2755e-05 | 92 | Commercial_2037_Technical_MW_Before Competition Groups_92 | Demand controlled Circulating Systems | 0.004276% | 0 | 0.13216 | Commercial_2037_Technical_MW_Before Competition Groups_Demand controlled Circulating Systems
Commercial | Com ¦ Low Flow Pre-Rinse Spray Nozzle | 2037 | Technical | MW | Before Competition Groups | 0.11382 | 0 | 0 | 3091.0797 | 3.6821e-05 | 93 | Commercial_2037_Technical_MW_Before Competition Groups_93 | Low Flow Pre-Rinse Spray Nozzle | 0.003682% | 0 | 0.11382 | Commercial_2037_Technical_MW_Before Competition Groups_Low Flow Pre-Rinse Spray Nozzle
Commercial | Com ¦ Room AC (w/ louvered sides) 14 SEER from 12 SEER code | 2037 | Achievable | MW | Before Competition Groups | 0.057024 | 0 | 0 | 1585.5862 | 3.5964e-05 | 72 | Commercial_2037_Achievable_MW_Before Competition Groups_72 | Room AC (w/ louvered sides) 14 SEER from 12 SEER code | 0.003596% | 0 | 0.057024 | Commercial_2037_Achievable_MW_Before Competition Groups_Room AC (w/ louvered sides) 14 SEER from 12 SEER code
Commercial | Com ¦ Condensing Unit Heaters or other Efficient Unit Heating System | 2037 | Achievable | MW | Before Competition Groups | 0.049017 | 0 | 0 | 1585.5862 | 3.0914e-05 | 73 | Commercial_2037_Achievable_MW_Before Competition Groups_73 | Condensing Unit Heaters or other Efficient Unit Heating System | 0.003091% | 0 | 0.049017 | Commercial_2037_Achievable_MW_Before Competition Groups_Condensing Unit Heaters or other Efficient Unit Heating System
Commercial | Com ¦ Room AC (w/ louvered sides) 14 SEER from 12 SEER code | 2037 | Economic | MW | Before Competition Groups | 0.057604 | 0 | 0 | 2260.5099 | 2.5483e-05 | 77 | Commercial_2037_Economic_MW_Before Competition Groups_77 | Room AC (w/ louvered sides) 14 SEER from 12 SEER code | 0.002548% | 0 | 0.057604 | Commercial_2037_Economic_MW_Before Competition Groups_Room AC (w/ louvered sides) 14 SEER from 12 SEER code
Commercial | Com ¦ Condensing Unit Heaters or other Efficient Unit Heating System | 2037 | Economic | MW | Before Competition Groups | 0.04515 | 0 | 0 | 2260.5099 | 1.9973e-05 | 78 | Commercial_2037_Economic_MW_Before Competition Groups_78 | Condensing Unit Heaters or other Efficient Unit Heating System | 0.001997% | 0 | 0.04515 | Commercial_2037_Economic_MW_Before Competition Groups_Condensing Unit Heaters or other Efficient Unit Heating System
Commercial | Com ¦ Roof Insulation/Ceiling Insulation (R25 Code to R35) | 2037 | Economic | MW | Before Competition Groups | 0.03981 | 0 | 0 | 2260.5099 | 1.7611e-05 | 79 | Commercial_2037_Economic_MW_Before Competition Groups_79 | Roof Insulation/Ceiling Insulation (R25 Code to R35) | 0.001761% | 0 | 0.03981 | Commercial_2037_Economic_MW_Before Competition Groups_Roof Insulation/Ceiling Insulation (R25 Code to R35)
Commercial | Com ¦ High Efficiency Chiller (avg of water and air cooled) | 2037 | Achievable | MW | Before Competition Groups | 0.026601 | 0 | 0 | 1585.5862 | 1.6777e-05 | 74 | Commercial_2037_Achievable_MW_Before Competition Groups_74 | High Efficiency Chiller (avg of water and air cooled) | 0.001678% | 0 | 0.026601 | Commercial_2037_Achievable_MW_Before Competition Groups_High Efficiency Chiller (avg of water and air cooled)
Commercial | Com ¦ Energy Recovery Ventilation and Ventilation (Enhanced) | 2037 | Achievable | MW | Before Competition Groups | 0.024895 | 0 | 0 | 1585.5862 | 1.5701e-05 | 75 | Commercial_2037_Achievable_MW_Before Competition Groups_75 | Energy Recovery Ventilation and Ventilation (Enhanced) | 0.00157% | 0 | 0.024895 | Commercial_2037_Achievable_MW_Before Competition Groups_Energy Recovery Ventilation and Ventilation (Enhanced)
Commercial | Com ¦ VSD Air Compressor | 2037 | Achievable | MW | Before Competition Groups | 0.024462 | 0 | 0 | 1585.5862 | 1.5428e-05 | 76 | Commercial_2037_Achievable_MW_Before Competition Groups_76 | VSD Air Compressor | 0.001543% | 0 | 0.024462 | Commercial_2037_Achievable_MW_Before Competition Groups_VSD Air Compressor
Commercial | Com ¦ VSD Air Compressor | 2037 | Economic | MW | Before Competition Groups | 0.034026 | 0 | 0 | 2260.5099 | 1.5052e-05 | 80 | Commercial_2037_Economic_MW_Before Competition Groups_80 | VSD Air Compressor | 0.001505% | 0 | 0.034026 | Commercial_2037_Economic_MW_Before Competition Groups_VSD Air Compressor
Commercial | Com ¦ Condensing Unit Heaters or other Efficient Unit Heating System | 2037 | Technical | MW | Before Competition Groups | 0.04515 | 0 | 0 | 3091.0797 | 1.4607e-05 | 94 | Commercial_2037_Technical_MW_Before Competition Groups_94 | Condensing Unit Heaters or other Efficient Unit Heating System | 0.001461% | 0 | 0.04515 | Commercial_2037_Technical_MW_Before Competition Groups_Condensing Unit Heaters or other Efficient Unit Heating System
Commercial | Com ¦ High Efficiency Chiller (avg of water and air cooled) | 2037 | Economic | MW | Before Competition Groups | 0.032769 | 0 | 0 | 2260.5099 | 1.4496e-05 | 81 | Commercial_2037_Economic_MW_Before Competition Groups_81 | High Efficiency Chiller (avg of water and air cooled) | 0.00145% | 0 | 0.032769 | Commercial_2037_Economic_MW_Before Competition Groups_High Efficiency Chiller (avg of water and air cooled)
Commercial | Com ¦ EC Plug Fan for Data Center (under cabinet) | 2037 | Economic | MW | Before Competition Groups | 0.028327 | 0 | 0 | 2260.5099 | 1.2531e-05 | 82 | Commercial_2037_Economic_MW_Before Competition Groups_82 | EC Plug Fan for Data Center (under cabinet) | 0.001253% | 0 | 0.028327 | Commercial_2037_Economic_MW_Before Competition Groups_EC Plug Fan for Data Center (under cabinet)
Commercial | Com ¦ VSD Air Compressor | 2037 | Technical | MW | Before Competition Groups | 0.034026 | 0 | 0 | 3091.0797 | 1.1008e-05 | 95 | Commercial_2037_Technical_MW_Before Competition Groups_95 | VSD Air Compressor | 0.001101% | 0 | 0.034026 | Commercial_2037_Technical_MW_Before Competition Groups_VSD Air Compressor
Commercial | Com ¦ eCube | 2037 | Technical | MW | Before Competition Groups | 0.033368 | 0 | 0 | 3091.0797 | 1.0795e-05 | 96 | Commercial_2037_Technical_MW_Before Competition Groups_96 | eCube | 0.001079% | 0 | 0.033368 | Commercial_2037_Technical_MW_Before Competition Groups_eCube
Commercial | Com ¦ EC Plug Fan for Data Center (under cabinet) | 2037 | Technical | MW | Before Competition Groups | 0.028327 | 0 | 0 | 3091.0797 | 9.1643e-06 | 97 | Commercial_2037_Technical_MW_Before Competition Groups_97 | EC Plug Fan for Data Center (under cabinet) | 0.0009164% | 0 | 0.028327 | Commercial_2037_Technical_MW_Before Competition Groups_EC Plug Fan for Data Center (under cabinet)
Commercial | Com ¦ EC Plug Fan for Data Center (under cabinet) | 2037 | Achievable | MW | Before Competition Groups | 0.012782 | 0 | 0 | 1585.5862 | 8.0613e-06 | 77 | Commercial_2037_Achievable_MW_Before Competition Groups_77 | EC Plug Fan for Data Center (under cabinet) | 0.0008061% | 0 | 0.012782 | Commercial_2037_Achievable_MW_Before Competition Groups_EC Plug Fan for Data Center (under cabinet)
Commercial | Com ¦ SYNCHRONOUS BELT | 2037 | Achievable | MW | Before Competition Groups | 0.011448 | 0 | 0 | 1585.5862 | 7.2201e-06 | 78 | Commercial_2037_Achievable_MW_Before Competition Groups_78 | SYNCHRONOUS BELT | 0.000722% | 0 | 0.011448 | Commercial_2037_Achievable_MW_Before Competition Groups_SYNCHRONOUS BELT
Commercial | Com ¦ Exterior Photocell | 2037 | Technical | MW | Before Competition Groups | 0.014653 | 0 | 0 | 3091.0797 | 4.7406e-06 | 98 | Commercial_2037_Technical_MW_Before Competition Groups_98 | Exterior Photocell | 0.0004741% | 0 | 0.014653 | Commercial_2037_Technical_MW_Before Competition Groups_Exterior Photocell
Commercial | Com ¦ Air Curtains | 2037 | Achievable | MW | Before Competition Groups | 0.0066039 | 0 | 0 | 1585.5862 | 4.165e-06 | 79 | Commercial_2037_Achievable_MW_Before Competition Groups_79 | Air Curtains | 0.0004165% | 0 | 0.0066039 | Commercial_2037_Achievable_MW_Before Competition Groups_Air Curtains
Commercial | Com ¦ Air Curtains | 2037 | Economic | MW | Before Competition Groups | 0.0072943 | 0 | 0 | 2260.5099 | 3.2268e-06 | 83 | Commercial_2037_Economic_MW_Before Competition Groups_83 | Air Curtains | 0.0003227% | 0 | 0.0072943 | Commercial_2037_Economic_MW_Before Competition Groups_Air Curtains
Commercial | Com ¦ Roof Insulation/Ceiling Insulation (R25 Code to R35) | 2037 | Achievable | MW | Before Competition Groups | 0.0043457 | 0 | 0 | 1585.5862 | 2.7407e-06 | 80 | Commercial_2037_Achievable_MW_Before Competition Groups_80 | Roof Insulation/Ceiling Insulation (R25 Code to R35) | 0.0002741% | 0 | 0.0043457 | Commercial_2037_Achievable_MW_Before Competition Groups_Roof Insulation/Ceiling Insulation (R25 Code to R35)
Commercial | Com ¦ Air Curtains | 2037 | Technical | MW | Before Competition Groups | 0.0072943 | 0 | 0 | 3091.0797 | 2.3598e-06 | 99 | Commercial_2037_Technical_MW_Before Competition Groups_99 | Air Curtains | 0.000236% | 0 | 0.0072943 | Commercial_2037_Technical_MW_Before Competition Groups_Air Curtains
Commercial | Com ¦ High Efficiency Induction Cooking | 2037 | Technical | MW | Before Competition Groups | 0.0014322 | 0 | 0 | 3091.0797 | 4.6332e-07 | 100 | Commercial_2037_Technical_MW_Before Competition Groups_100 | High Efficiency Induction Cooking | 4.633e-05% | 0 | 0.0014322 | Commercial_2037_Technical_MW_Before Competition Groups_High Efficiency Induction Cooking
Commercial | Com ¦ Electric Convection Combination Ovens | 2037 | Achievable | MW | Before Competition Groups | 0.0003606 | 0 | 0 | 1585.5862 | 2.2742e-07 | 81 | Commercial_2037_Achievable_MW_Before Competition Groups_81 | Electric Convection Combination Ovens | 2.274e-05% | 0 | 0.0003606 | Commercial_2037_Achievable_MW_Before Competition Groups_Electric Convection Combination Ovens
Commercial | Com ¦ Electric Convection Combination Ovens | 2037 | Economic | MW | Before Competition Groups | 0.00044272 | 0 | 0 | 2260.5099 | 1.9585e-07 | 84 | Commercial_2037_Economic_MW_Before Competition Groups_84 | Electric Convection Combination Ovens | 1.958e-05% | 0 | 0.00044272 | Commercial_2037_Economic_MW_Before Competition Groups_Electric Convection Combination Ovens
Commercial | Com ¦ Electric Convection Combination Ovens | 2037 | Technical | MW | Before Competition Groups | 0.00044272 | 0 | 0 | 3091.0797 | 1.4322e-07 | 101 | Commercial_2037_Technical_MW_Before Competition Groups_101 | Electric Convection Combination Ovens | 1.432e-05% | 0 | 0.00044272 | Commercial_2037_Technical_MW_Before Competition Groups_Electric Convection Combination Ovens
Commercial | Com ¦ LLLC - Low Impact Application | 2037 | Achievable | MW | Before Competition Groups | 1.0699e-19 | 0 | 0 | 1585.5862 | 6.7477e-23 | 82 | Commercial_2037_Achievable_MW_Before Competition Groups_82 | LLLC - Low Impact Application | 6.748e-21% | 0 | 1.0699e-19 | Commercial_2037_Achievable_MW_Before Competition Groups_LLLC - Low Impact Application
Commercial | Com ¦ LLLC - High Impact Application | 2037 | Achievable | MW | Before Competition Groups | 5.1495e-20 | 0 | 0 | 1585.5862 | 3.2477e-23 | 83 | Commercial_2037_Achievable_MW_Before Competition Groups_83 | LLLC - High Impact Application | 3.248e-21% | 0 | 5.1495e-20 | Commercial_2037_Achievable_MW_Before Competition Groups_LLLC - High Impact Application
Commercial | Com ¦ Networked/Connected - High Impact Application | 2037 | Achievable | MW | Before Competition Groups | 1.0585e-21 | 0 | 0 | 1585.5862 | 6.6755e-25 | 84 | Commercial_2037_Achievable_MW_Before Competition Groups_84 | Networked/Connected - High Impact Application | 6.676e-23% | 0 | 1.0585e-21 | Commercial_2037_Achievable_MW_Before Competition Groups_Networked/Connected - High Impact Application
Commercial | Com ¦ Networked/Connected - Low Impact Application | 2037 | Achievable | MW | Before Competition Groups | 4.5713e-22 | 0 | 0 | 1585.5862 | 2.883e-25 | 85 | Commercial_2037_Achievable_MW_Before Competition Groups_85 | Networked/Connected - Low Impact Application | 2.883e-23% | 0 | 4.5713e-22 | Commercial_2037_Achievable_MW_Before Competition Groups_Networked/Connected - Low Impact Application
Commercial | Com ¦ Ground Source Heat Pump | 2037 | Achievable | MW | Before Competition Groups | 0 | 0 | 0 | 1585.5862 | 0 | 86 | Commercial_2037_Achievable_MW_Before Competition Groups_86 | Ground Source Heat Pump | 0% | 0 | 0 | Commercial_2037_Achievable_MW_Before Competition Groups_Ground Source Heat Pump
Commercial | Com ¦ Ground Source Heat Pump | 2037 | Economic | MW | Before Competition Groups | 0 | 0 | 0 | 2260.5099 | 0 | 85 | Commercial_2037_Economic_MW_Before Competition Groups_85 | Ground Source Heat Pump | 0% | 0 | 0 | Commercial_2037_Economic_MW_Before Competition Groups_Ground Source Heat Pump
Commercial | Com ¦ High R-Value Glass Doors/no-heat glass door | 2037 | Achievable | MW | Before Competition Groups | 0 | 0 | 0 | 1585.5862 | 0 | 87 | Commercial_2037_Achievable_MW_Before Competition Groups_87 | High R-Value Glass Doors/no-heat glass door | 0% | 0 | 0 | Commercial_2037_Achievable_MW_Before Competition Groups_High R-Value Glass Doors/no-heat glass door
Commercial | Com ¦ High R-Value Glass Doors/no-heat glass door | 2037 | Economic | MW | Before Competition Groups | 0 | 0 | 0 | 2260.5099 | 0 | 86 | Commercial_2037_Economic_MW_Before Competition Groups_86 | High R-Value Glass Doors/no-heat glass door | 0% | 0 | 0 | Commercial_2037_Economic_MW_Before Competition Groups_High R-Value Glass Doors/no-heat glass door
Commercial | Com ¦ Refrigeration Commissioning | 2037 | Achievable | MW | Before Competition Groups | 0 | 0 | 0 | 1585.5862 | 0 | 88 | Commercial_2037_Achievable_MW_Before Competition Groups_88 | Refrigeration Commissioning | 0% | 0 | 0 | Commercial_2037_Achievable_MW_Before Competition Groups_Refrigeration Commissioning
Commercial | Com ¦ Refrigeration Commissioning | 2037 | Economic | MW | Before Competition Groups | 0 | 0 | 0 | 2260.5099 | 0 | 87 | Commercial_2037_Economic_MW_Before Competition Groups_87 | Refrigeration Commissioning | 0% | 0 | 0 | Commercial_2037_Economic_MW_Before Competition Groups_Refrigeration Commissioning
Commercial | Com ¦ Education and Capacity Building/Energy Behavior | 2038 | Achievable | MW | Before Competition Groups | 198.3192 | 0 | 0 | 1656.2971 | 0.11974 | 1 | Commercial_2038_Achievable_MW_Before Competition Groups_1 | Education and Capacity Building/Energy Behavior | 11.97% | 0 | 198.3192 | Commercial_2038_Achievable_MW_Before Competition Groups_Education and Capacity Building/Energy Behavior
Commercial | Com ¦ LED Low/High Bay | 2038 | Achievable | MW | Before Competition Groups | 182.4619 | 0 | 0 | 1656.2971 | 0.11016 | 2 | Commercial_2038_Achievable_MW_Before Competition Groups_2 | LED Low/High Bay | 11.02% | 0 | 182.4619 | Commercial_2038_Achievable_MW_Before Competition Groups_LED Low/High Bay
Commercial | Com ¦ Building Recommissioning, Operations and Maintenance (O&M) Improvements | 2038 | Economic | MW | Before Competition Groups | 242.3006 | 0 | 0 | 2301.8559 | 0.10526 | 1 | Commercial_2038_Economic_MW_Before Competition Groups_1 | Building Recommissioning, Operations and Maintenance (O&M) Improvements | 10.53% | 0 | 242.3006 | Commercial_2038_Economic_MW_Before Competition Groups_Building Recommissioning, Operations and Maintenance (O&M) Improvements
Commercial | Com ¦ Building Recommissioning, Operations and Maintenance (O&M) Improvements | 2038 | Achievable | MW | Before Competition Groups | 162.8649 | 0 | 0 | 1656.2971 | 0.098331 | 3 | Commercial_2038_Achievable_MW_Before Competition Groups_3 | Building Recommissioning, Operations and Maintenance (O&M) Improvements | 9.833% | 0 | 162.8649 | Commercial_2038_Achievable_MW_Before Competition Groups_Building Recommissioning, Operations and Maintenance (O&M) Improvements
Commercial | Com ¦ Education and Capacity Building/Energy Behavior | 2038 | Economic | MW | Before Competition Groups | 216.6534 | 0 | 0 | 2301.8559 | 0.094121 | 2 | Commercial_2038_Economic_MW_Before Competition Groups_2 | Education and Capacity Building/Energy Behavior | 9.412% | 0 | 216.6534 | Commercial_2038_Economic_MW_Before Competition Groups_Education and Capacity Building/Energy Behavior
Commercial | Com ¦ LED Troffer/Surface/Suspended | 2038 | Achievable | MW | Before Competition Groups | 140.1367 | 0 | 0 | 1656.2971 | 0.084608 | 4 | Commercial_2038_Achievable_MW_Before Competition Groups_4 | LED Troffer/Surface/Suspended | 8.461% | 0 | 140.1367 | Commercial_2038_Achievable_MW_Before Competition Groups_LED Troffer/Surface/Suspended
Commercial | Com ¦ High Efficiency Air Source Heat Pump | 2038 | Economic | MW | Before Competition Groups | 194.7068 | 0 | 0 | 2301.8559 | 0.084587 | 3 | Commercial_2038_Economic_MW_Before Competition Groups_3 | High Efficiency Air Source Heat Pump | 8.459% | 0 | 194.7068 | Commercial_2038_Economic_MW_Before Competition Groups_High Efficiency Air Source Heat Pump
Commercial | Com ¦ Central Lighting Control System | 2038 | Technical | MW | Before Competition Groups | 259.6522 | 0 | 0 | 3112.0206 | 0.083435 | 1 | Commercial_2038_Technical_MW_Before Competition Groups_1 | Central Lighting Control System | 8.344% | 0 | 259.6522 | Commercial_2038_Technical_MW_Before Competition Groups_Central Lighting Control System
Commercial | Com ¦ ENERGY STAR LED LAMPS (REFLECTOR LAMPs/MR16/PAR 16) | 2038 | Achievable | MW | Before Competition Groups | 134.9383 | 0 | 0 | 1656.2971 | 0.08147 | 5 | Commercial_2038_Achievable_MW_Before Competition Groups_5 | ENERGY STAR LED LAMPS (REFLECTOR LAMPs/MR16/PAR 16) | 8.147% | 0 | 134.9383 | Commercial_2038_Achievable_MW_Before Competition Groups_ENERGY STAR LED LAMPS (REFLECTOR LAMPs/MR16/PAR 16)
Commercial | Com ¦ Building Recommissioning, Operations and Maintenance (O&M) Improvements | 2038 | Technical | MW | Before Competition Groups | 242.3006 | 0 | 0 | 3112.0206 | 0.07786 | 2 | Commercial_2038_Technical_MW_Before Competition Groups_2 | Building Recommissioning, Operations and Maintenance (O&M) Improvements | 7.786% | 0 | 242.3006 | Commercial_2038_Technical_MW_Before Competition Groups_Building Recommissioning, Operations and Maintenance (O&M) Improvements
Commercial | Com ¦ LED Low/High Bay | 2038 | Economic | MW | Before Competition Groups | 171.7804 | 0 | 0 | 2301.8559 | 0.074627 | 4 | Commercial_2038_Economic_MW_Before Competition Groups_4 | LED Low/High Bay | 7.463% | 0 | 171.7804 | Commercial_2038_Economic_MW_Before Competition Groups_LED Low/High Bay
Commercial | Com ¦ Education and Capacity Building/Energy Behavior | 2038 | Technical | MW | Before Competition Groups | 216.6534 | 0 | 0 | 3112.0206 | 0.069618 | 3 | Commercial_2038_Technical_MW_Before Competition Groups_3 | Education and Capacity Building/Energy Behavior | 6.962% | 0 | 216.6534 | Commercial_2038_Technical_MW_Before Competition Groups_Education and Capacity Building/Energy Behavior
Commercial | Com ¦ High Efficiency Air Source Heat Pump | 2038 | Technical | MW | Before Competition Groups | 194.7068 | 0 | 0 | 3112.0206 | 0.062566 | 4 | Commercial_2038_Technical_MW_Before Competition Groups_4 | High Efficiency Air Source Heat Pump | 6.257% | 0 | 194.7068 | Commercial_2038_Technical_MW_Before Competition Groups_High Efficiency Air Source Heat Pump
Commercial | Com ¦ ENERGY STAR LED LAMPS (REFLECTOR LAMPs/MR16/PAR 16) | 2038 | Economic | MW | Before Competition Groups | 137.865 | 0 | 0 | 2301.8559 | 0.059893 | 5 | Commercial_2038_Economic_MW_Before Competition Groups_5 | ENERGY STAR LED LAMPS (REFLECTOR LAMPs/MR16/PAR 16) | 5.989% | 0 | 137.865 | Commercial_2038_Economic_MW_Before Competition Groups_ENERGY STAR LED LAMPS (REFLECTOR LAMPs/MR16/PAR 16)
Commercial | Com ¦ LED Low/High Bay | 2038 | Technical | MW | Before Competition Groups | 171.7804 | 0 | 0 | 3112.0206 | 0.055199 | 5 | Commercial_2038_Technical_MW_Before Competition Groups_5 | LED Low/High Bay | 5.52% | 0 | 171.7804 | Commercial_2038_Technical_MW_Before Competition Groups_LED Low/High Bay
Commercial | Com ¦ LED Troffer/Surface/Suspended | 2038 | Economic | MW | Before Competition Groups | 125.7302 | 0 | 0 | 2301.8559 | 0.054621 | 6 | Commercial_2038_Economic_MW_Before Competition Groups_6 | LED Troffer/Surface/Suspended | 5.462% | 0 | 125.7302 | Commercial_2038_Economic_MW_Before Competition Groups_LED Troffer/Surface/Suspended
Commercial | Com ¦ LLLC - Low Impact Application | 2038 | Economic | MW | Before Competition Groups | 116.9441 | 0 | 0 | 2301.8559 | 0.050804 | 7 | Commercial_2038_Economic_MW_Before Competition Groups_7 | LLLC - Low Impact Application | 5.08% | 0 | 116.9441 | Commercial_2038_Economic_MW_Before Competition Groups_LLLC - Low Impact Application
Commercial | Com ¦ LED Replacement Lamp (Tube) | 2038 | Achievable | MW | Before Competition Groups | 79.1208 | 0 | 0 | 1656.2971 | 0.04777 | 6 | Commercial_2038_Achievable_MW_Before Competition Groups_6 | LED Replacement Lamp (Tube) | 4.777% | 0 | 79.1208 | Commercial_2038_Achievable_MW_Before Competition Groups_LED Replacement Lamp (Tube)
Commercial | Com ¦ Variable Refrigerant Flow Heat Pump | 2038 | Technical | MW | Before Competition Groups | 148.3257 | 0 | 0 | 3112.0206 | 0.047662 | 6 | Commercial_2038_Technical_MW_Before Competition Groups_6 | Variable Refrigerant Flow Heat Pump | 4.766% | 0 | 148.3257 | Commercial_2038_Technical_MW_Before Competition Groups_Variable Refrigerant Flow Heat Pump
Commercial | Com ¦ LLLC - High Impact Application | 2038 | Economic | MW | Before Competition Groups | 107.684 | 0 | 0 | 2301.8559 | 0.046781 | 8 | Commercial_2038_Economic_MW_Before Competition Groups_8 | LLLC - High Impact Application | 4.678% | 0 | 107.684 | Commercial_2038_Economic_MW_Before Competition Groups_LLLC - High Impact Application
Commercial | Com ¦ High Efficiency Air Source Heat Pump | 2038 | Achievable | MW | Before Competition Groups | 75.9251 | 0 | 0 | 1656.2971 | 0.04584 | 7 | Commercial_2038_Achievable_MW_Before Competition Groups_7 | High Efficiency Air Source Heat Pump | 4.584% | 0 | 75.9251 | Commercial_2038_Achievable_MW_Before Competition Groups_High Efficiency Air Source Heat Pump
Commercial | Com ¦ ENERGY STAR LED LAMPS (REFLECTOR LAMPs/MR16/PAR 16) | 2038 | Technical | MW | Before Competition Groups | 139.4758 | 0 | 0 | 3112.0206 | 0.044818 | 7 | Commercial_2038_Technical_MW_Before Competition Groups_7 | ENERGY STAR LED LAMPS (REFLECTOR LAMPs/MR16/PAR 16) | 4.482% | 0 | 139.4758 | Commercial_2038_Technical_MW_Before Competition Groups_ENERGY STAR LED LAMPS (REFLECTOR LAMPs/MR16/PAR 16)
Commercial | Com ¦ Advanced BAS/Controllers | 2038 | Economic | MW | Before Competition Groups | 100.508 | 0 | 0 | 2301.8559 | 0.043664 | 9 | Commercial_2038_Economic_MW_Before Competition Groups_9 | Advanced BAS/Controllers | 4.366% | 0 | 100.508 | Commercial_2038_Economic_MW_Before Competition Groups_Advanced BAS/Controllers
Commercial | Com ¦ Advanced BAS/Controllers | 2038 | Achievable | MW | Before Competition Groups | 70.4259 | 0 | 0 | 1656.2971 | 0.04252 | 8 | Commercial_2038_Achievable_MW_Before Competition Groups_8 | Advanced BAS/Controllers | 4.252% | 0 | 70.4259 | Commercial_2038_Achievable_MW_Before Competition Groups_Advanced BAS/Controllers
Commercial | Com ¦ Unitary Air-Conditioning Unit | 2038 | Achievable | MW | Before Competition Groups | 70.1204 | 0 | 0 | 1656.2971 | 0.042336 | 9 | Commercial_2038_Achievable_MW_Before Competition Groups_9 | Unitary Air-Conditioning Unit | 4.234% | 0 | 70.1204 | Commercial_2038_Achievable_MW_Before Competition Groups_Unitary Air-Conditioning Unit
Commercial | Com ¦ Unitary Air-Conditioning Unit | 2038 | Technical | MW | Before Competition Groups | 130.2508 | 0 | 0 | 3112.0206 | 0.041854 | 8 | Commercial_2038_Technical_MW_Before Competition Groups_8 | Unitary Air-Conditioning Unit | 4.185% | 0 | 130.2508 | Commercial_2038_Technical_MW_Before Competition Groups_Unitary Air-Conditioning Unit
Commercial | Com ¦ LED Replacement Lamp (Tube) | 2038 | Economic | MW | Before Competition Groups | 95.0762 | 0 | 0 | 2301.8559 | 0.041304 | 10 | Commercial_2038_Economic_MW_Before Competition Groups_10 | LED Replacement Lamp (Tube) | 4.13% | 0 | 95.0762 | Commercial_2038_Economic_MW_Before Competition Groups_LED Replacement Lamp (Tube)
Commercial | Com ¦ LED Troffer/Surface/Suspended | 2038 | Technical | MW | Before Competition Groups | 125.7302 | 0 | 0 | 3112.0206 | 0.040401 | 9 | Commercial_2038_Technical_MW_Before Competition Groups_9 | LED Troffer/Surface/Suspended | 4.04% | 0 | 125.7302 | Commercial_2038_Technical_MW_Before Competition Groups_LED Troffer/Surface/Suspended
Commercial | Com ¦ LLLC - Low Impact Application | 2038 | Technical | MW | Before Competition Groups | 118.5502 | 0 | 0 | 3112.0206 | 0.038094 | 10 | Commercial_2038_Technical_MW_Before Competition Groups_10 | LLLC - Low Impact Application | 3.809% | 0 | 118.5502 | Commercial_2038_Technical_MW_Before Competition Groups_LLLC - Low Impact Application
Commercial | Com ¦ Networked/Connected - High Impact Application | 2038 | Economic | MW | Before Competition Groups | 80.4799 | 0 | 0 | 2301.8559 | 0.034963 | 11 | Commercial_2038_Economic_MW_Before Competition Groups_11 | Networked/Connected - High Impact Application | 3.496% | 0 | 80.4799 | Commercial_2038_Economic_MW_Before Competition Groups_Networked/Connected - High Impact Application
Commercial | Com ¦ LLLC - High Impact Application | 2038 | Technical | MW | Before Competition Groups | 107.684 | 0 | 0 | 3112.0206 | 0.034603 | 11 | Commercial_2038_Technical_MW_Before Competition Groups_11 | LLLC - High Impact Application | 3.46% | 0 | 107.684 | Commercial_2038_Technical_MW_Before Competition Groups_LLLC - High Impact Application
Commercial | Com ¦ Unitary Air-Conditioning Unit | 2038 | Economic | MW | Before Competition Groups | 75.8786 | 0 | 0 | 2301.8559 | 0.032964 | 12 | Commercial_2038_Economic_MW_Before Competition Groups_12 | Unitary Air-Conditioning Unit | 3.296% | 0 | 75.8786 | Commercial_2038_Economic_MW_Before Competition Groups_Unitary Air-Conditioning Unit
Commercial | Com ¦ Networked/Connected - Low Impact Application | 2038 | Technical | MW | Before Competition Groups | 100.7031 | 0 | 0 | 3112.0206 | 0.032359 | 12 | Commercial_2038_Technical_MW_Before Competition Groups_12 | Networked/Connected - Low Impact Application | 3.236% | 0 | 100.7031 | Commercial_2038_Technical_MW_Before Competition Groups_Networked/Connected - Low Impact Application
Commercial | Com ¦ Advanced BAS/Controllers | 2038 | Technical | MW | Before Competition Groups | 100.508 | 0 | 0 | 3112.0206 | 0.032297 | 13 | Commercial_2038_Technical_MW_Before Competition Groups_13 | Advanced BAS/Controllers | 3.23% | 0 | 100.508 | Commercial_2038_Technical_MW_Before Competition Groups_Advanced BAS/Controllers
Commercial | Com ¦ LED Replacement Lamp (Tube) | 2038 | Technical | MW | Before Competition Groups | 95.0762 | 0 | 0 | 3112.0206 | 0.030551 | 14 | Commercial_2038_Technical_MW_Before Competition Groups_14 | LED Replacement Lamp (Tube) | 3.055% | 0 | 95.0762 | Commercial_2038_Technical_MW_Before Competition Groups_LED Replacement Lamp (Tube)
Commercial | Com ¦ Networked/Connected - High Impact Application | 2038 | Technical | MW | Before Competition Groups | 93.6891 | 0 | 0 | 3112.0206 | 0.030106 | 15 | Commercial_2038_Technical_MW_Before Competition Groups_15 | Networked/Connected - High Impact Application | 3.011% | 0 | 93.6891 | Commercial_2038_Technical_MW_Before Competition Groups_Networked/Connected - High Impact Application
Commercial | Com ¦ Adaptive Thermostats | 2038 | Achievable | MW | Before Competition Groups | 41.4297 | 0 | 0 | 1656.2971 | 0.025013 | 10 | Commercial_2038_Achievable_MW_Before Competition Groups_10 | Adaptive Thermostats | 2.501% | 0 | 41.4297 | Commercial_2038_Achievable_MW_Before Competition Groups_Adaptive Thermostats
Commercial | Com ¦ Smart Strip Plug Outlets | 2038 | Technical | MW | Before Competition Groups | 74.3022 | 0 | 0 | 3112.0206 | 0.023876 | 16 | Commercial_2038_Technical_MW_Before Competition Groups_16 | Smart Strip Plug Outlets | 2.388% | 0 | 74.3022 | Commercial_2038_Technical_MW_Before Competition Groups_Smart Strip Plug Outlets
Commercial | Com ¦ Refrigerated Display Case Doors | 2038 | Achievable | MW | Before Competition Groups | 37.4006 | 0 | 0 | 1656.2971 | 0.022581 | 11 | Commercial_2038_Achievable_MW_Before Competition Groups_11 | Refrigerated Display Case Doors | 2.258% | 0 | 37.4006 | Commercial_2038_Achievable_MW_Before Competition Groups_Refrigerated Display Case Doors
Commercial | Com ¦ Refrigerated Display Case Doors | 2038 | Economic | MW | Before Competition Groups | 45.9574 | 0 | 0 | 2301.8559 | 0.019965 | 13 | Commercial_2038_Economic_MW_Before Competition Groups_13 | Refrigerated Display Case Doors | 1.997% | 0 | 45.9574 | Commercial_2038_Economic_MW_Before Competition Groups_Refrigerated Display Case Doors
Commercial | Com ¦ Strip Curtains | 2038 | Achievable | MW | Before Competition Groups | 32.9964 | 0 | 0 | 1656.2971 | 0.019922 | 12 | Commercial_2038_Achievable_MW_Before Competition Groups_12 | Strip Curtains | 1.992% | 0 | 32.9964 | Commercial_2038_Achievable_MW_Before Competition Groups_Strip Curtains
Commercial | Com ¦ Variable Refrigerant Flow Heat Pump | 2038 | Achievable | MW | Before Competition Groups | 31.4322 | 0 | 0 | 1656.2971 | 0.018977 | 13 | Commercial_2038_Achievable_MW_Before Competition Groups_13 | Variable Refrigerant Flow Heat Pump | 1.898% | 0 | 31.4322 | Commercial_2038_Achievable_MW_Before Competition Groups_Variable Refrigerant Flow Heat Pump
Commercial | Com ¦ Adaptive Thermostats | 2038 | Economic | MW | Before Competition Groups | 43.3859 | 0 | 0 | 2301.8559 | 0.018848 | 14 | Commercial_2038_Economic_MW_Before Competition Groups_14 | Adaptive Thermostats | 1.885% | 0 | 43.3859 | Commercial_2038_Economic_MW_Before Competition Groups_Adaptive Thermostats
Commercial | Com ¦ Furnace Tune-Up | 2038 | Achievable | MW | Before Competition Groups | 30.9618 | 0 | 0 | 1656.2971 | 0.018693 | 14 | Commercial_2038_Achievable_MW_Before Competition Groups_14 | Furnace Tune-Up | 1.869% | 0 | 30.9618 | Commercial_2038_Achievable_MW_Before Competition Groups_Furnace Tune-Up
Commercial | Com ¦ Data Center Storage/Server Virtualization | 2038 | Achievable | MW | Before Competition Groups | 30.3323 | 0 | 0 | 1656.2971 | 0.018313 | 15 | Commercial_2038_Achievable_MW_Before Competition Groups_15 | Data Center Storage/Server Virtualization | 1.831% | 0 | 30.3323 | Commercial_2038_Achievable_MW_Before Competition Groups_Data Center Storage/Server Virtualization
Commercial | Com ¦ Refrigerated Display Case Doors | 2038 | Technical | MW | Before Competition Groups | 56.6523 | 0 | 0 | 3112.0206 | 0.018204 | 17 | Commercial_2038_Technical_MW_Before Competition Groups_17 | Refrigerated Display Case Doors | 1.82% | 0 | 56.6523 | Commercial_2038_Technical_MW_Before Competition Groups_Refrigerated Display Case Doors
Commercial | Com ¦ Reach-in Shaded Pole to ECM/PSC Evaporator Fan Motor | 2038 | Achievable | MW | Before Competition Groups | 29.3898 | 0 | 0 | 1656.2971 | 0.017744 | 16 | Commercial_2038_Achievable_MW_Before Competition Groups_16 | Reach-in Shaded Pole to ECM/PSC Evaporator Fan Motor | 1.774% | 0 | 29.3898 | Commercial_2038_Achievable_MW_Before Competition Groups_Reach-in Shaded Pole to ECM/PSC Evaporator Fan Motor
Commercial | Com ¦ Demand Control Ventilation | 2038 | Achievable | MW | Before Competition Groups | 27.9921 | 0 | 0 | 1656.2971 | 0.0169 | 17 | Commercial_2038_Achievable_MW_Before Competition Groups_17 | Demand Control Ventilation | 1.69% | 0 | 27.9921 | Commercial_2038_Achievable_MW_Before Competition Groups_Demand Control Ventilation
Commercial | Com ¦ Data Center Storage/Server Virtualization | 2038 | Economic | MW | Before Competition Groups | 38.2789 | 0 | 0 | 2301.8559 | 0.01663 | 15 | Commercial_2038_Economic_MW_Before Competition Groups_15 | Data Center Storage/Server Virtualization | 1.663% | 0 | 38.2789 | Commercial_2038_Economic_MW_Before Competition Groups_Data Center Storage/Server Virtualization
Commercial | Com ¦ Reach-in Shaded Pole to ECM/PSC Evaporator Fan Motor | 2038 | Economic | MW | Before Competition Groups | 37.7353 | 0 | 0 | 2301.8559 | 0.016393 | 16 | Commercial_2038_Economic_MW_Before Competition Groups_16 | Reach-in Shaded Pole to ECM/PSC Evaporator Fan Motor | 1.639% | 0 | 37.7353 | Commercial_2038_Economic_MW_Before Competition Groups_Reach-in Shaded Pole to ECM/PSC Evaporator Fan Motor
Commercial | Com ¦ LED or Equivalent Sign Lighting | 2038 | Achievable | MW | Before Competition Groups | 26.6193 | 0 | 0 | 1656.2971 | 0.016072 | 18 | Commercial_2038_Achievable_MW_Before Competition Groups_18 | LED or Equivalent Sign Lighting | 1.607% | 0 | 26.6193 | Commercial_2038_Achievable_MW_Before Competition Groups_LED or Equivalent Sign Lighting
Commercial | Com ¦ Demand Control Ventilation | 2038 | Economic | MW | Before Competition Groups | 36.8455 | 0 | 0 | 2301.8559 | 0.016007 | 17 | Commercial_2038_Economic_MW_Before Competition Groups_17 | Demand Control Ventilation | 1.601% | 0 | 36.8455 | Commercial_2038_Economic_MW_Before Competition Groups_Demand Control Ventilation
Commercial | Com ¦ Strip Curtains | 2038 | Economic | MW | Before Competition Groups | 33.1191 | 0 | 0 | 2301.8559 | 0.014388 | 18 | Commercial_2038_Economic_MW_Before Competition Groups_18 | Strip Curtains | 1.439% | 0 | 33.1191 | Commercial_2038_Economic_MW_Before Competition Groups_Strip Curtains
Commercial | Com ¦ Adaptive Thermostats | 2038 | Technical | MW | Before Competition Groups | 43.6791 | 0 | 0 | 3112.0206 | 0.014036 | 18 | Commercial_2038_Technical_MW_Before Competition Groups_18 | Adaptive Thermostats | 1.404% | 0 | 43.6791 | Commercial_2038_Technical_MW_Before Competition Groups_Adaptive Thermostats
Commercial | Com ¦ Chilled Water Optimization | 2038 | Economic | MW | Before Competition Groups | 31.8824 | 0 | 0 | 2301.8559 | 0.013851 | 19 | Commercial_2038_Economic_MW_Before Competition Groups_19 | Chilled Water Optimization | 1.385% | 0 | 31.8824 | Commercial_2038_Economic_MW_Before Competition Groups_Chilled Water Optimization
Commercial | Com ¦ Centrally controlled desktop PC/NETWORK PC POWER MANAGEMENT SOFTWARE | 2038 | Achievable | MW | Before Competition Groups | 22.5391 | 0 | 0 | 1656.2971 | 0.013608 | 19 | Commercial_2038_Achievable_MW_Before Competition Groups_19 | Centrally controlled desktop PC/NETWORK PC POWER MANAGEMENT SOFTWARE | 1.361% | 0 | 22.5391 | Commercial_2038_Achievable_MW_Before Competition Groups_Centrally controlled desktop PC/NETWORK PC POWER MANAGEMENT SOFTWARE
Commercial | Com ¦ Variable Frequency Drive (VFD) | 2038 | Achievable | MW | Before Competition Groups | 22.0688 | 0 | 0 | 1656.2971 | 0.013324 | 20 | Commercial_2038_Achievable_MW_Before Competition Groups_20 | Variable Frequency Drive (VFD) | 1.332% | 0 | 22.0688 | Commercial_2038_Achievable_MW_Before Competition Groups_Variable Frequency Drive (VFD)
Commercial | Com ¦ VFD on Pumps | 2038 | Achievable | MW | Before Competition Groups | 20.7369 | 0 | 0 | 1656.2971 | 0.01252 | 21 | Commercial_2038_Achievable_MW_Before Competition Groups_21 | VFD on Pumps | 1.252% | 0 | 20.7369 | Commercial_2038_Achievable_MW_Before Competition Groups_VFD on Pumps
Commercial | Com ¦ Data Center Storage/Server Virtualization | 2038 | Technical | MW | Before Competition Groups | 38.2789 | 0 | 0 | 3112.0206 | 0.0123 | 19 | Commercial_2038_Technical_MW_Before Competition Groups_19 | Data Center Storage/Server Virtualization | 1.23% | 0 | 38.2789 | Commercial_2038_Technical_MW_Before Competition Groups_Data Center Storage/Server Virtualization
Commercial | Com ¦ LED or Equivalent Sign Lighting | 2038 | Economic | MW | Before Competition Groups | 28.0343 | 0 | 0 | 2301.8559 | 0.012179 | 20 | Commercial_2038_Economic_MW_Before Competition Groups_20 | LED or Equivalent Sign Lighting | 1.218% | 0 | 28.0343 | Commercial_2038_Economic_MW_Before Competition Groups_LED or Equivalent Sign Lighting
Commercial | Com ¦ Reach-in Shaded Pole to ECM/PSC Evaporator Fan Motor | 2038 | Technical | MW | Before Competition Groups | 37.7353 | 0 | 0 | 3112.0206 | 0.012126 | 20 | Commercial_2038_Technical_MW_Before Competition Groups_20 | Reach-in Shaded Pole to ECM/PSC Evaporator Fan Motor | 1.213% | 0 | 37.7353 | Commercial_2038_Technical_MW_Before Competition Groups_Reach-in Shaded Pole to ECM/PSC Evaporator Fan Motor
Commercial | Com ¦ Demand Control Ventilation | 2038 | Technical | MW | Before Competition Groups | 37.4678 | 0 | 0 | 3112.0206 | 0.01204 | 21 | Commercial_2038_Technical_MW_Before Competition Groups_21 | Demand Control Ventilation | 1.204% | 0 | 37.4678 | Commercial_2038_Technical_MW_Before Competition Groups_Demand Control Ventilation
Commercial | Com ¦ Furnace Tune-Up | 2038 | Economic | MW | Before Competition Groups | 27.5932 | 0 | 0 | 2301.8559 | 0.011987 | 21 | Commercial_2038_Economic_MW_Before Competition Groups_21 | Furnace Tune-Up | 1.199% | 0 | 27.5932 | Commercial_2038_Economic_MW_Before Competition Groups_Furnace Tune-Up
Commercial | Com ¦ Variable Refrigerant Flow Heat Pump | 2038 | Economic | MW | Before Competition Groups | 27.4306 | 0 | 0 | 2301.8559 | 0.011917 | 22 | Commercial_2038_Economic_MW_Before Competition Groups_22 | Variable Refrigerant Flow Heat Pump | 1.192% | 0 | 27.4306 | Commercial_2038_Economic_MW_Before Competition Groups_Variable Refrigerant Flow Heat Pump
Commercial | Com ¦ Chilled Water Optimization | 2038 | Achievable | MW | Before Competition Groups | 19.3169 | 0 | 0 | 1656.2971 | 0.011663 | 22 | Commercial_2038_Achievable_MW_Before Competition Groups_22 | Chilled Water Optimization | 1.166% | 0 | 19.3169 | Commercial_2038_Achievable_MW_Before Competition Groups_Chilled Water Optimization
Commercial | Com ¦ Centrally controlled desktop PC/NETWORK PC POWER MANAGEMENT SOFTWARE | 2038 | Economic | MW | Before Competition Groups | 25.4442 | 0 | 0 | 2301.8559 | 0.011054 | 23 | Commercial_2038_Economic_MW_Before Competition Groups_23 | Centrally controlled desktop PC/NETWORK PC POWER MANAGEMENT SOFTWARE | 1.105% | 0 | 25.4442 | Commercial_2038_Economic_MW_Before Competition Groups_Centrally controlled desktop PC/NETWORK PC POWER MANAGEMENT SOFTWARE
Commercial | Com ¦ Strip Curtains | 2038 | Technical | MW | Before Competition Groups | 33.1191 | 0 | 0 | 3112.0206 | 0.010642 | 22 | Commercial_2038_Technical_MW_Before Competition Groups_22 | Strip Curtains | 1.064% | 0 | 33.1191 | Commercial_2038_Technical_MW_Before Competition Groups_Strip Curtains
Commercial | Com ¦ Chilled Water Optimization | 2038 | Technical | MW | Before Competition Groups | 31.8824 | 0 | 0 | 3112.0206 | 0.010245 | 23 | Commercial_2038_Technical_MW_Before Competition Groups_23 | Chilled Water Optimization | 1.024% | 0 | 31.8824 | Commercial_2038_Technical_MW_Before Competition Groups_Chilled Water Optimization
Commercial | Com ¦ LED or Equivalent Sign Lighting | 2038 | Technical | MW | Before Competition Groups | 28.0343 | 0 | 0 | 3112.0206 | 0.0090084 | 24 | Commercial_2038_Technical_MW_Before Competition Groups_24 | LED or Equivalent Sign Lighting | 0.9008% | 0 | 28.0343 | Commercial_2038_Technical_MW_Before Competition Groups_LED or Equivalent Sign Lighting
Commercial | Com ¦ Refrigerated Display Case LED | 2038 | Economic | MW | Before Competition Groups | 20.5658 | 0 | 0 | 2301.8559 | 0.0089345 | 24 | Commercial_2038_Economic_MW_Before Competition Groups_24 | Refrigerated Display Case LED | 0.8934% | 0 | 20.5658 | Commercial_2038_Economic_MW_Before Competition Groups_Refrigerated Display Case LED
Commercial | Com ¦ Furnace Tune-Up | 2038 | Technical | MW | Before Competition Groups | 27.5932 | 0 | 0 | 3112.0206 | 0.0088667 | 25 | Commercial_2038_Technical_MW_Before Competition Groups_25 | Furnace Tune-Up | 0.8867% | 0 | 27.5932 | Commercial_2038_Technical_MW_Before Competition Groups_Furnace Tune-Up
Commercial | Com ¦ Air Handler with Dedicated Outdoor Air Systems | 2038 | Achievable | MW | Before Competition Groups | 14.1821 | 0 | 0 | 1656.2971 | 0.0085625 | 23 | Commercial_2038_Achievable_MW_Before Competition Groups_23 | Air Handler with Dedicated Outdoor Air Systems | 0.8563% | 0 | 14.1821 | Commercial_2038_Achievable_MW_Before Competition Groups_Air Handler with Dedicated Outdoor Air Systems
Commercial | Com ¦ Variable Frequency Drive (VFD) | 2038 | Economic | MW | Before Competition Groups | 19.6123 | 0 | 0 | 2301.8559 | 0.0085202 | 25 | Commercial_2038_Economic_MW_Before Competition Groups_25 | Variable Frequency Drive (VFD) | 0.852% | 0 | 19.6123 | Commercial_2038_Economic_MW_Before Competition Groups_Variable Frequency Drive (VFD)
Commercial | Com ¦ Adding reflective (White) roof treatment or a green roof | 2038 | Technical | MW | Before Competition Groups | 25.8222 | 0 | 0 | 3112.0206 | 0.0082976 | 26 | Commercial_2038_Technical_MW_Before Competition Groups_26 | Adding reflective (White) roof treatment or a green roof | 0.8298% | 0 | 25.8222 | Commercial_2038_Technical_MW_Before Competition Groups_Adding reflective (White) roof treatment or a green roof
Commercial | Com ¦ Centrally controlled desktop PC/NETWORK PC POWER MANAGEMENT SOFTWARE | 2038 | Technical | MW | Before Competition Groups | 25.4442 | 0 | 0 | 3112.0206 | 0.0081761 | 27 | Commercial_2038_Technical_MW_Before Competition Groups_27 | Centrally controlled desktop PC/NETWORK PC POWER MANAGEMENT SOFTWARE | 0.8176% | 0 | 25.4442 | Commercial_2038_Technical_MW_Before Competition Groups_Centrally controlled desktop PC/NETWORK PC POWER MANAGEMENT SOFTWARE
Commercial | Com ¦ VFD on Pumps | 2038 | Economic | MW | Before Competition Groups | 18.4383 | 0 | 0 | 2301.8559 | 0.0080102 | 26 | Commercial_2038_Economic_MW_Before Competition Groups_26 | VFD on Pumps | 0.801% | 0 | 18.4383 | Commercial_2038_Economic_MW_Before Competition Groups_VFD on Pumps
Commercial | Com ¦ Door Gasket Freezer/Refrigerator | 2038 | Technical | MW | Before Competition Groups | 24.632 | 0 | 0 | 3112.0206 | 0.0079151 | 28 | Commercial_2038_Technical_MW_Before Competition Groups_28 | Door Gasket Freezer/Refrigerator | 0.7915% | 0 | 24.632 | Commercial_2038_Technical_MW_Before Competition Groups_Door Gasket Freezer/Refrigerator
Commercial | Com ¦ Refrigerated Display Case LED | 2038 | Technical | MW | Before Competition Groups | 23.0597 | 0 | 0 | 3112.0206 | 0.0074099 | 29 | Commercial_2038_Technical_MW_Before Competition Groups_29 | Refrigerated Display Case LED | 0.741% | 0 | 23.0597 | Commercial_2038_Technical_MW_Before Competition Groups_Refrigerated Display Case LED
Commercial | Com ¦ Refrigerated Display Case LED | 2038 | Achievable | MW | Before Competition Groups | 12.0887 | 0 | 0 | 1656.2971 | 0.0072986 | 24 | Commercial_2038_Achievable_MW_Before Competition Groups_24 | Refrigerated Display Case LED | 0.7299% | 0 | 12.0887 | Commercial_2038_Achievable_MW_Before Competition Groups_Refrigerated Display Case LED
Commercial | Com ¦ ECM MOTORS FOR EVAPORATOR FANS for refrigeration (WALK-IN) | 2038 | Achievable | MW | Before Competition Groups | 11.3493 | 0 | 0 | 1656.2971 | 0.0068522 | 25 | Commercial_2038_Achievable_MW_Before Competition Groups_25 | ECM MOTORS FOR EVAPORATOR FANS for refrigeration (WALK-IN) | 0.6852% | 0 | 11.3493 | Commercial_2038_Achievable_MW_Before Competition Groups_ECM MOTORS FOR EVAPORATOR FANS for refrigeration (WALK-IN)
Commercial | Com ¦ Refrigeration Optimization | 2038 | Technical | MW | Before Competition Groups | 21.3103 | 0 | 0 | 3112.0206 | 0.0068477 | 30 | Commercial_2038_Technical_MW_Before Competition Groups_30 | Refrigeration Optimization | 0.6848% | 0 | 21.3103 | Commercial_2038_Technical_MW_Before Competition Groups_Refrigeration Optimization
Commercial | Com ¦ Networked/Connected - Low Impact Application | 2038 | Economic | MW | Before Competition Groups | 15.6948 | 0 | 0 | 2301.8559 | 0.0068183 | 27 | Commercial_2038_Economic_MW_Before Competition Groups_27 | Networked/Connected - Low Impact Application | 0.6818% | 0 | 15.6948 | Commercial_2038_Economic_MW_Before Competition Groups_Networked/Connected - Low Impact Application
Commercial | Com ¦ ENERGY STAR LED LAMPS (General Service Lamps) | 2038 | Achievable | MW | Before Competition Groups | 11.0817 | 0 | 0 | 1656.2971 | 0.0066906 | 26 | Commercial_2038_Achievable_MW_Before Competition Groups_26 | ENERGY STAR LED LAMPS (General Service Lamps) | 0.6691% | 0 | 11.0817 | Commercial_2038_Achievable_MW_Before Competition Groups_ENERGY STAR LED LAMPS (General Service Lamps)
Commercial | Com ¦ Air Handler with Dedicated Outdoor Air Systems | 2038 | Economic | MW | Before Competition Groups | 15.3061 | 0 | 0 | 2301.8559 | 0.0066495 | 28 | Commercial_2038_Economic_MW_Before Competition Groups_28 | Air Handler with Dedicated Outdoor Air Systems | 0.6649% | 0 | 15.3061 | Commercial_2038_Economic_MW_Before Competition Groups_Air Handler with Dedicated Outdoor Air Systems
Commercial | Com ¦ HOTEL OCCUPANCY CONTROLS (HVAC + LIGHTING) | 2038 | Technical | MW | Before Competition Groups | 19.8967 | 0 | 0 | 3112.0206 | 0.0063935 | 31 | Commercial_2038_Technical_MW_Before Competition Groups_31 | HOTEL OCCUPANCY CONTROLS (HVAC + LIGHTING) | 0.6393% | 0 | 19.8967 | Commercial_2038_Technical_MW_Before Competition Groups_HOTEL OCCUPANCY CONTROLS (HVAC + LIGHTING)
Commercial | Com ¦ Ground Source Heat Pump | 2038 | Technical | MW | Before Competition Groups | 19.8792 | 0 | 0 | 3112.0206 | 0.0063879 | 32 | Commercial_2038_Technical_MW_Before Competition Groups_32 | Ground Source Heat Pump | 0.6388% | 0 | 19.8792 | Commercial_2038_Technical_MW_Before Competition Groups_Ground Source Heat Pump
Commercial | Com ¦ Variable Frequency Drive (VFD) | 2038 | Technical | MW | Before Competition Groups | 19.6123 | 0 | 0 | 3112.0206 | 0.0063021 | 33 | Commercial_2038_Technical_MW_Before Competition Groups_33 | Variable Frequency Drive (VFD) | 0.6302% | 0 | 19.6123 | Commercial_2038_Technical_MW_Before Competition Groups_Variable Frequency Drive (VFD)
Commercial | Com ¦ Demand Control Kitchen Ventilation | 2038 | Achievable | MW | Before Competition Groups | 10.2221 | 0 | 0 | 1656.2971 | 0.0061717 | 27 | Commercial_2038_Achievable_MW_Before Competition Groups_27 | Demand Control Kitchen Ventilation | 0.6172% | 0 | 10.2221 | Commercial_2038_Achievable_MW_Before Competition Groups_Demand Control Kitchen Ventilation
Commercial | Com ¦ VFD on Pumps | 2038 | Technical | MW | Before Competition Groups | 18.4383 | 0 | 0 | 3112.0206 | 0.0059249 | 34 | Commercial_2038_Technical_MW_Before Competition Groups_34 | VFD on Pumps | 0.5925% | 0 | 18.4383 | Commercial_2038_Technical_MW_Before Competition Groups_VFD on Pumps
Commercial | Com ¦ Evaporator Fan Controls | 2038 | Achievable | MW | Before Competition Groups | 9.583 | 0 | 0 | 1656.2971 | 0.0057858 | 28 | Commercial_2038_Achievable_MW_Before Competition Groups_28 | Evaporator Fan Controls | 0.5786% | 0 | 9.583 | Commercial_2038_Achievable_MW_Before Competition Groups_Evaporator Fan Controls
Commercial | Com ¦ Demand Control Kitchen Ventilation | 2038 | Economic | MW | Before Competition Groups | 13.1166 | 0 | 0 | 2301.8559 | 0.0056983 | 29 | Commercial_2038_Economic_MW_Before Competition Groups_29 | Demand Control Kitchen Ventilation | 0.5698% | 0 | 13.1166 | Commercial_2038_Economic_MW_Before Competition Groups_Demand Control Kitchen Ventilation
Commercial | Com ¦ Freezer Case Light Sensor | 2038 | Achievable | MW | Before Competition Groups | 9.3101 | 0 | 0 | 1656.2971 | 0.005621 | 29 | Commercial_2038_Achievable_MW_Before Competition Groups_29 | Freezer Case Light Sensor | 0.5621% | 0 | 9.3101 | Commercial_2038_Achievable_MW_Before Competition Groups_Freezer Case Light Sensor
Commercial | Com ¦ ENERGY STAR FREEZER | 2038 | Technical | MW | Before Competition Groups | 16.1433 | 0 | 0 | 3112.0206 | 0.0051874 | 35 | Commercial_2038_Technical_MW_Before Competition Groups_35 | ENERGY STAR FREEZER | 0.5187% | 0 | 16.1433 | Commercial_2038_Technical_MW_Before Competition Groups_ENERGY STAR FREEZER
Commercial | Com ¦ ENERGY STAR LED LAMPS (General Service Lamps) | 2038 | Economic | MW | Before Competition Groups | 11.6339 | 0 | 0 | 2301.8559 | 0.0050541 | 30 | Commercial_2038_Economic_MW_Before Competition Groups_30 | ENERGY STAR LED LAMPS (General Service Lamps) | 0.5054% | 0 | 11.6339 | Commercial_2038_Economic_MW_Before Competition Groups_ENERGY STAR LED LAMPS (General Service Lamps)
Commercial | Com ¦ Air Handler with Dedicated Outdoor Air Systems | 2038 | Technical | MW | Before Competition Groups | 15.3061 | 0 | 0 | 3112.0206 | 0.0049184 | 36 | Commercial_2038_Technical_MW_Before Competition Groups_36 | Air Handler with Dedicated Outdoor Air Systems | 0.4918% | 0 | 15.3061 | Commercial_2038_Technical_MW_Before Competition Groups_Air Handler with Dedicated Outdoor Air Systems
Commercial | Com ¦ Indoor Daylight Sensors/Photocell Dimming Control | 2038 | Technical | MW | Before Competition Groups | 14.922 | 0 | 0 | 3112.0206 | 0.0047949 | 37 | Commercial_2038_Technical_MW_Before Competition Groups_37 | Indoor Daylight Sensors/Photocell Dimming Control | 0.4795% | 0 | 14.922 | Commercial_2038_Technical_MW_Before Competition Groups_Indoor Daylight Sensors/Photocell Dimming Control
Commercial | Com ¦ ENERGY STAR ICE MACHINES - Ice Making Head | 2038 | Technical | MW | Before Competition Groups | 14.8603 | 0 | 0 | 3112.0206 | 0.0047751 | 38 | Commercial_2038_Technical_MW_Before Competition Groups_38 | ENERGY STAR ICE MACHINES - Ice Making Head | 0.4775% | 0 | 14.8603 | Commercial_2038_Technical_MW_Before Competition Groups_ENERGY STAR ICE MACHINES - Ice Making Head
Commercial | Com ¦ Occupancy Sensors | 2038 | Economic | MW | Before Competition Groups | 10.4589 | 0 | 0 | 2301.8559 | 0.0045437 | 31 | Commercial_2038_Economic_MW_Before Competition Groups_31 | Occupancy Sensors | 0.4544% | 0 | 10.4589 | Commercial_2038_Economic_MW_Before Competition Groups_Occupancy Sensors
Commercial | Com ¦ ECM MOTORS FOR EVAPORATOR FANS for refrigeration (WALK-IN) | 2038 | Economic | MW | Before Competition Groups | 10.124 | 0 | 0 | 2301.8559 | 0.0043982 | 32 | Commercial_2038_Economic_MW_Before Competition Groups_32 | ECM MOTORS FOR EVAPORATOR FANS for refrigeration (WALK-IN) | 0.4398% | 0 | 10.124 | Commercial_2038_Economic_MW_Before Competition Groups_ECM MOTORS FOR EVAPORATOR FANS for refrigeration (WALK-IN)
Commercial | Com ¦ Demand Control Kitchen Ventilation | 2038 | Technical | MW | Before Competition Groups | 13.1166 | 0 | 0 | 3112.0206 | 0.0042148 | 39 | Commercial_2038_Technical_MW_Before Competition Groups_39 | Demand Control Kitchen Ventilation | 0.4215% | 0 | 13.1166 | Commercial_2038_Technical_MW_Before Competition Groups_Demand Control Kitchen Ventilation
Commercial | Com ¦ ENERGY STAR LED LAMPS (General Service Lamps) | 2038 | Technical | MW | Before Competition Groups | 13.0696 | 0 | 0 | 3112.0206 | 0.0041997 | 40 | Commercial_2038_Technical_MW_Before Competition Groups_40 | ENERGY STAR LED LAMPS (General Service Lamps) | 0.42% | 0 | 13.0696 | Commercial_2038_Technical_MW_Before Competition Groups_ENERGY STAR LED LAMPS (General Service Lamps)
Commercial | Com ¦ LED EXTERIOR AREA LIGHTS - LED fixture (200W) | 2038 | Achievable | MW | Before Competition Groups | 6.769 | 0 | 0 | 1656.2971 | 0.0040868 | 30 | Commercial_2038_Achievable_MW_Before Competition Groups_30 | LED EXTERIOR AREA LIGHTS - LED fixture (200W) | 0.4087% | 0 | 6.769 | Commercial_2038_Achievable_MW_Before Competition Groups_LED EXTERIOR AREA LIGHTS - LED fixture (200W)
Commercial | Com ¦ Water Source Heat Pump (4 ton) | 2038 | Economic | MW | Before Competition Groups | 9.0736 | 0 | 0 | 2301.8559 | 0.0039418 | 33 | Commercial_2038_Economic_MW_Before Competition Groups_33 | Water Source Heat Pump (4 ton) | 0.3942% | 0 | 9.0736 | Commercial_2038_Economic_MW_Before Competition Groups_Water Source Heat Pump (4 ton)
Commercial | Com ¦ LED parking lot fixture | 2038 | Achievable | MW | Before Competition Groups | 6.4233 | 0 | 0 | 1656.2971 | 0.0038781 | 31 | Commercial_2038_Achievable_MW_Before Competition Groups_31 | LED parking lot fixture | 0.3878% | 0 | 6.4233 | Commercial_2038_Achievable_MW_Before Competition Groups_LED parking lot fixture
Commercial | Com ¦ ENERGY STAR FREEZER | 2038 | Economic | MW | Before Competition Groups | 8.9135 | 0 | 0 | 2301.8559 | 0.0038723 | 34 | Commercial_2038_Economic_MW_Before Competition Groups_34 | ENERGY STAR FREEZER | 0.3872% | 0 | 8.9135 | Commercial_2038_Economic_MW_Before Competition Groups_ENERGY STAR FREEZER
Commercial | Com ¦ Water Source Heat Pump (4 ton) | 2038 | Achievable | MW | Before Competition Groups | 6.3938 | 0 | 0 | 1656.2971 | 0.0038603 | 32 | Commercial_2038_Achievable_MW_Before Competition Groups_32 | Water Source Heat Pump (4 ton) | 0.386% | 0 | 6.3938 | Commercial_2038_Achievable_MW_Before Competition Groups_Water Source Heat Pump (4 ton)
Commercial | Com ¦ Freezer Case Light Sensor | 2038 | Economic | MW | Before Competition Groups | 8.7825 | 0 | 0 | 2301.8559 | 0.0038154 | 35 | Commercial_2038_Economic_MW_Before Competition Groups_35 | Freezer Case Light Sensor | 0.3815% | 0 | 8.7825 | Commercial_2038_Economic_MW_Before Competition Groups_Freezer Case Light Sensor
Commercial | Com ¦ Evaporator Fan Controls | 2038 | Economic | MW | Before Competition Groups | 8.5548 | 0 | 0 | 2301.8559 | 0.0037165 | 36 | Commercial_2038_Economic_MW_Before Competition Groups_36 | Evaporator Fan Controls | 0.3716% | 0 | 8.5548 | Commercial_2038_Economic_MW_Before Competition Groups_Evaporator Fan Controls
Commercial | Com ¦ Door Gasket Freezer/Refrigerator | 2038 | Achievable | MW | Before Competition Groups | 5.9999 | 0 | 0 | 1656.2971 | 0.0036225 | 33 | Commercial_2038_Achievable_MW_Before Competition Groups_33 | Door Gasket Freezer/Refrigerator | 0.3622% | 0 | 5.9999 | Commercial_2038_Achievable_MW_Before Competition Groups_Door Gasket Freezer/Refrigerator
Commercial | Com ¦ Duct Insulation, R8 | 2038 | Achievable | MW | Before Competition Groups | 5.7443 | 0 | 0 | 1656.2971 | 0.0034682 | 34 | Commercial_2038_Achievable_MW_Before Competition Groups_34 | Duct Insulation, R8 | 0.3468% | 0 | 5.7443 | Commercial_2038_Achievable_MW_Before Competition Groups_Duct Insulation, R8
Commercial | Com ¦ Water Source Heat Pump (4 ton) | 2038 | Technical | MW | Before Competition Groups | 10.4749 | 0 | 0 | 3112.0206 | 0.0033659 | 41 | Commercial_2038_Technical_MW_Before Competition Groups_41 | Water Source Heat Pump (4 ton) | 0.3366% | 0 | 10.4749 | Commercial_2038_Technical_MW_Before Competition Groups_Water Source Heat Pump (4 ton)
Commercial | Com ¦ Occupancy Sensors | 2038 | Technical | MW | Before Competition Groups | 10.4589 | 0 | 0 | 3112.0206 | 0.0033608 | 42 | Commercial_2038_Technical_MW_Before Competition Groups_42 | Occupancy Sensors | 0.3361% | 0 | 10.4589 | Commercial_2038_Technical_MW_Before Competition Groups_Occupancy Sensors
Commercial | Com ¦ ENERGY STAR Griddle (74% eff) | 2038 | Economic | MW | Before Competition Groups | 7.5614 | 0 | 0 | 2301.8559 | 0.0032849 | 37 | Commercial_2038_Economic_MW_Before Competition Groups_37 | ENERGY STAR Griddle (74% eff) | 0.3285% | 0 | 7.5614 | Commercial_2038_Economic_MW_Before Competition Groups_ENERGY STAR Griddle (74% eff)
Commercial | Com ¦ ECM MOTORS FOR EVAPORATOR FANS for refrigeration (WALK-IN) | 2038 | Technical | MW | Before Competition Groups | 10.124 | 0 | 0 | 3112.0206 | 0.0032532 | 43 | Commercial_2038_Technical_MW_Before Competition Groups_43 | ECM MOTORS FOR EVAPORATOR FANS for refrigeration (WALK-IN) | 0.3253% | 0 | 10.124 | Commercial_2038_Technical_MW_Before Competition Groups_ECM MOTORS FOR EVAPORATOR FANS for refrigeration (WALK-IN)
Commercial | Com ¦ ENERGY STAR Griddle (74% eff) | 2038 | Achievable | MW | Before Competition Groups | 5.1541 | 0 | 0 | 1656.2971 | 0.0031119 | 35 | Commercial_2038_Achievable_MW_Before Competition Groups_35 | ENERGY STAR Griddle (74% eff) | 0.3112% | 0 | 5.1541 | Commercial_2038_Achievable_MW_Before Competition Groups_ENERGY STAR Griddle (74% eff)
Commercial | Com ¦ High R-Value Glass Doors/no-heat glass door | 2038 | Technical | MW | Before Competition Groups | 9.6309 | 0 | 0 | 3112.0206 | 0.0030947 | 44 | Commercial_2038_Technical_MW_Before Competition Groups_44 | High R-Value Glass Doors/no-heat glass door | 0.3095% | 0 | 9.6309 | Commercial_2038_Technical_MW_Before Competition Groups_High R-Value Glass Doors/no-heat glass door
Commercial | Com ¦ LED EXTERIOR AREA LIGHTS - LED fixture (200W) | 2038 | Economic | MW | Before Competition Groups | 7.0731 | 0 | 0 | 2301.8559 | 0.0030728 | 38 | Commercial_2038_Economic_MW_Before Competition Groups_38 | LED EXTERIOR AREA LIGHTS - LED fixture (200W) | 0.3073% | 0 | 7.0731 | Commercial_2038_Economic_MW_Before Competition Groups_LED EXTERIOR AREA LIGHTS - LED fixture (200W)
Commercial | Com ¦ Condensing Make Up Air Unit | 2038 | Economic | MW | Before Competition Groups | 6.8832 | 0 | 0 | 2301.8559 | 0.0029903 | 39 | Commercial_2038_Economic_MW_Before Competition Groups_39 | Condensing Make Up Air Unit | 0.299% | 0 | 6.8832 | Commercial_2038_Economic_MW_Before Competition Groups_Condensing Make Up Air Unit
Commercial | Com ¦ Condensing Make Up Air Unit | 2038 | Achievable | MW | Before Competition Groups | 4.9023 | 0 | 0 | 1656.2971 | 0.0029598 | 36 | Commercial_2038_Achievable_MW_Before Competition Groups_36 | Condensing Make Up Air Unit | 0.296% | 0 | 4.9023 | Commercial_2038_Achievable_MW_Before Competition Groups_Condensing Make Up Air Unit
Commercial | Com ¦ LED parking lot fixture | 2038 | Economic | MW | Before Competition Groups | 6.6845 | 0 | 0 | 2301.8559 | 0.0029039 | 40 | Commercial_2038_Economic_MW_Before Competition Groups_40 | LED parking lot fixture | 0.2904% | 0 | 6.6845 | Commercial_2038_Economic_MW_Before Competition Groups_LED parking lot fixture
Commercial | Com ¦ Freezer Case Light Sensor | 2038 | Technical | MW | Before Competition Groups | 8.7825 | 0 | 0 | 3112.0206 | 0.0028221 | 45 | Commercial_2038_Technical_MW_Before Competition Groups_45 | Freezer Case Light Sensor | 0.2822% | 0 | 8.7825 | Commercial_2038_Technical_MW_Before Competition Groups_Freezer Case Light Sensor
Commercial | Com ¦ Evaporator Fan Controls | 2038 | Technical | MW | Before Competition Groups | 8.5548 | 0 | 0 | 3112.0206 | 0.002749 | 46 | Commercial_2038_Technical_MW_Before Competition Groups_46 | Evaporator Fan Controls | 0.2749% | 0 | 8.5548 | Commercial_2038_Technical_MW_Before Competition Groups_Evaporator Fan Controls
Commercial | Com ¦ Occupancy Sensors | 2038 | Achievable | MW | Before Competition Groups | 4.4016 | 0 | 0 | 1656.2971 | 0.0026575 | 37 | Commercial_2038_Achievable_MW_Before Competition Groups_37 | Occupancy Sensors | 0.2658% | 0 | 4.4016 | Commercial_2038_Achievable_MW_Before Competition Groups_Occupancy Sensors
Commercial | Com ¦ BEVERAGE VENDING MACHINE CONTROLS | 2038 | Achievable | MW | Before Competition Groups | 4.2586 | 0 | 0 | 1656.2971 | 0.0025711 | 38 | Commercial_2038_Achievable_MW_Before Competition Groups_38 | BEVERAGE VENDING MACHINE CONTROLS | 0.2571% | 0 | 4.2586 | Commercial_2038_Achievable_MW_Before Competition Groups_BEVERAGE VENDING MACHINE CONTROLS
Commercial | Com ¦ LED street light fixture | 2038 | Achievable | MW | Before Competition Groups | 4.2281 | 0 | 0 | 1656.2971 | 0.0025528 | 39 | Commercial_2038_Achievable_MW_Before Competition Groups_39 | LED street light fixture | 0.2553% | 0 | 4.2281 | Commercial_2038_Achievable_MW_Before Competition Groups_LED street light fixture
Commercial | Com ¦ ENERGY STAR Refrigerator | 2038 | Technical | MW | Before Competition Groups | 7.77 | 0 | 0 | 3112.0206 | 0.0024968 | 47 | Commercial_2038_Technical_MW_Before Competition Groups_47 | ENERGY STAR Refrigerator | 0.2497% | 0 | 7.77 | Commercial_2038_Technical_MW_Before Competition Groups_ENERGY STAR Refrigerator
Commercial | Com ¦ Condensing Make Up Air Unit | 2038 | Technical | MW | Before Competition Groups | 7.7618 | 0 | 0 | 3112.0206 | 0.0024941 | 48 | Commercial_2038_Technical_MW_Before Competition Groups_48 | Condensing Make Up Air Unit | 0.2494% | 0 | 7.7618 | Commercial_2038_Technical_MW_Before Competition Groups_Condensing Make Up Air Unit
Commercial | Com ¦ ENERGY STAR Griddle (74% eff) | 2038 | Technical | MW | Before Competition Groups | 7.5614 | 0 | 0 | 3112.0206 | 0.0024297 | 49 | Commercial_2038_Technical_MW_Before Competition Groups_49 | ENERGY STAR Griddle (74% eff) | 0.243% | 0 | 7.5614 | Commercial_2038_Technical_MW_Before Competition Groups_ENERGY STAR Griddle (74% eff)
Commercial | Com ¦ Elec Storage WH 2.30 Et | 2038 | Economic | MW | Before Competition Groups | 5.5864 | 0 | 0 | 2301.8559 | 0.0024269 | 41 | Commercial_2038_Economic_MW_Before Competition Groups_41 | Elec Storage WH 2.30 Et | 0.2427% | 0 | 5.5864 | Commercial_2038_Economic_MW_Before Competition Groups_Elec Storage WH 2.30 Et
Commercial | Com ¦ ENERGY STAR FREEZER | 2038 | Achievable | MW | Before Competition Groups | 3.9084 | 0 | 0 | 1656.2971 | 0.0023597 | 40 | Commercial_2038_Achievable_MW_Before Competition Groups_40 | ENERGY STAR FREEZER | 0.236% | 0 | 3.9084 | Commercial_2038_Achievable_MW_Before Competition Groups_ENERGY STAR FREEZER
Commercial | Com ¦ Super-High Efficiency Furnaces (Emerging Tech) | 2038 | Technical | MW | Before Competition Groups | 7.3205 | 0 | 0 | 3112.0206 | 0.0023523 | 50 | Commercial_2038_Technical_MW_Before Competition Groups_50 | Super-High Efficiency Furnaces (Emerging Tech) | 0.2352% | 0 | 7.3205 | Commercial_2038_Technical_MW_Before Competition Groups_Super-High Efficiency Furnaces (Emerging Tech)
Commercial | Com ¦ LED EXTERIOR AREA LIGHTS - LED fixture (200W) | 2038 | Technical | MW | Before Competition Groups | 7.0731 | 0 | 0 | 3112.0206 | 0.0022728 | 51 | Commercial_2038_Technical_MW_Before Competition Groups_51 | LED EXTERIOR AREA LIGHTS - LED fixture (200W) | 0.2273% | 0 | 7.0731 | Commercial_2038_Technical_MW_Before Competition Groups_LED EXTERIOR AREA LIGHTS - LED fixture (200W)
Commercial | Com ¦ Elec Storage WH 2.30 Et | 2038 | Achievable | MW | Before Competition Groups | 3.7581 | 0 | 0 | 1656.2971 | 0.002269 | 41 | Commercial_2038_Achievable_MW_Before Competition Groups_41 | Elec Storage WH 2.30 Et | 0.2269% | 0 | 3.7581 | Commercial_2038_Achievable_MW_Before Competition Groups_Elec Storage WH 2.30 Et
Commercial | Com ¦ Indoor Daylight Sensors/Photocell Dimming Control | 2038 | Economic | MW | Before Competition Groups | 5.1241 | 0 | 0 | 2301.8559 | 0.0022261 | 42 | Commercial_2038_Economic_MW_Before Competition Groups_42 | Indoor Daylight Sensors/Photocell Dimming Control | 0.2226% | 0 | 5.1241 | Commercial_2038_Economic_MW_Before Competition Groups_Indoor Daylight Sensors/Photocell Dimming Control
Commercial | Com ¦ Duct Insulation, R8 | 2038 | Economic | MW | Before Competition Groups | 5.1055 | 0 | 0 | 2301.8559 | 0.002218 | 43 | Commercial_2038_Economic_MW_Before Competition Groups_43 | Duct Insulation, R8 | 0.2218% | 0 | 5.1055 | Commercial_2038_Economic_MW_Before Competition Groups_Duct Insulation, R8
Commercial | Com ¦ BEVERAGE VENDING MACHINE CONTROLS | 2038 | Economic | MW | Before Competition Groups | 5.0663 | 0 | 0 | 2301.8559 | 0.002201 | 44 | Commercial_2038_Economic_MW_Before Competition Groups_44 | BEVERAGE VENDING MACHINE CONTROLS | 0.2201% | 0 | 5.0663 | Commercial_2038_Economic_MW_Before Competition Groups_BEVERAGE VENDING MACHINE CONTROLS
Commercial | Com ¦ LED parking lot fixture | 2038 | Technical | MW | Before Competition Groups | 6.6845 | 0 | 0 | 3112.0206 | 0.0021479 | 52 | Commercial_2038_Technical_MW_Before Competition Groups_52 | LED parking lot fixture | 0.2148% | 0 | 6.6845 | Commercial_2038_Technical_MW_Before Competition Groups_LED parking lot fixture
Commercial | Com ¦ Temperature Adjustment in Commercial Freezers | 2038 | Achievable | MW | Before Competition Groups | 3.498 | 0 | 0 | 1656.2971 | 0.0021119 | 42 | Commercial_2038_Achievable_MW_Before Competition Groups_42 | Temperature Adjustment in Commercial Freezers | 0.2112% | 0 | 3.498 | Commercial_2038_Achievable_MW_Before Competition Groups_Temperature Adjustment in Commercial Freezers
Commercial | Com ¦ LED street light fixture | 2038 | Economic | MW | Before Competition Groups | 4.4529 | 0 | 0 | 2301.8559 | 0.0019345 | 45 | Commercial_2038_Economic_MW_Before Competition Groups_45 | LED street light fixture | 0.1934% | 0 | 4.4529 | Commercial_2038_Economic_MW_Before Competition Groups_LED street light fixture
Commercial | Com ¦ Refrigeration Commissioning | 2038 | Technical | MW | Before Competition Groups | 5.9711 | 0 | 0 | 3112.0206 | 0.0019187 | 53 | Commercial_2038_Technical_MW_Before Competition Groups_53 | Refrigeration Commissioning | 0.1919% | 0 | 5.9711 | Commercial_2038_Technical_MW_Before Competition Groups_Refrigeration Commissioning
Commercial | Com ¦ CO Sensors for parking garage exhaust fans | 2038 | Achievable | MW | Before Competition Groups | 3.1 | 0 | 0 | 1656.2971 | 0.0018716 | 43 | Commercial_2038_Achievable_MW_Before Competition Groups_43 | CO Sensors for parking garage exhaust fans | 0.1872% | 0 | 3.1 | Commercial_2038_Achievable_MW_Before Competition Groups_CO Sensors for parking garage exhaust fans
Commercial | Com ¦ Elec Storage WH 2.30 Et | 2038 | Technical | MW | Before Competition Groups | 5.5864 | 0 | 0 | 3112.0206 | 0.0017951 | 54 | Commercial_2038_Technical_MW_Before Competition Groups_54 | Elec Storage WH 2.30 Et | 0.1795% | 0 | 5.5864 | Commercial_2038_Technical_MW_Before Competition Groups_Elec Storage WH 2.30 Et
Commercial | Com ¦ Vertical Night Covers | 2038 | Achievable | MW | Before Competition Groups | 2.9049 | 0 | 0 | 1656.2971 | 0.0017538 | 44 | Commercial_2038_Achievable_MW_Before Competition Groups_44 | Vertical Night Covers | 0.1754% | 0 | 2.9049 | Commercial_2038_Achievable_MW_Before Competition Groups_Vertical Night Covers
Commercial | Com ¦ Energy Efficient Laboratory Fume Hood | 2038 | Achievable | MW | Before Competition Groups | 2.8246 | 0 | 0 | 1656.2971 | 0.0017054 | 45 | Commercial_2038_Achievable_MW_Before Competition Groups_45 | Energy Efficient Laboratory Fume Hood | 0.1705% | 0 | 2.8246 | Commercial_2038_Achievable_MW_Before Competition Groups_Energy Efficient Laboratory Fume Hood
Commercial | Com ¦ Duct Insulation, R8 | 2038 | Technical | MW | Before Competition Groups | 5.1055 | 0 | 0 | 3112.0206 | 0.0016406 | 55 | Commercial_2038_Technical_MW_Before Competition Groups_55 | Duct Insulation, R8 | 0.1641% | 0 | 5.1055 | Commercial_2038_Technical_MW_Before Competition Groups_Duct Insulation, R8
Commercial | Com ¦ BEVERAGE VENDING MACHINE CONTROLS | 2038 | Technical | MW | Before Competition Groups | 5.0663 | 0 | 0 | 3112.0206 | 0.001628 | 56 | Commercial_2038_Technical_MW_Before Competition Groups_56 | BEVERAGE VENDING MACHINE CONTROLS | 0.1628% | 0 | 5.0663 | Commercial_2038_Technical_MW_Before Competition Groups_BEVERAGE VENDING MACHINE CONTROLS
Commercial | Com ¦ HOTEL OCCUPANCY CONTROLS (HVAC + LIGHTING) | 2038 | Economic | MW | Before Competition Groups | 3.7158 | 0 | 0 | 2301.8559 | 0.0016143 | 46 | Commercial_2038_Economic_MW_Before Competition Groups_46 | HOTEL OCCUPANCY CONTROLS (HVAC + LIGHTING) | 0.1614% | 0 | 3.7158 | Commercial_2038_Economic_MW_Before Competition Groups_HOTEL OCCUPANCY CONTROLS (HVAC + LIGHTING)
Commercial | Com ¦ CO Sensors for parking garage exhaust fans | 2038 | Economic | MW | Before Competition Groups | 3.3847 | 0 | 0 | 2301.8559 | 0.0014704 | 47 | Commercial_2038_Economic_MW_Before Competition Groups_47 | CO Sensors for parking garage exhaust fans | 0.147% | 0 | 3.3847 | Commercial_2038_Economic_MW_Before Competition Groups_CO Sensors for parking garage exhaust fans
Commercial | Com ¦ LED street light fixture | 2038 | Technical | MW | Before Competition Groups | 4.4529 | 0 | 0 | 3112.0206 | 0.0014309 | 57 | Commercial_2038_Technical_MW_Before Competition Groups_57 | LED street light fixture | 0.1431% | 0 | 4.4529 | Commercial_2038_Technical_MW_Before Competition Groups_LED street light fixture
Commercial | Com ¦ Temperature Adjustment in Commercial Freezers | 2038 | Economic | MW | Before Competition Groups | 3.1219 | 0 | 0 | 2301.8559 | 0.0013562 | 48 | Commercial_2038_Economic_MW_Before Competition Groups_48 | Temperature Adjustment in Commercial Freezers | 0.1356% | 0 | 3.1219 | Commercial_2038_Economic_MW_Before Competition Groups_Temperature Adjustment in Commercial Freezers
Commercial | Com ¦ Super-High Efficiency Furnaces (Emerging Tech) | 2038 | Achievable | MW | Before Competition Groups | 2.2254 | 0 | 0 | 1656.2971 | 0.0013436 | 46 | Commercial_2038_Achievable_MW_Before Competition Groups_46 | Super-High Efficiency Furnaces (Emerging Tech) | 0.1344% | 0 | 2.2254 | Commercial_2038_Achievable_MW_Before Competition Groups_Super-High Efficiency Furnaces (Emerging Tech)
Commercial | Com ¦ Roof Insulation/Ceiling Insulation (R25 Code to R35) | 2038 | Technical | MW | Before Competition Groups | 4.133 | 0 | 0 | 3112.0206 | 0.0013281 | 58 | Commercial_2038_Technical_MW_Before Competition Groups_58 | Roof Insulation/Ceiling Insulation (R25 Code to R35) | 0.1328% | 0 | 4.133 | Commercial_2038_Technical_MW_Before Competition Groups_Roof Insulation/Ceiling Insulation (R25 Code to R35)
Commercial | Com ¦ Water Heating (DHW) Pipe Insulation (Add 3/4\ Foam)" | 2038 | Achievable | MW | Before Competition Groups | 2.1955 | 0 | 0 | 1656.2971 | 0.0013255 | 47 | Commercial_2038_Achievable_MW_Before Competition Groups_47 | Water Heating (DHW) Pipe Insulation (Add 3/4\ Foam)" | 0.1326% | 0 | 2.1955 | Commercial_2038_Achievable_MW_Before Competition Groups_Water Heating (DHW) Pipe Insulation (Add 3/4\ Foam)"
Commercial | Com ¦ Outside Air Economizer | 2038 | Achievable | MW | Before Competition Groups | 1.9529 | 0 | 0 | 1656.2971 | 0.0011791 | 48 | Commercial_2038_Achievable_MW_Before Competition Groups_48 | Outside Air Economizer | 0.1179% | 0 | 1.9529 | Commercial_2038_Achievable_MW_Before Competition Groups_Outside Air Economizer
Commercial | Com ¦ Vertical Night Covers | 2038 | Economic | MW | Before Competition Groups | 2.5932 | 0 | 0 | 2301.8559 | 0.0011266 | 49 | Commercial_2038_Economic_MW_Before Competition Groups_49 | Vertical Night Covers | 0.1127% | 0 | 2.5932 | Commercial_2038_Economic_MW_Before Competition Groups_Vertical Night Covers
Commercial | Com ¦ Anti-sweat heat (ASH) controls - Cooler/Freezer | 2038 | Technical | MW | Before Competition Groups | 3.4319 | 0 | 0 | 3112.0206 | 0.0011028 | 59 | Commercial_2038_Technical_MW_Before Competition Groups_59 | Anti-sweat heat (ASH) controls - Cooler/Freezer | 0.1103% | 0 | 3.4319 | Commercial_2038_Technical_MW_Before Competition Groups_Anti-sweat heat (ASH) controls - Cooler/Freezer
Commercial | Com ¦ Energy Efficient Laboratory Fume Hood | 2038 | Economic | MW | Before Competition Groups | 2.5107 | 0 | 0 | 2301.8559 | 0.0010907 | 50 | Commercial_2038_Economic_MW_Before Competition Groups_50 | Energy Efficient Laboratory Fume Hood | 0.1091% | 0 | 2.5107 | Commercial_2038_Economic_MW_Before Competition Groups_Energy Efficient Laboratory Fume Hood
Commercial | Com ¦ CO Sensors for parking garage exhaust fans | 2038 | Technical | MW | Before Competition Groups | 3.3847 | 0 | 0 | 3112.0206 | 0.0010876 | 60 | Commercial_2038_Technical_MW_Before Competition Groups_60 | CO Sensors for parking garage exhaust fans | 0.1088% | 0 | 3.3847 | Commercial_2038_Technical_MW_Before Competition Groups_CO Sensors for parking garage exhaust fans
Commercial | Com ¦ Temperature Adjustment in Commercial Freezers | 2038 | Technical | MW | Before Competition Groups | 3.1219 | 0 | 0 | 3112.0206 | 0.0010032 | 61 | Commercial_2038_Technical_MW_Before Competition Groups_61 | Temperature Adjustment in Commercial Freezers | 0.1003% | 0 | 3.1219 | Commercial_2038_Technical_MW_Before Competition Groups_Temperature Adjustment in Commercial Freezers
Commercial | Com ¦ ENERGY STAR Fryer (84% eff) | 2038 | Economic | MW | Before Competition Groups | 2.2228 | 0 | 0 | 2301.8559 | 0.00096567 | 51 | Commercial_2038_Economic_MW_Before Competition Groups_51 | ENERGY STAR Fryer (84% eff) | 0.09657% | 0 | 2.2228 | Commercial_2038_Economic_MW_Before Competition Groups_ENERGY STAR Fryer (84% eff)
Commercial | Com ¦ ENERGY STAR Fryer (84% eff) | 2038 | Achievable | MW | Before Competition Groups | 1.5475 | 0 | 0 | 1656.2971 | 0.0009343 | 49 | Commercial_2038_Achievable_MW_Before Competition Groups_49 | ENERGY STAR Fryer (84% eff) | 0.09343% | 0 | 1.5475 | Commercial_2038_Achievable_MW_Before Competition Groups_ENERGY STAR Fryer (84% eff)
Commercial | Com ¦ Suction Pipe Insulation Freezer/Refrigerator | 2038 | Achievable | MW | Before Competition Groups | 1.5053 | 0 | 0 | 1656.2971 | 0.00090886 | 50 | Commercial_2038_Achievable_MW_Before Competition Groups_50 | Suction Pipe Insulation Freezer/Refrigerator | 0.09089% | 0 | 1.5053 | Commercial_2038_Achievable_MW_Before Competition Groups_Suction Pipe Insulation Freezer/Refrigerator
Commercial | Com ¦ Water Heating (DHW) Pipe Insulation (Add 3/4\ Foam)" | 2038 | Economic | MW | Before Competition Groups | 1.957 | 0 | 0 | 2301.8559 | 0.0008502 | 52 | Commercial_2038_Economic_MW_Before Competition Groups_52 | Water Heating (DHW) Pipe Insulation (Add 3/4\ Foam)" | 0.08502% | 0 | 1.957 | Commercial_2038_Economic_MW_Before Competition Groups_Water Heating (DHW) Pipe Insulation (Add 3/4\ Foam)"
Commercial | Com ¦ Outside Air Economizer | 2038 | Economic | MW | Before Competition Groups | 1.9552 | 0 | 0 | 2301.8559 | 0.00084941 | 53 | Commercial_2038_Economic_MW_Before Competition Groups_53 | Outside Air Economizer | 0.08494% | 0 | 1.9552 | Commercial_2038_Economic_MW_Before Competition Groups_Outside Air Economizer
Commercial | Com ¦ Vertical Night Covers | 2038 | Technical | MW | Before Competition Groups | 2.5932 | 0 | 0 | 3112.0206 | 0.00083329 | 62 | Commercial_2038_Technical_MW_Before Competition Groups_62 | Vertical Night Covers | 0.08333% | 0 | 2.5932 | Commercial_2038_Technical_MW_Before Competition Groups_Vertical Night Covers
Commercial | Com ¦ Energy Efficient Laboratory Fume Hood | 2038 | Technical | MW | Before Competition Groups | 2.5107 | 0 | 0 | 3112.0206 | 0.00080678 | 63 | Commercial_2038_Technical_MW_Before Competition Groups_63 | Energy Efficient Laboratory Fume Hood | 0.08068% | 0 | 2.5107 | Commercial_2038_Technical_MW_Before Competition Groups_Energy Efficient Laboratory Fume Hood
Commercial | Com ¦ Super-High Efficiency Furnaces (Emerging Tech) | 2038 | Economic | MW | Before Competition Groups | 1.8298 | 0 | 0 | 2301.8559 | 0.00079491 | 54 | Commercial_2038_Economic_MW_Before Competition Groups_54 | Super-High Efficiency Furnaces (Emerging Tech) | 0.07949% | 0 | 1.8298 | Commercial_2038_Economic_MW_Before Competition Groups_Super-High Efficiency Furnaces (Emerging Tech)
Commercial | Com ¦ ENERGY STAR Fryer (84% eff) | 2038 | Technical | MW | Before Competition Groups | 2.2228 | 0 | 0 | 3112.0206 | 0.00071427 | 64 | Commercial_2038_Technical_MW_Before Competition Groups_64 | ENERGY STAR Fryer (84% eff) | 0.07143% | 0 | 2.2228 | Commercial_2038_Technical_MW_Before Competition Groups_ENERGY STAR Fryer (84% eff)
Commercial | Com ¦ ENERGY STAR Dishwasher | 2038 | Economic | MW | Before Competition Groups | 1.562 | 0 | 0 | 2301.8559 | 0.0006786 | 55 | Commercial_2038_Economic_MW_Before Competition Groups_55 | ENERGY STAR Dishwasher | 0.06786% | 0 | 1.562 | Commercial_2038_Economic_MW_Before Competition Groups_ENERGY STAR Dishwasher
Commercial | Com ¦ Water Heating (DHW) Pipe Insulation (Add 3/4\ Foam)" | 2038 | Technical | MW | Before Competition Groups | 1.957 | 0 | 0 | 3112.0206 | 0.00062886 | 65 | Commercial_2038_Technical_MW_Before Competition Groups_65 | Water Heating (DHW) Pipe Insulation (Add 3/4\ Foam)" | 0.06289% | 0 | 1.957 | Commercial_2038_Technical_MW_Before Competition Groups_Water Heating (DHW) Pipe Insulation (Add 3/4\ Foam)"
Commercial | Com ¦ Outside Air Economizer | 2038 | Technical | MW | Before Competition Groups | 1.9552 | 0 | 0 | 3112.0206 | 0.00062828 | 66 | Commercial_2038_Technical_MW_Before Competition Groups_66 | Outside Air Economizer | 0.06283% | 0 | 1.9552 | Commercial_2038_Technical_MW_Before Competition Groups_Outside Air Economizer
Commercial | Com ¦ ENERGY STAR Steam Cookers | 2038 | Economic | MW | Before Competition Groups | 1.411 | 0 | 0 | 2301.8559 | 0.00061297 | 56 | Commercial_2038_Economic_MW_Before Competition Groups_56 | ENERGY STAR Steam Cookers | 0.0613% | 0 | 1.411 | Commercial_2038_Economic_MW_Before Competition Groups_ENERGY STAR Steam Cookers
Commercial | Com ¦ Suction Pipe Insulation Freezer/Refrigerator | 2038 | Economic | MW | Before Competition Groups | 1.3433 | 0 | 0 | 2301.8559 | 0.00058358 | 57 | Commercial_2038_Economic_MW_Before Competition Groups_57 | Suction Pipe Insulation Freezer/Refrigerator | 0.05836% | 0 | 1.3433 | Commercial_2038_Economic_MW_Before Competition Groups_Suction Pipe Insulation Freezer/Refrigerator
Commercial | Com ¦ ENERGY STAR Steam Cookers | 2038 | Achievable | MW | Before Competition Groups | 0.95862 | 0 | 0 | 1656.2971 | 0.00057877 | 51 | Commercial_2038_Achievable_MW_Before Competition Groups_51 | ENERGY STAR Steam Cookers | 0.05788% | 0 | 0.95862 | Commercial_2038_Achievable_MW_Before Competition Groups_ENERGY STAR Steam Cookers
Commercial | Com ¦ Room AC (w/ louvered sides) 14 SEER from 12 SEER code | 2038 | Technical | MW | Before Competition Groups | 1.7953 | 0 | 0 | 3112.0206 | 0.00057688 | 67 | Commercial_2038_Technical_MW_Before Competition Groups_67 | Room AC (w/ louvered sides) 14 SEER from 12 SEER code | 0.05769% | 0 | 1.7953 | Commercial_2038_Technical_MW_Before Competition Groups_Room AC (w/ louvered sides) 14 SEER from 12 SEER code
Commercial | Com ¦ High Efficiency Small Instantaneous Water Heater | 2038 | Technical | MW | Before Competition Groups | 1.5936 | 0 | 0 | 3112.0206 | 0.00051206 | 68 | Commercial_2038_Technical_MW_Before Competition Groups_68 | High Efficiency Small Instantaneous Water Heater | 0.05121% | 0 | 1.5936 | Commercial_2038_Technical_MW_Before Competition Groups_High Efficiency Small Instantaneous Water Heater
Commercial | Com ¦ ENERGY STAR Dishwasher | 2038 | Achievable | MW | Before Competition Groups | 0.8365 | 0 | 0 | 1656.2971 | 0.00050504 | 52 | Commercial_2038_Achievable_MW_Before Competition Groups_52 | ENERGY STAR Dishwasher | 0.0505% | 0 | 0.8365 | Commercial_2038_Achievable_MW_Before Competition Groups_ENERGY STAR Dishwasher
Commercial | Com ¦ ENERGY STAR Dishwasher | 2038 | Technical | MW | Before Competition Groups | 1.562 | 0 | 0 | 3112.0206 | 0.00050194 | 69 | Commercial_2038_Technical_MW_Before Competition Groups_69 | ENERGY STAR Dishwasher | 0.05019% | 0 | 1.562 | Commercial_2038_Technical_MW_Before Competition Groups_ENERGY STAR Dishwasher
Commercial | Com ¦ LED RECESSED DOWNLIGHTS | 2038 | Technical | MW | Before Competition Groups | 1.4235 | 0 | 0 | 3112.0206 | 0.00045742 | 70 | Commercial_2038_Technical_MW_Before Competition Groups_70 | LED RECESSED DOWNLIGHTS | 0.04574% | 0 | 1.4235 | Commercial_2038_Technical_MW_Before Competition Groups_LED RECESSED DOWNLIGHTS
Commercial | Com ¦ Ozone Laundry Treatment | 2038 | Achievable | MW | Before Competition Groups | 0.75095 | 0 | 0 | 1656.2971 | 0.00045339 | 53 | Commercial_2038_Achievable_MW_Before Competition Groups_53 | Ozone Laundry Treatment | 0.04534% | 0 | 0.75095 | Commercial_2038_Achievable_MW_Before Competition Groups_Ozone Laundry Treatment
Commercial | Com ¦ ENERGY STAR Steam Cookers | 2038 | Technical | MW | Before Competition Groups | 1.411 | 0 | 0 | 3112.0206 | 0.00045339 | 71 | Commercial_2038_Technical_MW_Before Competition Groups_71 | ENERGY STAR Steam Cookers | 0.04534% | 0 | 1.411 | Commercial_2038_Technical_MW_Before Competition Groups_ENERGY STAR Steam Cookers
Commercial | Com ¦ Suction Pipe Insulation Freezer/Refrigerator | 2038 | Technical | MW | Before Competition Groups | 1.3433 | 0 | 0 | 3112.0206 | 0.00043165 | 72 | Commercial_2038_Technical_MW_Before Competition Groups_72 | Suction Pipe Insulation Freezer/Refrigerator | 0.04317% | 0 | 1.3433 | Commercial_2038_Technical_MW_Before Competition Groups_Suction Pipe Insulation Freezer/Refrigerator
Commercial | Com ¦ High Efficiency Small Instantaneous Water Heater | 2038 | Economic | MW | Before Competition Groups | 0.98271 | 0 | 0 | 2301.8559 | 0.00042692 | 58 | Commercial_2038_Economic_MW_Before Competition Groups_58 | High Efficiency Small Instantaneous Water Heater | 0.04269% | 0 | 0.98271 | Commercial_2038_Economic_MW_Before Competition Groups_High Efficiency Small Instantaneous Water Heater
Commercial | Com ¦ Thermostat Setback | 2038 | Achievable | MW | Before Competition Groups | 0.70659 | 0 | 0 | 1656.2971 | 0.00042661 | 54 | Commercial_2038_Achievable_MW_Before Competition Groups_54 | Thermostat Setback | 0.04266% | 0 | 0.70659 | Commercial_2038_Achievable_MW_Before Competition Groups_Thermostat Setback
Commercial | Com ¦ Door Gasket Freezer/Refrigerator | 2038 | Economic | MW | Before Competition Groups | 0.95762 | 0 | 0 | 2301.8559 | 0.00041602 | 59 | Commercial_2038_Economic_MW_Before Competition Groups_59 | Door Gasket Freezer/Refrigerator | 0.0416% | 0 | 0.95762 | Commercial_2038_Economic_MW_Before Competition Groups_Door Gasket Freezer/Refrigerator
Commercial | Com ¦ Evaporator Coil Defrost (Cooler) | 2038 | Technical | MW | Before Competition Groups | 1.1437 | 0 | 0 | 3112.0206 | 0.00036752 | 73 | Commercial_2038_Technical_MW_Before Competition Groups_73 | Evaporator Coil Defrost (Cooler) | 0.03675% | 0 | 1.1437 | Commercial_2038_Technical_MW_Before Competition Groups_Evaporator Coil Defrost (Cooler)
Commercial | Com ¦ Ozone Laundry Treatment | 2038 | Economic | MW | Before Competition Groups | 0.80678 | 0 | 0 | 2301.8559 | 0.00035049 | 60 | Commercial_2038_Economic_MW_Before Competition Groups_60 | Ozone Laundry Treatment | 0.03505% | 0 | 0.80678 | Commercial_2038_Economic_MW_Before Competition Groups_Ozone Laundry Treatment
Commercial | Com ¦ Thermostat Setback | 2038 | Economic | MW | Before Competition Groups | 0.79264 | 0 | 0 | 2301.8559 | 0.00034435 | 61 | Commercial_2038_Economic_MW_Before Competition Groups_61 | Thermostat Setback | 0.03443% | 0 | 0.79264 | Commercial_2038_Economic_MW_Before Competition Groups_Thermostat Setback
Commercial | Com ¦ Indoor Daylight Sensors/Photocell Dimming Control | 2038 | Achievable | MW | Before Competition Groups | 0.53447 | 0 | 0 | 1656.2971 | 0.00032269 | 55 | Commercial_2038_Achievable_MW_Before Competition Groups_55 | Indoor Daylight Sensors/Photocell Dimming Control | 0.03227% | 0 | 0.53447 | Commercial_2038_Achievable_MW_Before Competition Groups_Indoor Daylight Sensors/Photocell Dimming Control
Commercial | Com ¦ Roof Insulation/Ceiling Insulation (R25 Code to R35) | 2038 | Economic | MW | Before Competition Groups | 0.73099 | 0 | 0 | 2301.8559 | 0.00031757 | 62 | Commercial_2038_Economic_MW_Before Competition Groups_62 | Roof Insulation/Ceiling Insulation (R25 Code to R35) | 0.03176% | 0 | 0.73099 | Commercial_2038_Economic_MW_Before Competition Groups_Roof Insulation/Ceiling Insulation (R25 Code to R35)
Commercial | Com ¦ PTAC (12 EER/10,000 BTU) | 2038 | Economic | MW | Before Competition Groups | 0.61923 | 0 | 0 | 2301.8559 | 0.00026901 | 63 | Commercial_2038_Economic_MW_Before Competition Groups_63 | PTAC (12 EER/10,000 BTU) | 0.0269% | 0 | 0.61923 | Commercial_2038_Economic_MW_Before Competition Groups_PTAC (12 EER/10,000 BTU)
Commercial | Com ¦ LED RECESSED DOWNLIGHTS | 2038 | Achievable | MW | Before Competition Groups | 0.43415 | 0 | 0 | 1656.2971 | 0.00026212 | 56 | Commercial_2038_Achievable_MW_Before Competition Groups_56 | LED RECESSED DOWNLIGHTS | 0.02621% | 0 | 0.43415 | Commercial_2038_Achievable_MW_Before Competition Groups_LED RECESSED DOWNLIGHTS
Commercial | Com ¦ Ozone Laundry Treatment | 2038 | Technical | MW | Before Competition Groups | 0.80678 | 0 | 0 | 3112.0206 | 0.00025924 | 74 | Commercial_2038_Technical_MW_Before Competition Groups_74 | Ozone Laundry Treatment | 0.02592% | 0 | 0.80678 | Commercial_2038_Technical_MW_Before Competition Groups_Ozone Laundry Treatment
Commercial | Com ¦ Thermostat Setback | 2038 | Technical | MW | Before Competition Groups | 0.79264 | 0 | 0 | 3112.0206 | 0.0002547 | 75 | Commercial_2038_Technical_MW_Before Competition Groups_75 | Thermostat Setback | 0.02547% | 0 | 0.79264 | Commercial_2038_Technical_MW_Before Competition Groups_Thermostat Setback
Commercial | Com ¦ Wall Insulation | 2038 | Economic | MW | Before Competition Groups | 0.5789 | 0 | 0 | 2301.8559 | 0.00025149 | 64 | Commercial_2038_Economic_MW_Before Competition Groups_64 | Wall Insulation | 0.02515% | 0 | 0.5789 | Commercial_2038_Economic_MW_Before Competition Groups_Wall Insulation
Commercial | Com ¦ SYNCHRONOUS BELT | 2038 | Technical | MW | Before Competition Groups | 0.74711 | 0 | 0 | 3112.0206 | 0.00024007 | 76 | Commercial_2038_Technical_MW_Before Competition Groups_76 | SYNCHRONOUS BELT | 0.02401% | 0 | 0.74711 | Commercial_2038_Technical_MW_Before Competition Groups_SYNCHRONOUS BELT
Commercial | Com ¦ LED RECESSED DOWNLIGHTS | 2038 | Economic | MW | Before Competition Groups | 0.54154 | 0 | 0 | 2301.8559 | 0.00023526 | 65 | Commercial_2038_Economic_MW_Before Competition Groups_65 | LED RECESSED DOWNLIGHTS | 0.02353% | 0 | 0.54154 | Commercial_2038_Economic_MW_Before Competition Groups_LED RECESSED DOWNLIGHTS
Commercial | Com ¦ PTAC (12 EER/10,000 BTU) | 2038 | Achievable | MW | Before Competition Groups | 0.37241 | 0 | 0 | 1656.2971 | 0.00022485 | 57 | Commercial_2038_Achievable_MW_Before Competition Groups_57 | PTAC (12 EER/10,000 BTU) | 0.02248% | 0 | 0.37241 | Commercial_2038_Achievable_MW_Before Competition Groups_PTAC (12 EER/10,000 BTU)
Commercial | Com ¦ PTAC (12 EER/10,000 BTU) | 2038 | Technical | MW | Before Competition Groups | 0.6822 | 0 | 0 | 3112.0206 | 0.00021922 | 77 | Commercial_2038_Technical_MW_Before Competition Groups_77 | PTAC (12 EER/10,000 BTU) | 0.02192% | 0 | 0.6822 | Commercial_2038_Technical_MW_Before Competition Groups_PTAC (12 EER/10,000 BTU)
Commercial | Com ¦ Wall Insulation | 2038 | Technical | MW | Before Competition Groups | 0.61242 | 0 | 0 | 3112.0206 | 0.00019679 | 78 | Commercial_2038_Technical_MW_Before Competition Groups_78 | Wall Insulation | 0.01968% | 0 | 0.61242 | Commercial_2038_Technical_MW_Before Competition Groups_Wall Insulation
Commercial | Com ¦ Solar Water Preheat (Pools/DHW) | 2038 | Economic | MW | Before Competition Groups | 0.45224 | 0 | 0 | 2301.8559 | 0.00019647 | 66 | Commercial_2038_Economic_MW_Before Competition Groups_66 | Solar Water Preheat (Pools/DHW) | 0.01965% | 0 | 0.45224 | Commercial_2038_Economic_MW_Before Competition Groups_Solar Water Preheat (Pools/DHW)
Commercial | Com ¦ Solar Preheat Make up Air | 2038 | Technical | MW | Before Competition Groups | 0.60592 | 0 | 0 | 3112.0206 | 0.0001947 | 79 | Commercial_2038_Technical_MW_Before Competition Groups_79 | Solar Preheat Make up Air | 0.01947% | 0 | 0.60592 | Commercial_2038_Technical_MW_Before Competition Groups_Solar Preheat Make up Air
Commercial | COM ¦ Ductless Mini-Split Heat Pumps | 2038 | Economic | MW | Before Competition Groups | 0.43172 | 0 | 0 | 2301.8559 | 0.00018755 | 67 | Commercial_2038_Economic_MW_Before Competition Groups_67 | Ductless Mini-Split Heat Pumps | 0.01876% | 0 | 0.43172 | Commercial_2038_Economic_MW_Before Competition Groups_Ductless Mini-Split Heat Pumps
Commercial | Com ¦ ECM MOTORS FOR HVAC APPLICATION (FAN-POWERED VAV BOX) | 2038 | Achievable | MW | Before Competition Groups | 0.31029 | 0 | 0 | 1656.2971 | 0.00018734 | 58 | Commercial_2038_Achievable_MW_Before Competition Groups_58 | ECM MOTORS FOR HVAC APPLICATION (FAN-POWERED VAV BOX) | 0.01873% | 0 | 0.31029 | Commercial_2038_Achievable_MW_Before Competition Groups_ECM MOTORS FOR HVAC APPLICATION (FAN-POWERED VAV BOX)
Commercial | COM ¦ Ductless Mini-Split Heat Pumps | 2038 | Achievable | MW | Before Competition Groups | 0.28529 | 0 | 0 | 1656.2971 | 0.00017225 | 59 | Commercial_2038_Achievable_MW_Before Competition Groups_59 | Ductless Mini-Split Heat Pumps | 0.01722% | 0 | 0.28529 | Commercial_2038_Achievable_MW_Before Competition Groups_Ductless Mini-Split Heat Pumps
Commercial | Com ¦ HOTEL OCCUPANCY CONTROLS (HVAC + LIGHTING) | 2038 | Achievable | MW | Before Competition Groups | 0.2683 | 0 | 0 | 1656.2971 | 0.00016199 | 60 | Commercial_2038_Achievable_MW_Before Competition Groups_60 | HOTEL OCCUPANCY CONTROLS (HVAC + LIGHTING) | 0.0162% | 0 | 0.2683 | Commercial_2038_Achievable_MW_Before Competition Groups_HOTEL OCCUPANCY CONTROLS (HVAC + LIGHTING)
Commercial | Com ¦ Solar Water Preheat (Pools/DHW) | 2038 | Achievable | MW | Before Competition Groups | 0.2516 | 0 | 0 | 1656.2971 | 0.00015191 | 61 | Commercial_2038_Achievable_MW_Before Competition Groups_61 | Solar Water Preheat (Pools/DHW) | 0.01519% | 0 | 0.2516 | Commercial_2038_Achievable_MW_Before Competition Groups_Solar Water Preheat (Pools/DHW)
Commercial | Com ¦ Efficient compressor motor | 2038 | Technical | MW | Before Competition Groups | 0.46223 | 0 | 0 | 3112.0206 | 0.00014853 | 80 | Commercial_2038_Technical_MW_Before Competition Groups_80 | Efficient compressor motor | 0.01485% | 0 | 0.46223 | Commercial_2038_Technical_MW_Before Competition Groups_Efficient compressor motor
Commercial | Com ¦ Solar Water Preheat (Pools/DHW) | 2038 | Technical | MW | Before Competition Groups | 0.45224 | 0 | 0 | 3112.0206 | 0.00014532 | 81 | Commercial_2038_Technical_MW_Before Competition Groups_81 | Solar Water Preheat (Pools/DHW) | 0.01453% | 0 | 0.45224 | Commercial_2038_Technical_MW_Before Competition Groups_Solar Water Preheat (Pools/DHW)
Commercial | Com ¦ High Efficiency Chiller (avg of water and air cooled) | 2038 | Technical | MW | Before Competition Groups | 0.43773 | 0 | 0 | 3112.0206 | 0.00014066 | 82 | Commercial_2038_Technical_MW_Before Competition Groups_82 | High Efficiency Chiller (avg of water and air cooled) | 0.01407% | 0 | 0.43773 | Commercial_2038_Technical_MW_Before Competition Groups_High Efficiency Chiller (avg of water and air cooled)
Commercial | Com ¦ ECM MOTORS FOR HVAC APPLICATION (FAN-POWERED VAV BOX) | 2038 | Economic | MW | Before Competition Groups | 0.32163 | 0 | 0 | 2301.8559 | 0.00013972 | 68 | Commercial_2038_Economic_MW_Before Competition Groups_68 | ECM MOTORS FOR HVAC APPLICATION (FAN-POWERED VAV BOX) | 0.01397% | 0 | 0.32163 | Commercial_2038_Economic_MW_Before Competition Groups_ECM MOTORS FOR HVAC APPLICATION (FAN-POWERED VAV BOX)
Commercial | COM ¦ Ductless Mini-Split Heat Pumps | 2038 | Technical | MW | Before Competition Groups | 0.43172 | 0 | 0 | 3112.0206 | 0.00013873 | 83 | Commercial_2038_Technical_MW_Before Competition Groups_83 | Ductless Mini-Split Heat Pumps | 0.01387% | 0 | 0.43172 | Commercial_2038_Technical_MW_Before Competition Groups_Ductless Mini-Split Heat Pumps
Commercial | Com ¦ Heat Pump Water Heater (50 Gallons) | 2038 | Technical | MW | Before Competition Groups | 0.41309 | 0 | 0 | 3112.0206 | 0.00013274 | 84 | Commercial_2038_Technical_MW_Before Competition Groups_84 | Heat Pump Water Heater (50 Gallons) | 0.01327% | 0 | 0.41309 | Commercial_2038_Technical_MW_Before Competition Groups_Heat Pump Water Heater (50 Gallons)
Commercial | Com ¦ SYNCHRONOUS BELT | 2038 | Economic | MW | Before Competition Groups | 0.30145 | 0 | 0 | 2301.8559 | 0.00013096 | 69 | Commercial_2038_Economic_MW_Before Competition Groups_69 | SYNCHRONOUS BELT | 0.0131% | 0 | 0.30145 | Commercial_2038_Economic_MW_Before Competition Groups_SYNCHRONOUS BELT
Commercial | Com ¦ Notched V belts for HVAC Systems | 2038 | Technical | MW | Before Competition Groups | 0.37355 | 0 | 0 | 3112.0206 | 0.00012004 | 85 | Commercial_2038_Technical_MW_Before Competition Groups_85 | Notched V belts for HVAC Systems | 0.012% | 0 | 0.37355 | Commercial_2038_Technical_MW_Before Competition Groups_Notched V belts for HVAC Systems
Commercial | Com ¦ Efficient compressor motor | 2038 | Economic | MW | Before Competition Groups | 0.26161 | 0 | 0 | 2301.8559 | 0.00011365 | 70 | Commercial_2038_Economic_MW_Before Competition Groups_70 | Efficient compressor motor | 0.01137% | 0 | 0.26161 | Commercial_2038_Economic_MW_Before Competition Groups_Efficient compressor motor
Commercial | Com ¦ Commercial Hot Food Holding Cabinets | 2038 | Technical | MW | Before Competition Groups | 0.3305 | 0 | 0 | 3112.0206 | 0.0001062 | 86 | Commercial_2038_Technical_MW_Before Competition Groups_86 | Commercial Hot Food Holding Cabinets | 0.01062% | 0 | 0.3305 | Commercial_2038_Technical_MW_Before Competition Groups_Commercial Hot Food Holding Cabinets
Commercial | Com ¦ Auto Off Time Switch or Time Clock control | 2038 | Achievable | MW | Before Competition Groups | 0.17467 | 0 | 0 | 1656.2971 | 0.00010546 | 62 | Commercial_2038_Achievable_MW_Before Competition Groups_62 | Auto Off Time Switch or Time Clock control | 0.01055% | 0 | 0.17467 | Commercial_2038_Achievable_MW_Before Competition Groups_Auto Off Time Switch or Time Clock control
Commercial | Com ¦ ECM MOTORS FOR HVAC APPLICATION (FAN-POWERED VAV BOX) | 2038 | Technical | MW | Before Competition Groups | 0.32236 | 0 | 0 | 3112.0206 | 0.00010359 | 87 | Commercial_2038_Technical_MW_Before Competition Groups_87 | ECM MOTORS FOR HVAC APPLICATION (FAN-POWERED VAV BOX) | 0.01036% | 0 | 0.32236 | Commercial_2038_Technical_MW_Before Competition Groups_ECM MOTORS FOR HVAC APPLICATION (FAN-POWERED VAV BOX)
Commercial | Com ¦ Efficient compressor motor | 2038 | Achievable | MW | Before Competition Groups | 0.16593 | 0 | 0 | 1656.2971 | 0.00010018 | 63 | Commercial_2038_Achievable_MW_Before Competition Groups_63 | Efficient compressor motor | 0.01002% | 0 | 0.16593 | Commercial_2038_Achievable_MW_Before Competition Groups_Efficient compressor motor
Commercial | Com ¦ CEE Tier 2/Energy Star Clothes Washers | 2038 | Achievable | MW | Before Competition Groups | 0.155 | 0 | 0 | 1656.2971 | 9.358e-05 | 64 | Commercial_2038_Achievable_MW_Before Competition Groups_64 | CEE Tier 2/Energy Star Clothes Washers | 0.009358% | 0 | 0.155 | Commercial_2038_Achievable_MW_Before Competition Groups_CEE Tier 2/Energy Star Clothes Washers
Commercial | Com ¦ Demand controlled Circulating Systems | 2038 | Achievable | MW | Before Competition Groups | 0.14731 | 0 | 0 | 1656.2971 | 8.8939e-05 | 65 | Commercial_2038_Achievable_MW_Before Competition Groups_65 | Demand controlled Circulating Systems | 0.008894% | 0 | 0.14731 | Commercial_2038_Achievable_MW_Before Competition Groups_Demand controlled Circulating Systems
Commercial | Com ¦ HVAC Optimization | 2038 | Technical | MW | Before Competition Groups | 0.2735 | 0 | 0 | 3112.0206 | 8.7885e-05 | 88 | Commercial_2038_Technical_MW_Before Competition Groups_88 | HVAC Optimization | 0.008789% | 0 | 0.2735 | Commercial_2038_Technical_MW_Before Competition Groups_HVAC Optimization
Commercial | Com ¦ Notched V belts for HVAC Systems | 2038 | Economic | MW | Before Competition Groups | 0.19777 | 0 | 0 | 2301.8559 | 8.592e-05 | 71 | Commercial_2038_Economic_MW_Before Competition Groups_71 | Notched V belts for HVAC Systems | 0.008592% | 0 | 0.19777 | Commercial_2038_Economic_MW_Before Competition Groups_Notched V belts for HVAC Systems
Commercial | Com ¦ Auto Off Time Switch or Time Clock control | 2038 | Economic | MW | Before Competition Groups | 0.19574 | 0 | 0 | 2301.8559 | 8.5036e-05 | 72 | Commercial_2038_Economic_MW_Before Competition Groups_72 | Auto Off Time Switch or Time Clock control | 0.008504% | 0 | 0.19574 | Commercial_2038_Economic_MW_Before Competition Groups_Auto Off Time Switch or Time Clock control
Commercial | Com ¦ CEE Tier 2/Energy Star Clothes Washers | 2038 | Economic | MW | Before Competition Groups | 0.19484 | 0 | 0 | 2301.8559 | 8.4644e-05 | 73 | Commercial_2038_Economic_MW_Before Competition Groups_73 | CEE Tier 2/Energy Star Clothes Washers | 0.008464% | 0 | 0.19484 | Commercial_2038_Economic_MW_Before Competition Groups_CEE Tier 2/Energy Star Clothes Washers
Commercial | Com ¦ Wall Insulation | 2038 | Achievable | MW | Before Competition Groups | 0.13932 | 0 | 0 | 1656.2971 | 8.4116e-05 | 66 | Commercial_2038_Achievable_MW_Before Competition Groups_66 | Wall Insulation | 0.008412% | 0 | 0.13932 | Commercial_2038_Achievable_MW_Before Competition Groups_Wall Insulation
Commercial | Com ¦ HVAC Optimization | 2038 | Economic | MW | Before Competition Groups | 0.16446 | 0 | 0 | 2301.8559 | 7.1447e-05 | 74 | Commercial_2038_Economic_MW_Before Competition Groups_74 | HVAC Optimization | 0.007145% | 0 | 0.16446 | Commercial_2038_Economic_MW_Before Competition Groups_HVAC Optimization
Commercial | Com ¦ HVAC Optimization | 2038 | Achievable | MW | Before Competition Groups | 0.11814 | 0 | 0 | 1656.2971 | 7.1329e-05 | 67 | Commercial_2038_Achievable_MW_Before Competition Groups_67 | HVAC Optimization | 0.007133% | 0 | 0.11814 | Commercial_2038_Achievable_MW_Before Competition Groups_HVAC Optimization
Commercial | Com ¦ Auto Off Time Switch or Time Clock control | 2038 | Technical | MW | Before Competition Groups | 0.19574 | 0 | 0 | 3112.0206 | 6.2898e-05 | 89 | Commercial_2038_Technical_MW_Before Competition Groups_89 | Auto Off Time Switch or Time Clock control | 0.00629% | 0 | 0.19574 | Commercial_2038_Technical_MW_Before Competition Groups_Auto Off Time Switch or Time Clock control
Commercial | Com ¦ CEE Tier 2/Energy Star Clothes Washers | 2038 | Technical | MW | Before Competition Groups | 0.19484 | 0 | 0 | 3112.0206 | 6.2608e-05 | 90 | Commercial_2038_Technical_MW_Before Competition Groups_90 | CEE Tier 2/Energy Star Clothes Washers | 0.006261% | 0 | 0.19484 | Commercial_2038_Technical_MW_Before Competition Groups_CEE Tier 2/Energy Star Clothes Washers
Commercial | Com ¦ Notched V belts for HVAC Systems | 2038 | Achievable | MW | Before Competition Groups | 0.10311 | 0 | 0 | 1656.2971 | 6.2252e-05 | 68 | Commercial_2038_Achievable_MW_Before Competition Groups_68 | Notched V belts for HVAC Systems | 0.006225% | 0 | 0.10311 | Commercial_2038_Achievable_MW_Before Competition Groups_Notched V belts for HVAC Systems
Commercial | Com ¦ High Efficiency Small Instantaneous Water Heater | 2038 | Achievable | MW | Before Competition Groups | 0.096736 | 0 | 0 | 1656.2971 | 5.8405e-05 | 69 | Commercial_2038_Achievable_MW_Before Competition Groups_69 | High Efficiency Small Instantaneous Water Heater | 0.005841% | 0 | 0.096736 | Commercial_2038_Achievable_MW_Before Competition Groups_High Efficiency Small Instantaneous Water Heater
Commercial | Com ¦ Demand controlled Circulating Systems | 2038 | Economic | MW | Before Competition Groups | 0.1295 | 0 | 0 | 2301.8559 | 5.626e-05 | 75 | Commercial_2038_Economic_MW_Before Competition Groups_75 | Demand controlled Circulating Systems | 0.005626% | 0 | 0.1295 | Commercial_2038_Economic_MW_Before Competition Groups_Demand controlled Circulating Systems
Commercial | Com ¦ Solar Electric Water Heater (50 Gallon) | 2038 | Technical | MW | Before Competition Groups | 0.16886 | 0 | 0 | 3112.0206 | 5.4259e-05 | 91 | Commercial_2038_Technical_MW_Before Competition Groups_91 | Solar Electric Water Heater (50 Gallon) | 0.005426% | 0 | 0.16886 | Commercial_2038_Technical_MW_Before Competition Groups_Solar Electric Water Heater (50 Gallon)
Commercial | Com ¦ Commercial Hot Food Holding Cabinets | 2038 | Economic | MW | Before Competition Groups | 0.12459 | 0 | 0 | 2301.8559 | 5.4125e-05 | 76 | Commercial_2038_Economic_MW_Before Competition Groups_76 | Commercial Hot Food Holding Cabinets | 0.005412% | 0 | 0.12459 | Commercial_2038_Economic_MW_Before Competition Groups_Commercial Hot Food Holding Cabinets
Commercial | Com ¦ Low Flow Pre-Rinse Spray Nozzle | 2038 | Achievable | MW | Before Competition Groups | 0.085201 | 0 | 0 | 1656.2971 | 5.1441e-05 | 70 | Commercial_2038_Achievable_MW_Before Competition Groups_70 | Low Flow Pre-Rinse Spray Nozzle | 0.005144% | 0 | 0.085201 | Commercial_2038_Achievable_MW_Before Competition Groups_Low Flow Pre-Rinse Spray Nozzle
Commercial | Com ¦ Low Flow Pre-Rinse Spray Nozzle | 2038 | Economic | MW | Before Competition Groups | 0.11465 | 0 | 0 | 2301.8559 | 4.9806e-05 | 77 | Commercial_2038_Economic_MW_Before Competition Groups_77 | Low Flow Pre-Rinse Spray Nozzle | 0.004981% | 0 | 0.11465 | Commercial_2038_Economic_MW_Before Competition Groups_Low Flow Pre-Rinse Spray Nozzle
Commercial | Com ¦ Commercial Hot Food Holding Cabinets | 2038 | Achievable | MW | Before Competition Groups | 0.081832 | 0 | 0 | 1656.2971 | 4.9407e-05 | 71 | Commercial_2038_Achievable_MW_Before Competition Groups_71 | Commercial Hot Food Holding Cabinets | 0.004941% | 0 | 0.081832 | Commercial_2038_Achievable_MW_Before Competition Groups_Commercial Hot Food Holding Cabinets
Commercial | Com ¦ Demand controlled Circulating Systems | 2038 | Technical | MW | Before Competition Groups | 0.1295 | 0 | 0 | 3112.0206 | 4.1614e-05 | 92 | Commercial_2038_Technical_MW_Before Competition Groups_92 | Demand controlled Circulating Systems | 0.004161% | 0 | 0.1295 | Commercial_2038_Technical_MW_Before Competition Groups_Demand controlled Circulating Systems
Commercial | Com ¦ Room AC (w/ louvered sides) 14 SEER from 12 SEER code | 2038 | Achievable | MW | Before Competition Groups | 0.062561 | 0 | 0 | 1656.2971 | 3.7772e-05 | 72 | Commercial_2038_Achievable_MW_Before Competition Groups_72 | Room AC (w/ louvered sides) 14 SEER from 12 SEER code | 0.003777% | 0 | 0.062561 | Commercial_2038_Achievable_MW_Before Competition Groups_Room AC (w/ louvered sides) 14 SEER from 12 SEER code
Commercial | Com ¦ Low Flow Pre-Rinse Spray Nozzle | 2038 | Technical | MW | Before Competition Groups | 0.11465 | 0 | 0 | 3112.0206 | 3.684e-05 | 93 | Commercial_2038_Technical_MW_Before Competition Groups_93 | Low Flow Pre-Rinse Spray Nozzle | 0.003684% | 0 | 0.11465 | Commercial_2038_Technical_MW_Before Competition Groups_Low Flow Pre-Rinse Spray Nozzle
Commercial | Com ¦ Condensing Unit Heaters or other Efficient Unit Heating System | 2038 | Achievable | MW | Before Competition Groups | 0.049714 | 0 | 0 | 1656.2971 | 3.0015e-05 | 73 | Commercial_2038_Achievable_MW_Before Competition Groups_73 | Condensing Unit Heaters or other Efficient Unit Heating System | 0.003002% | 0 | 0.049714 | Commercial_2038_Achievable_MW_Before Competition Groups_Condensing Unit Heaters or other Efficient Unit Heating System
Commercial | Com ¦ Room AC (w/ louvered sides) 14 SEER from 12 SEER code | 2038 | Economic | MW | Before Competition Groups | 0.061312 | 0 | 0 | 2301.8559 | 2.6636e-05 | 78 | Commercial_2038_Economic_MW_Before Competition Groups_78 | Room AC (w/ louvered sides) 14 SEER from 12 SEER code | 0.002664% | 0 | 0.061312 | Commercial_2038_Economic_MW_Before Competition Groups_Room AC (w/ louvered sides) 14 SEER from 12 SEER code
Commercial | Com ¦ Roof Insulation/Ceiling Insulation (R25 Code to R35) | 2038 | Achievable | MW | Before Competition Groups | 0.040642 | 0 | 0 | 1656.2971 | 2.4538e-05 | 74 | Commercial_2038_Achievable_MW_Before Competition Groups_74 | Roof Insulation/Ceiling Insulation (R25 Code to R35) | 0.002454% | 0 | 0.040642 | Commercial_2038_Achievable_MW_Before Competition Groups_Roof Insulation/Ceiling Insulation (R25 Code to R35)
Commercial | Com ¦ High Efficiency Chiller (avg of water and air cooled) | 2038 | Achievable | MW | Before Competition Groups | 0.033525 | 0 | 0 | 1656.2971 | 2.0241e-05 | 75 | Commercial_2038_Achievable_MW_Before Competition Groups_75 | High Efficiency Chiller (avg of water and air cooled) | 0.002024% | 0 | 0.033525 | Commercial_2038_Achievable_MW_Before Competition Groups_High Efficiency Chiller (avg of water and air cooled)
Commercial | Com ¦ Condensing Unit Heaters or other Efficient Unit Heating System | 2038 | Economic | MW | Before Competition Groups | 0.044242 | 0 | 0 | 2301.8559 | 1.922e-05 | 79 | Commercial_2038_Economic_MW_Before Competition Groups_79 | Condensing Unit Heaters or other Efficient Unit Heating System | 0.001922% | 0 | 0.044242 | Commercial_2038_Economic_MW_Before Competition Groups_Condensing Unit Heaters or other Efficient Unit Heating System
Commercial | Com ¦ High Efficiency Chiller (avg of water and air cooled) | 2038 | Economic | MW | Before Competition Groups | 0.039017 | 0 | 0 | 2301.8559 | 1.695e-05 | 80 | Commercial_2038_Economic_MW_Before Competition Groups_80 | High Efficiency Chiller (avg of water and air cooled) | 0.001695% | 0 | 0.039017 | Commercial_2038_Economic_MW_Before Competition Groups_High Efficiency Chiller (avg of water and air cooled)
Commercial | Com ¦ Energy Recovery Ventilation and Ventilation (Enhanced) | 2038 | Achievable | MW | Before Competition Groups | 0.027457 | 0 | 0 | 1656.2971 | 1.6577e-05 | 76 | Commercial_2038_Achievable_MW_Before Competition Groups_76 | Energy Recovery Ventilation and Ventilation (Enhanced) | 0.001658% | 0 | 0.027457 | Commercial_2038_Achievable_MW_Before Competition Groups_Energy Recovery Ventilation and Ventilation (Enhanced)
Commercial | Com ¦ VSD Air Compressor | 2038 | Achievable | MW | Before Competition Groups | 0.025955 | 0 | 0 | 1656.2971 | 1.5671e-05 | 77 | Commercial_2038_Achievable_MW_Before Competition Groups_77 | VSD Air Compressor | 0.001567% | 0 | 0.025955 | Commercial_2038_Achievable_MW_Before Competition Groups_VSD Air Compressor
Commercial | Com ¦ VSD Air Compressor | 2038 | Economic | MW | Before Competition Groups | 0.035502 | 0 | 0 | 2301.8559 | 1.5423e-05 | 81 | Commercial_2038_Economic_MW_Before Competition Groups_81 | VSD Air Compressor | 0.001542% | 0 | 0.035502 | Commercial_2038_Economic_MW_Before Competition Groups_VSD Air Compressor
Commercial | Com ¦ Condensing Unit Heaters or other Efficient Unit Heating System | 2038 | Technical | MW | Before Competition Groups | 0.044242 | 0 | 0 | 3112.0206 | 1.4217e-05 | 94 | Commercial_2038_Technical_MW_Before Competition Groups_94 | Condensing Unit Heaters or other Efficient Unit Heating System | 0.001422% | 0 | 0.044242 | Commercial_2038_Technical_MW_Before Competition Groups_Condensing Unit Heaters or other Efficient Unit Heating System
Commercial | Com ¦ EC Plug Fan for Data Center (under cabinet) | 2038 | Economic | MW | Before Competition Groups | 0.028454 | 0 | 0 | 2301.8559 | 1.2362e-05 | 82 | Commercial_2038_Economic_MW_Before Competition Groups_82 | EC Plug Fan for Data Center (under cabinet) | 0.001236% | 0 | 0.028454 | Commercial_2038_Economic_MW_Before Competition Groups_EC Plug Fan for Data Center (under cabinet)
Commercial | Com ¦ VSD Air Compressor | 2038 | Technical | MW | Before Competition Groups | 0.035502 | 0 | 0 | 3112.0206 | 1.1408e-05 | 95 | Commercial_2038_Technical_MW_Before Competition Groups_95 | VSD Air Compressor | 0.001141% | 0 | 0.035502 | Commercial_2038_Technical_MW_Before Competition Groups_VSD Air Compressor
Commercial | Com ¦ eCube | 2038 | Technical | MW | Before Competition Groups | 0.0352 | 0 | 0 | 3112.0206 | 1.1311e-05 | 96 | Commercial_2038_Technical_MW_Before Competition Groups_96 | eCube | 0.001131% | 0 | 0.0352 | Commercial_2038_Technical_MW_Before Competition Groups_eCube
Commercial | Com ¦ SYNCHRONOUS BELT | 2038 | Achievable | MW | Before Competition Groups | 0.017229 | 0 | 0 | 1656.2971 | 1.0402e-05 | 78 | Commercial_2038_Achievable_MW_Before Competition Groups_78 | SYNCHRONOUS BELT | 0.00104% | 0 | 0.017229 | Commercial_2038_Achievable_MW_Before Competition Groups_SYNCHRONOUS BELT
Commercial | Com ¦ EC Plug Fan for Data Center (under cabinet) | 2038 | Technical | MW | Before Competition Groups | 0.028454 | 0 | 0 | 3112.0206 | 9.1434e-06 | 97 | Commercial_2038_Technical_MW_Before Competition Groups_97 | EC Plug Fan for Data Center (under cabinet) | 0.0009143% | 0 | 0.028454 | Commercial_2038_Technical_MW_Before Competition Groups_EC Plug Fan for Data Center (under cabinet)
Commercial | Com ¦ EC Plug Fan for Data Center (under cabinet) | 2038 | Achievable | MW | Before Competition Groups | 0.014437 | 0 | 0 | 1656.2971 | 8.7161e-06 | 79 | Commercial_2038_Achievable_MW_Before Competition Groups_79 | EC Plug Fan for Data Center (under cabinet) | 0.0008716% | 0 | 0.014437 | Commercial_2038_Achievable_MW_Before Competition Groups_EC Plug Fan for Data Center (under cabinet)
Commercial | Com ¦ Exterior Photocell | 2038 | Technical | MW | Before Competition Groups | 0.014359 | 0 | 0 | 3112.0206 | 4.614e-06 | 98 | Commercial_2038_Technical_MW_Before Competition Groups_98 | Exterior Photocell | 0.0004614% | 0 | 0.014359 | Commercial_2038_Technical_MW_Before Competition Groups_Exterior Photocell
Commercial | Com ¦ Air Curtains | 2038 | Achievable | MW | Before Competition Groups | 0.0068661 | 0 | 0 | 1656.2971 | 4.1455e-06 | 80 | Commercial_2038_Achievable_MW_Before Competition Groups_80 | Air Curtains | 0.0004145% | 0 | 0.0068661 | Commercial_2038_Achievable_MW_Before Competition Groups_Air Curtains
Commercial | Com ¦ Air Curtains | 2038 | Economic | MW | Before Competition Groups | 0.0074174 | 0 | 0 | 2301.8559 | 3.2224e-06 | 83 | Commercial_2038_Economic_MW_Before Competition Groups_83 | Air Curtains | 0.0003222% | 0 | 0.0074174 | Commercial_2038_Economic_MW_Before Competition Groups_Air Curtains
Commercial | Com ¦ Air Curtains | 2038 | Technical | MW | Before Competition Groups | 0.0074174 | 0 | 0 | 3112.0206 | 2.3835e-06 | 99 | Commercial_2038_Technical_MW_Before Competition Groups_99 | Air Curtains | 0.0002383% | 0 | 0.0074174 | Commercial_2038_Technical_MW_Before Competition Groups_Air Curtains
Commercial | Com ¦ Ground Source Heat Pump | 2038 | Economic | MW | Before Competition Groups | 0.0053029 | 0 | 0 | 2301.8559 | 2.3037e-06 | 84 | Commercial_2038_Economic_MW_Before Competition Groups_84 | Ground Source Heat Pump | 0.0002304% | 0 | 0.0053029 | Commercial_2038_Economic_MW_Before Competition Groups_Ground Source Heat Pump
Commercial | Com ¦ High Efficiency Induction Cooking | 2038 | Technical | MW | Before Competition Groups | 0.0014555 | 0 | 0 | 3112.0206 | 4.677e-07 | 100 | Commercial_2038_Technical_MW_Before Competition Groups_100 | High Efficiency Induction Cooking | 4.677e-05% | 0 | 0.0014555 | Commercial_2038_Technical_MW_Before Competition Groups_High Efficiency Induction Cooking
Commercial | Com ¦ Electric Convection Combination Ovens | 2038 | Achievable | MW | Before Competition Groups | 0.00037868 | 0 | 0 | 1656.2971 | 2.2863e-07 | 81 | Commercial_2038_Achievable_MW_Before Competition Groups_81 | Electric Convection Combination Ovens | 2.286e-05% | 0 | 0.00037868 | Commercial_2038_Achievable_MW_Before Competition Groups_Electric Convection Combination Ovens
Commercial | Com ¦ Electric Convection Combination Ovens | 2038 | Economic | MW | Before Competition Groups | 0.00046131 | 0 | 0 | 2301.8559 | 2.0041e-07 | 85 | Commercial_2038_Economic_MW_Before Competition Groups_85 | Electric Convection Combination Ovens | 2.004e-05% | 0 | 0.00046131 | Commercial_2038_Economic_MW_Before Competition Groups_Electric Convection Combination Ovens
Commercial | Com ¦ Electric Convection Combination Ovens | 2038 | Technical | MW | Before Competition Groups | 0.00046131 | 0 | 0 | 3112.0206 | 1.4823e-07 | 101 | Commercial_2038_Technical_MW_Before Competition Groups_101 | Electric Convection Combination Ovens | 1.482e-05% | 0 | 0.00046131 | Commercial_2038_Technical_MW_Before Competition Groups_Electric Convection Combination Ovens
Commercial | Com ¦ Ground Source Heat Pump | 2038 | Achievable | MW | Before Competition Groups | 7.7849e-05 | 0 | 0 | 1656.2971 | 4.7002e-08 | 82 | Commercial_2038_Achievable_MW_Before Competition Groups_82 | Ground Source Heat Pump | 4.7e-06% | 0 | 7.7849e-05 | Commercial_2038_Achievable_MW_Before Competition Groups_Ground Source Heat Pump
Commercial | Com ¦ LLLC - Low Impact Application | 2038 | Achievable | MW | Before Competition Groups | 1.0828e-19 | 0 | 0 | 1656.2971 | 6.5377e-23 | 83 | Commercial_2038_Achievable_MW_Before Competition Groups_83 | LLLC - Low Impact Application | 6.538e-21% | 0 | 1.0828e-19 | Commercial_2038_Achievable_MW_Before Competition Groups_LLLC - Low Impact Application
Commercial | Com ¦ LLLC - High Impact Application | 2038 | Achievable | MW | Before Competition Groups | 5.2275e-20 | 0 | 0 | 1656.2971 | 3.1561e-23 | 84 | Commercial_2038_Achievable_MW_Before Competition Groups_84 | LLLC - High Impact Application | 3.156e-21% | 0 | 5.2275e-20 | Commercial_2038_Achievable_MW_Before Competition Groups_LLLC - High Impact Application
Commercial | Com ¦ Networked/Connected - High Impact Application | 2038 | Achievable | MW | Before Competition Groups | 1.1178e-21 | 0 | 0 | 1656.2971 | 6.7489e-25 | 85 | Commercial_2038_Achievable_MW_Before Competition Groups_85 | Networked/Connected - High Impact Application | 6.749e-23% | 0 | 1.1178e-21 | Commercial_2038_Achievable_MW_Before Competition Groups_Networked/Connected - High Impact Application
Commercial | Com ¦ Networked/Connected - Low Impact Application | 2038 | Achievable | MW | Before Competition Groups | 4.711e-22 | 0 | 0 | 1656.2971 | 2.8443e-25 | 86 | Commercial_2038_Achievable_MW_Before Competition Groups_86 | Networked/Connected - Low Impact Application | 2.844e-23% | 0 | 4.711e-22 | Commercial_2038_Achievable_MW_Before Competition Groups_Networked/Connected - Low Impact Application
Commercial | Com ¦ High R-Value Glass Doors/no-heat glass door | 2038 | Achievable | MW | Before Competition Groups | 0 | 0 | 0 | 1656.2971 | 0 | 87 | Commercial_2038_Achievable_MW_Before Competition Groups_87 | High R-Value Glass Doors/no-heat glass door | 0% | 0 | 0 | Commercial_2038_Achievable_MW_Before Competition Groups_High R-Value Glass Doors/no-heat glass door
Commercial | Com ¦ High R-Value Glass Doors/no-heat glass door | 2038 | Economic | MW | Before Competition Groups | 0 | 0 | 0 | 2301.8559 | 0 | 86 | Commercial_2038_Economic_MW_Before Competition Groups_86 | High R-Value Glass Doors/no-heat glass door | 0% | 0 | 0 | Commercial_2038_Economic_MW_Before Competition Groups_High R-Value Glass Doors/no-heat glass door
Commercial | Com ¦ Refrigeration Commissioning | 2038 | Achievable | MW | Before Competition Groups | 0 | 0 | 0 | 1656.2971 | 0 | 88 | Commercial_2038_Achievable_MW_Before Competition Groups_88 | Refrigeration Commissioning | 0% | 0 | 0 | Commercial_2038_Achievable_MW_Before Competition Groups_Refrigeration Commissioning
Commercial | Com ¦ Refrigeration Commissioning | 2038 | Economic | MW | Before Competition Groups | 0 | 0 | 0 | 2301.8559 | 0 | 87 | Commercial_2038_Economic_MW_Before Competition Groups_87 | Refrigeration Commissioning | 0% | 0 | 0 | Commercial_2038_Economic_MW_Before Competition Groups_Refrigeration Commissioning
Commercial | Com ¦ Education and Capacity Building/Energy Behavior | 2039 | Achievable | MW | Before Competition Groups | 198.3192 | 0 | 0 | 1721.5175 | 0.1152 | 1 | Commercial_2039_Achievable_MW_Before Competition Groups_1 | Education and Capacity Building/Energy Behavior | 11.52% | 0 | 198.3192 | Commercial_2039_Achievable_MW_Before Competition Groups_Education and Capacity Building/Energy Behavior
Commercial | Com ¦ LED Low/High Bay | 2039 | Achievable | MW | Before Competition Groups | 185.6056 | 0 | 0 | 1721.5175 | 0.10782 | 2 | Commercial_2039_Achievable_MW_Before Competition Groups_2 | LED Low/High Bay | 10.78% | 0 | 185.6056 | Commercial_2039_Achievable_MW_Before Competition Groups_LED Low/High Bay
Commercial | Com ¦ Building Recommissioning, Operations and Maintenance (O&M) Improvements | 2039 | Achievable | MW | Before Competition Groups | 176.9942 | 0 | 0 | 1721.5175 | 0.10281 | 3 | Commercial_2039_Achievable_MW_Before Competition Groups_3 | Building Recommissioning, Operations and Maintenance (O&M) Improvements | 10.28% | 0 | 176.9942 | Commercial_2039_Achievable_MW_Before Competition Groups_Building Recommissioning, Operations and Maintenance (O&M) Improvements
Commercial | Com ¦ Building Recommissioning, Operations and Maintenance (O&M) Improvements | 2039 | Economic | MW | Before Competition Groups | 237.4303 | 0 | 0 | 2358.8265 | 0.10066 | 1 | Commercial_2039_Economic_MW_Before Competition Groups_1 | Building Recommissioning, Operations and Maintenance (O&M) Improvements | 10.07% | 0 | 237.4303 | Commercial_2039_Economic_MW_Before Competition Groups_Building Recommissioning, Operations and Maintenance (O&M) Improvements
Commercial | Com ¦ Education and Capacity Building/Energy Behavior | 2039 | Economic | MW | Before Competition Groups | 212.2987 | 0 | 0 | 2358.8265 | 0.090002 | 2 | Commercial_2039_Economic_MW_Before Competition Groups_2 | Education and Capacity Building/Energy Behavior | 9% | 0 | 212.2987 | Commercial_2039_Economic_MW_Before Competition Groups_Education and Capacity Building/Energy Behavior
Commercial | Com ¦ Central Lighting Control System | 2039 | Technical | MW | Before Competition Groups | 270.6023 | 0 | 0 | 3131.5385 | 0.086412 | 1 | Commercial_2039_Technical_MW_Before Competition Groups_1 | Central Lighting Control System | 8.641% | 0 | 270.6023 | Commercial_2039_Technical_MW_Before Competition Groups_Central Lighting Control System
Commercial | Com ¦ High Efficiency Air Source Heat Pump | 2039 | Economic | MW | Before Competition Groups | 203.13 | 0 | 0 | 2358.8265 | 0.086115 | 3 | Commercial_2039_Economic_MW_Before Competition Groups_3 | High Efficiency Air Source Heat Pump | 8.611% | 0 | 203.13 | Commercial_2039_Economic_MW_Before Competition Groups_High Efficiency Air Source Heat Pump
Commercial | Com ¦ LED Troffer/Surface/Suspended | 2039 | Achievable | MW | Before Competition Groups | 141.6803 | 0 | 0 | 1721.5175 | 0.0823 | 4 | Commercial_2039_Achievable_MW_Before Competition Groups_4 | LED Troffer/Surface/Suspended | 8.23% | 0 | 141.6803 | Commercial_2039_Achievable_MW_Before Competition Groups_LED Troffer/Surface/Suspended
Commercial | Com ¦ ENERGY STAR LED LAMPS (REFLECTOR LAMPs/MR16/PAR 16) | 2039 | Achievable | MW | Before Competition Groups | 136.9923 | 0 | 0 | 1721.5175 | 0.079576 | 5 | Commercial_2039_Achievable_MW_Before Competition Groups_5 | ENERGY STAR LED LAMPS (REFLECTOR LAMPs/MR16/PAR 16) | 7.958% | 0 | 136.9923 | Commercial_2039_Achievable_MW_Before Competition Groups_ENERGY STAR LED LAMPS (REFLECTOR LAMPs/MR16/PAR 16)
Commercial | Com ¦ Building Recommissioning, Operations and Maintenance (O&M) Improvements | 2039 | Technical | MW | Before Competition Groups | 237.4303 | 0 | 0 | 3131.5385 | 0.075819 | 2 | Commercial_2039_Technical_MW_Before Competition Groups_2 | Building Recommissioning, Operations and Maintenance (O&M) Improvements | 7.582% | 0 | 237.4303 | Commercial_2039_Technical_MW_Before Competition Groups_Building Recommissioning, Operations and Maintenance (O&M) Improvements
Commercial | Com ¦ LED Low/High Bay | 2039 | Economic | MW | Before Competition Groups | 168.3276 | 0 | 0 | 2358.8265 | 0.071361 | 4 | Commercial_2039_Economic_MW_Before Competition Groups_4 | LED Low/High Bay | 7.136% | 0 | 168.3276 | Commercial_2039_Economic_MW_Before Competition Groups_LED Low/High Bay
Commercial | Com ¦ Education and Capacity Building/Energy Behavior | 2039 | Technical | MW | Before Competition Groups | 212.2987 | 0 | 0 | 3131.5385 | 0.067794 | 3 | Commercial_2039_Technical_MW_Before Competition Groups_3 | Education and Capacity Building/Energy Behavior | 6.779% | 0 | 212.2987 | Commercial_2039_Technical_MW_Before Competition Groups_Education and Capacity Building/Energy Behavior
Commercial | Com ¦ High Efficiency Air Source Heat Pump | 2039 | Technical | MW | Before Competition Groups | 203.13 | 0 | 0 | 3131.5385 | 0.064866 | 4 | Commercial_2039_Technical_MW_Before Competition Groups_4 | High Efficiency Air Source Heat Pump | 6.487% | 0 | 203.13 | Commercial_2039_Technical_MW_Before Competition Groups_High Efficiency Air Source Heat Pump
Commercial | Com ¦ ENERGY STAR LED LAMPS (REFLECTOR LAMPs/MR16/PAR 16) | 2039 | Economic | MW | Before Competition Groups | 138.3886 | 0 | 0 | 2358.8265 | 0.058668 | 5 | Commercial_2039_Economic_MW_Before Competition Groups_5 | ENERGY STAR LED LAMPS (REFLECTOR LAMPs/MR16/PAR 16) | 5.867% | 0 | 138.3886 | Commercial_2039_Economic_MW_Before Competition Groups_ENERGY STAR LED LAMPS (REFLECTOR LAMPs/MR16/PAR 16)
Commercial | Com ¦ LED Low/High Bay | 2039 | Technical | MW | Before Competition Groups | 168.3276 | 0 | 0 | 3131.5385 | 0.053752 | 5 | Commercial_2039_Technical_MW_Before Competition Groups_5 | LED Low/High Bay | 5.375% | 0 | 168.3276 | Commercial_2039_Technical_MW_Before Competition Groups_LED Low/High Bay
Commercial | Com ¦ LED Troffer/Surface/Suspended | 2039 | Economic | MW | Before Competition Groups | 123.203 | 0 | 0 | 2358.8265 | 0.052231 | 6 | Commercial_2039_Economic_MW_Before Competition Groups_6 | LED Troffer/Surface/Suspended | 5.223% | 0 | 123.203 | Commercial_2039_Economic_MW_Before Competition Groups_LED Troffer/Surface/Suspended
Commercial | Com ¦ LLLC - Low Impact Application | 2039 | Economic | MW | Before Competition Groups | 114.5935 | 0 | 0 | 2358.8265 | 0.048581 | 7 | Commercial_2039_Economic_MW_Before Competition Groups_7 | LLLC - Low Impact Application | 4.858% | 0 | 114.5935 | Commercial_2039_Economic_MW_Before Competition Groups_LLLC - Low Impact Application
Commercial | Com ¦ Variable Refrigerant Flow Heat Pump | 2039 | Technical | MW | Before Competition Groups | 151.1288 | 0 | 0 | 3131.5385 | 0.04826 | 6 | Commercial_2039_Technical_MW_Before Competition Groups_6 | Variable Refrigerant Flow Heat Pump | 4.826% | 0 | 151.1288 | Commercial_2039_Technical_MW_Before Competition Groups_Variable Refrigerant Flow Heat Pump
Commercial | Com ¦ LED Replacement Lamp (Tube) | 2039 | Achievable | MW | Before Competition Groups | 82.5333 | 0 | 0 | 1721.5175 | 0.047942 | 6 | Commercial_2039_Achievable_MW_Before Competition Groups_6 | LED Replacement Lamp (Tube) | 4.794% | 0 | 82.5333 | Commercial_2039_Achievable_MW_Before Competition Groups_LED Replacement Lamp (Tube)
Commercial | Com ¦ High Efficiency Air Source Heat Pump | 2039 | Achievable | MW | Before Competition Groups | 81.295 | 0 | 0 | 1721.5175 | 0.047223 | 7 | Commercial_2039_Achievable_MW_Before Competition Groups_7 | High Efficiency Air Source Heat Pump | 4.722% | 0 | 81.295 | Commercial_2039_Achievable_MW_Before Competition Groups_High Efficiency Air Source Heat Pump
Commercial | Com ¦ LLLC - High Impact Application | 2039 | Economic | MW | Before Competition Groups | 105.5195 | 0 | 0 | 2358.8265 | 0.044734 | 8 | Commercial_2039_Economic_MW_Before Competition Groups_8 | LLLC - High Impact Application | 4.473% | 0 | 105.5195 | Commercial_2039_Economic_MW_Before Competition Groups_LLLC - High Impact Application
Commercial | Com ¦ ENERGY STAR LED LAMPS (REFLECTOR LAMPs/MR16/PAR 16) | 2039 | Technical | MW | Before Competition Groups | 139.9995 | 0 | 0 | 3131.5385 | 0.044706 | 7 | Commercial_2039_Technical_MW_Before Competition Groups_7 | ENERGY STAR LED LAMPS (REFLECTOR LAMPs/MR16/PAR 16) | 4.471% | 0 | 139.9995 | Commercial_2039_Technical_MW_Before Competition Groups_ENERGY STAR LED LAMPS (REFLECTOR LAMPs/MR16/PAR 16)
Commercial | Com ¦ Unitary Air-Conditioning Unit | 2039 | Achievable | MW | Before Competition Groups | 76.6024 | 0 | 0 | 1721.5175 | 0.044497 | 8 | Commercial_2039_Achievable_MW_Before Competition Groups_8 | Unitary Air-Conditioning Unit | 4.45% | 0 | 76.6024 | Commercial_2039_Achievable_MW_Before Competition Groups_Unitary Air-Conditioning Unit
Commercial | Com ¦ Advanced BAS/Controllers | 2039 | Achievable | MW | Before Competition Groups | 76.0472 | 0 | 0 | 1721.5175 | 0.044175 | 9 | Commercial_2039_Achievable_MW_Before Competition Groups_9 | Advanced BAS/Controllers | 4.417% | 0 | 76.0472 | Commercial_2039_Achievable_MW_Before Competition Groups_Advanced BAS/Controllers
Commercial | Com ¦ Unitary Air-Conditioning Unit | 2039 | Technical | MW | Before Competition Groups | 135.7578 | 0 | 0 | 3131.5385 | 0.043352 | 8 | Commercial_2039_Technical_MW_Before Competition Groups_8 | Unitary Air-Conditioning Unit | 4.335% | 0 | 135.7578 | Commercial_2039_Technical_MW_Before Competition Groups_Unitary Air-Conditioning Unit
Commercial | Com ¦ Advanced BAS/Controllers | 2039 | Economic | MW | Before Competition Groups | 100.947 | 0 | 0 | 2358.8265 | 0.042795 | 9 | Commercial_2039_Economic_MW_Before Competition Groups_9 | Advanced BAS/Controllers | 4.28% | 0 | 100.947 | Commercial_2039_Economic_MW_Before Competition Groups_Advanced BAS/Controllers
Commercial | Com ¦ LED Replacement Lamp (Tube) | 2039 | Economic | MW | Before Competition Groups | 99.0179 | 0 | 0 | 2358.8265 | 0.041978 | 10 | Commercial_2039_Economic_MW_Before Competition Groups_10 | LED Replacement Lamp (Tube) | 4.198% | 0 | 99.0179 | Commercial_2039_Economic_MW_Before Competition Groups_LED Replacement Lamp (Tube)
Commercial | Com ¦ LED Troffer/Surface/Suspended | 2039 | Technical | MW | Before Competition Groups | 123.203 | 0 | 0 | 3131.5385 | 0.039343 | 9 | Commercial_2039_Technical_MW_Before Competition Groups_9 | LED Troffer/Surface/Suspended | 3.934% | 0 | 123.203 | Commercial_2039_Technical_MW_Before Competition Groups_LED Troffer/Surface/Suspended
Commercial | Com ¦ LLLC - Low Impact Application | 2039 | Technical | MW | Before Competition Groups | 116.1674 | 0 | 0 | 3131.5385 | 0.037096 | 10 | Commercial_2039_Technical_MW_Before Competition Groups_10 | LLLC - Low Impact Application | 3.71% | 0 | 116.1674 | Commercial_2039_Technical_MW_Before Competition Groups_LLLC - Low Impact Application
Commercial | Com ¦ Unitary Air-Conditioning Unit | 2039 | Economic | MW | Before Competition Groups | 81.3856 | 0 | 0 | 2358.8265 | 0.034503 | 11 | Commercial_2039_Economic_MW_Before Competition Groups_11 | Unitary Air-Conditioning Unit | 3.45% | 0 | 81.3856 | Commercial_2039_Economic_MW_Before Competition Groups_Unitary Air-Conditioning Unit
Commercial | Com ¦ LLLC - High Impact Application | 2039 | Technical | MW | Before Competition Groups | 105.5195 | 0 | 0 | 3131.5385 | 0.033696 | 11 | Commercial_2039_Technical_MW_Before Competition Groups_11 | LLLC - High Impact Application | 3.37% | 0 | 105.5195 | Commercial_2039_Technical_MW_Before Competition Groups_LLLC - High Impact Application
Commercial | Com ¦ Networked/Connected - High Impact Application | 2039 | Economic | MW | Before Competition Groups | 78.8622 | 0 | 0 | 2358.8265 | 0.033433 | 12 | Commercial_2039_Economic_MW_Before Competition Groups_12 | Networked/Connected - High Impact Application | 3.343% | 0 | 78.8622 | Commercial_2039_Economic_MW_Before Competition Groups_Networked/Connected - High Impact Application
Commercial | Com ¦ Advanced BAS/Controllers | 2039 | Technical | MW | Before Competition Groups | 100.947 | 0 | 0 | 3131.5385 | 0.032236 | 12 | Commercial_2039_Technical_MW_Before Competition Groups_12 | Advanced BAS/Controllers | 3.224% | 0 | 100.947 | Commercial_2039_Technical_MW_Before Competition Groups_Advanced BAS/Controllers
Commercial | Com ¦ LED Replacement Lamp (Tube) | 2039 | Technical | MW | Before Competition Groups | 99.0179 | 0 | 0 | 3131.5385 | 0.03162 | 13 | Commercial_2039_Technical_MW_Before Competition Groups_13 | LED Replacement Lamp (Tube) | 3.162% | 0 | 99.0179 | Commercial_2039_Technical_MW_Before Competition Groups_LED Replacement Lamp (Tube)
Commercial | Com ¦ Networked/Connected - Low Impact Application | 2039 | Technical | MW | Before Competition Groups | 98.679 | 0 | 0 | 3131.5385 | 0.031511 | 14 | Commercial_2039_Technical_MW_Before Competition Groups_14 | Networked/Connected - Low Impact Application | 3.151% | 0 | 98.679 | Commercial_2039_Technical_MW_Before Competition Groups_Networked/Connected - Low Impact Application
Commercial | Com ¦ Networked/Connected - High Impact Application | 2039 | Technical | MW | Before Competition Groups | 91.806 | 0 | 0 | 3131.5385 | 0.029317 | 15 | Commercial_2039_Technical_MW_Before Competition Groups_15 | Networked/Connected - High Impact Application | 2.932% | 0 | 91.806 | Commercial_2039_Technical_MW_Before Competition Groups_Networked/Connected - High Impact Application
Commercial | Com ¦ Networked/Connected - Low Impact Application | 2039 | Economic | MW | Before Competition Groups | 59.3983 | 0 | 0 | 2358.8265 | 0.025181 | 13 | Commercial_2039_Economic_MW_Before Competition Groups_13 | Networked/Connected - Low Impact Application | 2.518% | 0 | 59.3983 | Commercial_2039_Economic_MW_Before Competition Groups_Networked/Connected - Low Impact Application
Commercial | Com ¦ Adaptive Thermostats | 2039 | Achievable | MW | Before Competition Groups | 42.6215 | 0 | 0 | 1721.5175 | 0.024758 | 10 | Commercial_2039_Achievable_MW_Before Competition Groups_10 | Adaptive Thermostats | 2.476% | 0 | 42.6215 | Commercial_2039_Achievable_MW_Before Competition Groups_Adaptive Thermostats
Commercial | Com ¦ Smart Strip Plug Outlets | 2039 | Technical | MW | Before Competition Groups | 76.3503 | 0 | 0 | 3131.5385 | 0.024381 | 16 | Commercial_2039_Technical_MW_Before Competition Groups_16 | Smart Strip Plug Outlets | 2.438% | 0 | 76.3503 | Commercial_2039_Technical_MW_Before Competition Groups_Smart Strip Plug Outlets
Commercial | Com ¦ Refrigerated Display Case Doors | 2039 | Achievable | MW | Before Competition Groups | 39.6281 | 0 | 0 | 1721.5175 | 0.023019 | 11 | Commercial_2039_Achievable_MW_Before Competition Groups_11 | Refrigerated Display Case Doors | 2.302% | 0 | 39.6281 | Commercial_2039_Achievable_MW_Before Competition Groups_Refrigerated Display Case Doors
Commercial | Com ¦ Variable Refrigerant Flow Heat Pump | 2039 | Achievable | MW | Before Competition Groups | 36.4242 | 0 | 0 | 1721.5175 | 0.021158 | 12 | Commercial_2039_Achievable_MW_Before Competition Groups_12 | Variable Refrigerant Flow Heat Pump | 2.116% | 0 | 36.4242 | Commercial_2039_Achievable_MW_Before Competition Groups_Variable Refrigerant Flow Heat Pump
Commercial | Com ¦ Refrigerated Display Case Doors | 2039 | Economic | MW | Before Competition Groups | 48.0165 | 0 | 0 | 2358.8265 | 0.020356 | 14 | Commercial_2039_Economic_MW_Before Competition Groups_14 | Refrigerated Display Case Doors | 2.036% | 0 | 48.0165 | Commercial_2039_Economic_MW_Before Competition Groups_Refrigerated Display Case Doors
Commercial | Com ¦ Strip Curtains | 2039 | Achievable | MW | Before Competition Groups | 33.8982 | 0 | 0 | 1721.5175 | 0.019691 | 13 | Commercial_2039_Achievable_MW_Before Competition Groups_13 | Strip Curtains | 1.969% | 0 | 33.8982 | Commercial_2039_Achievable_MW_Before Competition Groups_Strip Curtains
Commercial | Com ¦ Refrigerated Display Case Doors | 2039 | Technical | MW | Before Competition Groups | 58.7114 | 0 | 0 | 3131.5385 | 0.018748 | 17 | Commercial_2039_Technical_MW_Before Competition Groups_17 | Refrigerated Display Case Doors | 1.875% | 0 | 58.7114 | Commercial_2039_Technical_MW_Before Competition Groups_Refrigerated Display Case Doors
Commercial | Com ¦ Adaptive Thermostats | 2039 | Economic | MW | Before Competition Groups | 43.7132 | 0 | 0 | 2358.8265 | 0.018532 | 15 | Commercial_2039_Economic_MW_Before Competition Groups_15 | Adaptive Thermostats | 1.853% | 0 | 43.7132 | Commercial_2039_Economic_MW_Before Competition Groups_Adaptive Thermostats
Commercial | Com ¦ Furnace Tune-Up | 2039 | Achievable | MW | Before Competition Groups | 31.2796 | 0 | 0 | 1721.5175 | 0.01817 | 14 | Commercial_2039_Achievable_MW_Before Competition Groups_14 | Furnace Tune-Up | 1.817% | 0 | 31.2796 | Commercial_2039_Achievable_MW_Before Competition Groups_Furnace Tune-Up